## About
CCaMC BAU Construction Cost per Unit Capacity
CCaMC Annual Fixed O&M Cost per Unit Capacity
CCaMC Variable O&M Cost per Unit Elec Output
CCaMC BAU Soft Costs per Unit Capacity
Sources: | PV and Onshore wind Capital and O&M Costs
Korea Energy Economics Institute
2020
Medium-to-long-term levelized cost of electricity (LCOE) forecast (1/5)
http://www.keei.re.kr/web_keei/d_results.nsf/0/A10FCB3438C55F4349258669004FC436/$file/%EA%B8%B0%EB%B3%B8%202020-21_%EC%9E%AC%EC%83%9D%EC%97%90%EB%84%88%EC%A7%80%20%EA%B3%B5%EA%B8%89%ED%99%95%EB%8C%80%EB%A5%BC%20%EC%9C%84%ED%95%9C%20%EC%A4%91%EC%9E%A5%EA%B8%B0%20%EB%B0%9C%EC%A0%84%EB%8B%A8%EA%B0%80(LCOE)%20%EC%A0%84%EB%A7%9D%20%EC%8B%9C%EC%8A%A4%ED%85%9C%20%EA%B5%AC%EC%B6%95%20%EB%B0%8F%20%EC%9A%B4%EC%98%81.pdf
Gas and conventional power Capital and O&M Costs
IEA
2020
Levelised Cost of Electricity Calculator
https://www.iea.org/articles/levelised-cost-of-electricity-calculator
| Conventional Power Capital and O&M Costs |  | KEEI 발전원별 균등화 발전원가 최종보고서
Korea Energy Economics Institute
2020
KEEI Levelized cost of electricity by source
http://www.alio.go.kr/informationResearchView.do?seq=2477139
All Generator Capital and O&M Costs
KPX
2018
Power generation statistics
https://www.kpx.or.kr/www/downloadBbsFile.do?atchmnflNo=29587
Select Costs
United States EPS version 3.3.1
elec/CCaMC
Notes:
2017 PPI | 98.58
2012 PPI | 103.31 | 0.95422
2012 환율 | 1126.88
Exchate rate
1075.2863
For several plant types, we use US costs directly due to limited data availability (highlighted in yellow
on the KRW tab.
We were not able to identify soft cost data for renewable technologies, and therefore use the ratio
of hard costs to soft costs from the US model.
2026-09-08: grid-connection (spur line) costs split out of the KEEI-based CAPEX for onshore wind, solar PV and offshore wind and placed in CCaMC-SLCCpUC (KRW tab rows 57-61, Calculation rows 110-119). KEEI's capex totals include 계통연계/한전계통비용, so before this change SLCCpUC = 0 was consistent but the spur line was invisible; now BCCpUC + SLCCpUC equals the previous BCCpUC for every year. Values (2020 KRW/kW): onshore 42,000; solar 23,000; offshore 324,000 (assumed half of KEEI's combined electrical-works-plus-connection figure). Thermal and nuclear connection costs remain inside their CAPEX (not itemized by KEEI). Source: KEEI 기본연구 24-22.
2026-09-08: CCaMC-BSCpUC year header repaired. The tab had 31 year columns labelled 2021, 2022, 2022, 2023 ... 2050: the data columns were aligned to the US tab's 2021-2050 (B..AE) but every label from column D onward was one year low, and a 32nd column referenced the US tab's empty column and read 0 as '2050'. So the exported soft costs were shifted a year late from 2023 and fell to 0 in 2050. Fixed by relabelling B..AE 2021-2050 and deleting the extra column; values unchanged otherwise. The exported CSV also carried a slightly older conversion (onshore 335,912 vs workbook 330,704 $/MW in 2021); the re-export brings the CSV to the workbook.

## KRW
CAPEX (KRW/kW) | 2020 | 2025 | 2030 | 기본데이터 | 비고
hard coal | 1438461 |  | 1962451 | KEEI 발전원별 균등화 발전원가 최종보고서
natural gas nonpeaker | 939879 |  | 1024879 | KEEI 발전원별 균등화 발전원가 최종보고서
nuclear | 4533116.2857 |  | 5649116.2857 | KEEI 발전원별 균등화 발전원가 최종보고서
hydro | 968700 |  | 968700 | KPX 발전 설비 현황
onshore wind | 2736378 | 2599559.1 | 2353285.08 | 재생에너지 공급확대를 위한 중장기 발전단가 (LCOE)전망 시스템 구축 및 운영(3/5) | 육상풍력 20MW 기준 설비비용 + 토지 임대비용 | NREL ATB 2022~2030 변화율 참고
solar PV | 1370174 | 1370174 | 1123542.68 | 재생에너지 공급확대를 위한 중장기 발전단가 (LCOE)전망 시스템 구축 및 운영(3/5) | 태양광 지상 3MW 기준 설비비용 + 토지 임대비용 | NREL ATB 2022~2030 변화율 참고
solar thermal | 0 |  | 0
biomass | 3823333.5 |  | 3823333.5 | KPX 발전 설비 현황
geothermal | 8825950.1686 |  | 8825950.1686 | IEA 2020 Levelized cost of Electricity
petroleum | 1895634 |  | 1895634 | KPX 발전 설비 현황
natural gas peaker | 657915.3 |  | 717415.3 | =gas non peaker * 70%, assumed
lignite | 1438461 |  | 1962451 | KPX 발전 설비 현황
offshore wind | 6005300 | 5584929 | 4443922 | 재생에너지 공급확대를 위한 중장기 발전단가 (LCOE)전망 시스템 구축 및 운영(3/5) | 해상풍력 30~365MW 기준 평균값 + 토지 임대비용 | NREL ATB 2022~2030 변화율 참고
crude oil | 1895634 |  | 1895634 | KPX 발전 설비 현황
heavy or residual fuel oil | 1895634 |  | 1895634 | KPX 발전 설비 현황
municipal solid waste | 4800000 |  | 4800000 | KPX 발전 설비 현황
Fixed O&M (KRW/kW-yr)
hard coal | 66670.32 |  | 66670.32 | KEEI 발전원별 균등화 발전원가 최종보고서
natural gas nonpeaker | 43835.64 |  | 43835.64 | KEEI 발전원별 균등화 발전원가 최종보고서
nuclear | 166937.76 |  | 166937.76 | KEEI 발전원별 균등화 발전원가 최종보고서
hydro | 24217.5 |  | 24217.5 | 2.5% of construction cost, assumed
onshore wind | 51027 | 51027 | 51027 | 재생에너지 공급확대를 위한 중장기 발전단가(LCOE)전망 시스템 구축(5/5) | 육상풍력 20MW 기준 운영 및 유지비용
solar PV | 24871 | 24871 | 24871 | 재생에너지 공급확대를 위한 중장기 발전단가 (LCOE)전망 시스템 구축 및 운영(3/5) | 태양광 3MW 기준 운영 및 유지비용
solar thermal | 0 |  | 0 | 2.5% of construction cost, assumed
biomass | 95583.3375 |  | 95583.3375 | 2.5% of construction cost, assumed
geothermal | 220648.7542 |  | 220648.7542 | 2.5% of construction cost, assumed
petroleum | 47390.85 |  | 47390.85 | 2.5% of construction cost, assumed
natural gas peaker | 16447.8825 |  | 16447.8825 | 2.5% of construction cost, assumed
lignite | 66670.32 |  | 66670.32 | =hard coal
offshore wind | 122000 | 122000 | 122000 | 재생에너지 공급확대를 위한 중장기 발전단가 (LCOE)전망 시스템 구축 및 운영(3/5) | 해상풍력 30~365MW 기준 운영 및 유지비용
crude oil | 47390.85 |  | 47390.85 | 2.5% of construction cost, assumed
heavy or residual fuel oil | 47390.85 |  | 47390.85 | 2.5% of construction cost, assumed
municipal solid waste | 120000 |  | 120000 | 2.5% of construction cost, assumed
Variable O&M (KRW/MWh)
hard coal | 1180 |  | 1180 | KEEI 발전원별 균등화 발전원가 최종보고서
natural gas nonpeaker | 640 |  | 640 | KEEI 발전원별 균등화 발전원가 최종보고서
nuclear | 1990 |  | 1990 | KEEI 발전원별 균등화 발전원가 최종보고서
hydro | 200 |  | 200
onshore wind | 100 |  | 100 | KEEI 발전원별 균등화 발전원가 최종보고서
solar PV | 100 |  | 100 | KEEI 발전원별 균등화 발전원가 최종보고서
solar thermal |  |  | 0
biomass | 100 |  | 100 | other renewables
geothermal | 100 |  | 100 | other renewables
petroleum | 150 |  | 150
natural gas peaker | 640 |  | 640 | = natural gas nonpeaker
lignite | 1180 |  | 1180
offshore wind |  |  | 0 | KEEI 발전원별 균등화 발전원가 최종보고서
crude oil | 150 |  | 150
heavy or residual fuel oil | 150 |  | 150
municipal solid waste | 100 |  | 100 | other renewables
Grid connection (spur line) cost ALREADY INCLUDED in the KEEI CAPEX above, KRW/kW, 2020 basis (KEEI 기본연구 24-22, 재생에너지 LCOE 전망 시스템 5/5, Tables 3-6 / 3-11 / 3-13). Moved out of CCaMC-BCCpUC into CCaMC-SLCCpUC on 2026-09-08 so the total is unchanged.
Technology | KRW/kW | Basis / note
onshore wind | 42000 | 계통연계 row, 20 MW basis, 2020 (40,000 in 2024); 전기공사 (internal electrical works, 116,000) NOT included
solar PV | 23000 | 한전계통비용 row, 3 MW ground-mount basis, 2020 (32,000 in 2024); the separate 변전소 (substation) row is left in CAPEX
offshore wind | 324000 | ASSUMPTION: 50% of KEEI's combined 전기공사+계통연계 (mean of 5 Korean cases 432/740/581/389/1,096 M KRW/MW = 648,000 KRW/kW); KEEI does not split export cable/connection from array cabling. Total capex unaffected by the split.

## NREL ATB
|  | 2022 | 2023 | 2024 | 2025 | 2026 | 2027 | 2028 | 2029 | 2030 | 2031 | 2032 | 2033 | 2034 | 2035 | 2036 | 2037 | 2038 | 2039 | 2040 | 2041 | 2042 | 2043 | 2044 | 2045 | 2046 | 2047 | 2048 | 2049 | 2050
Utility PV - Class 1 | Advanced | 1482.6833 | 1610.9047 | 1533.5706 | 1456.2366 | 1378.9026 | 1301.5686 | 1224.2345 | 1146.9005 | 1069.5665 | 992.2325 | 914.8984 | 837.5644 | 760.2304 | 682.8964 | 674.8745 | 666.8527 | 658.8308 | 650.809 | 642.7872 | 634.7653 | 626.7435 | 618.7216 | 610.6998 | 602.678 | 594.6561 | 586.6343 | 578.6124 | 570.5906 | 562.5687
Utility PV - Class 1 | Moderate | 1482.6833 | 1610.9047 | 1551.2727 | 1491.6407 | 1432.0088 | 1372.3768 | 1312.7449 | 1253.1129 | 1193.4809 | 1133.849 | 1074.217 | 1014.5851 | 954.9531 | 895.3211 | 881.1595 | 866.9978 | 852.8362 | 838.6745 | 824.5129 | 810.3512 | 796.1896 | 782.0279 | 767.8663 | 753.7046 | 739.543 | 725.3813 | 711.2197 | 697.058 | 682.8964
Utility PV - Class 1 | Conservative | 1482.6833 | 1610.9047 | 1575.7665 | 1540.6284 | 1505.4903 | 1470.3521 | 1435.214 | 1400.0759 | 1364.9377 | 1329.7996 | 1294.6615 | 1259.5234 | 1224.3852 | 1189.2471 | 1169.652 | 1150.057 | 1130.4619 | 1110.8668 | 1091.2718 | 1071.6767 | 1052.0816 | 1032.4866 | 1012.8915 | 993.2965 | 973.7014 | 954.1063 | 934.5113 | 914.9162 | 895.3211
Utility PV - Class 2 | Advanced | 1482.6833 | 1610.9047 | 1533.5706 | 1456.2366 | 1378.9026 | 1301.5686 | 1224.2345 | 1146.9005 | 1069.5665 | 992.2325 | 914.8984 | 837.5644 | 760.2304 | 682.8964 | 674.8745 | 666.8527 | 658.8308 | 650.809 | 642.7872 | 634.7653 | 626.7435 | 618.7216 | 610.6998 | 602.678 | 594.6561 | 586.6343 | 578.6124 | 570.5906 | 562.5687
Utility PV - Class 2 | Moderate | 1482.6833 | 1610.9047 | 1551.2727 | 1491.6407 | 1432.0088 | 1372.3768 | 1312.7449 | 1253.1129 | 1193.4809 | 1133.849 | 1074.217 | 1014.5851 | 954.9531 | 895.3211 | 881.1595 | 866.9978 | 852.8362 | 838.6745 | 824.5129 | 810.3512 | 796.1896 | 782.0279 | 767.8663 | 753.7046 | 739.543 | 725.3813 | 711.2197 | 697.058 | 682.8964
Utility PV - Class 2 | Conservative | 1482.6833 | 1610.9047 | 1575.7665 | 1540.6284 | 1505.4903 | 1470.3521 | 1435.214 | 1400.0759 | 1364.9377 | 1329.7996 | 1294.6615 | 1259.5234 | 1224.3852 | 1189.2471 | 1169.652 | 1150.057 | 1130.4619 | 1110.8668 | 1091.2718 | 1071.6767 | 1052.0816 | 1032.4866 | 1012.8915 | 993.2965 | 973.7014 | 954.1063 | 934.5113 | 914.9162 | 895.3211
Utility PV - Class 3 | Advanced | 1482.6833 | 1610.9047 | 1533.5706 | 1456.2366 | 1378.9026 | 1301.5686 | 1224.2345 | 1146.9005 | 1069.5665 | 992.2325 | 914.8984 | 837.5644 | 760.2304 | 682.8964 | 674.8745 | 666.8527 | 658.8308 | 650.809 | 642.7872 | 634.7653 | 626.7435 | 618.7216 | 610.6998 | 602.678 | 594.6561 | 586.6343 | 578.6124 | 570.5906 | 562.5687
Utility PV - Class 3 | Moderate | 1482.6833 | 1610.9047 | 1551.2727 | 1491.6407 | 1432.0088 | 1372.3768 | 1312.7449 | 1253.1129 | 1193.4809 | 1133.849 | 1074.217 | 1014.5851 | 954.9531 | 895.3211 | 881.1595 | 866.9978 | 852.8362 | 838.6745 | 824.5129 | 810.3512 | 796.1896 | 782.0279 | 767.8663 | 753.7046 | 739.543 | 725.3813 | 711.2197 | 697.058 | 682.8964
Utility PV - Class 3 | Conservative | 1482.6833 | 1610.9047 | 1575.7665 | 1540.6284 | 1505.4903 | 1470.3521 | 1435.214 | 1400.0759 | 1364.9377 | 1329.7996 | 1294.6615 | 1259.5234 | 1224.3852 | 1189.2471 | 1169.652 | 1150.057 | 1130.4619 | 1110.8668 | 1091.2718 | 1071.6767 | 1052.0816 | 1032.4866 | 1012.8915 | 993.2965 | 973.7014 | 954.1063 | 934.5113 | 914.9162 | 895.3211
Utility PV - Class 4 | Advanced | 1482.6833 | 1610.9047 | 1533.5706 | 1456.2366 | 1378.9026 | 1301.5686 | 1224.2345 | 1146.9005 | 1069.5665 | 992.2325 | 914.8984 | 837.5644 | 760.2304 | 682.8964 | 674.8745 | 666.8527 | 658.8308 | 650.809 | 642.7872 | 634.7653 | 626.7435 | 618.7216 | 610.6998 | 602.678 | 594.6561 | 586.6343 | 578.6124 | 570.5906 | 562.5687
Utility PV - Class 4 | Moderate | 1482.6833 | 1610.9047 | 1551.2727 | 1491.6407 | 1432.0088 | 1372.3768 | 1312.7449 | 1253.1129 | 1193.4809 | 1133.849 | 1074.217 | 1014.5851 | 954.9531 | 895.3211 | 881.1595 | 866.9978 | 852.8362 | 838.6745 | 824.5129 | 810.3512 | 796.1896 | 782.0279 | 767.8663 | 753.7046 | 739.543 | 725.3813 | 711.2197 | 697.058 | 682.8964
Utility PV - Class 4 | Conservative | 1482.6833 | 1610.9047 | 1575.7665 | 1540.6284 | 1505.4903 | 1470.3521 | 1435.214 | 1400.0759 | 1364.9377 | 1329.7996 | 1294.6615 | 1259.5234 | 1224.3852 | 1189.2471 | 1169.652 | 1150.057 | 1130.4619 | 1110.8668 | 1091.2718 | 1071.6767 | 1052.0816 | 1032.4866 | 1012.8915 | 993.2965 | 973.7014 | 954.1063 | 934.5113 | 914.9162 | 895.3211
Utility PV - Class 5 | Advanced | 1482.6833 | 1610.9047 | 1533.5706 | 1456.2366 | 1378.9026 | 1301.5686 | 1224.2345 | 1146.9005 | 1069.5665 | 992.2325 | 914.8984 | 837.5644 | 760.2304 | 682.8964 | 674.8745 | 666.8527 | 658.8308 | 650.809 | 642.7872 | 634.7653 | 626.7435 | 618.7216 | 610.6998 | 602.678 | 594.6561 | 586.6343 | 578.6124 | 570.5906 | 562.5687
Utility PV - Class 5 | Moderate | 1482.6833 | 1610.9047 | 1551.2727 | 1491.6407 | 1432.0088 | 1372.3768 | 1312.7449 | 1253.1129 | 1193.4809 | 1133.849 | 1074.217 | 1014.5851 | 954.9531 | 895.3211 | 881.1595 | 866.9978 | 852.8362 | 838.6745 | 824.5129 | 810.3512 | 796.1896 | 782.0279 | 767.8663 | 753.7046 | 739.543 | 725.3813 | 711.2197 | 697.058 | 682.8964
Utility PV - Class 5 | Conservative | 1482.6833 | 1610.9047 | 1575.7665 | 1540.6284 | 1505.4903 | 1470.3521 | 1435.214 | 1400.0759 | 1364.9377 | 1329.7996 | 1294.6615 | 1259.5234 | 1224.3852 | 1189.2471 | 1169.652 | 1150.057 | 1130.4619 | 1110.8668 | 1091.2718 | 1071.6767 | 1052.0816 | 1032.4866 | 1012.8915 | 993.2965 | 973.7014 | 954.1063 | 934.5113 | 914.9162 | 895.3211
Utility PV - Class 6 | Advanced | 1482.6833 | 1610.9047 | 1533.5706 | 1456.2366 | 1378.9026 | 1301.5686 | 1224.2345 | 1146.9005 | 1069.5665 | 992.2325 | 914.8984 | 837.5644 | 760.2304 | 682.8964 | 674.8745 | 666.8527 | 658.8308 | 650.809 | 642.7872 | 634.7653 | 626.7435 | 618.7216 | 610.6998 | 602.678 | 594.6561 | 586.6343 | 578.6124 | 570.5906 | 562.5687
Utility PV - Class 6 | Moderate | 1482.6833 | 1610.9047 | 1551.2727 | 1491.6407 | 1432.0088 | 1372.3768 | 1312.7449 | 1253.1129 | 1193.4809 | 1133.849 | 1074.217 | 1014.5851 | 954.9531 | 895.3211 | 881.1595 | 866.9978 | 852.8362 | 838.6745 | 824.5129 | 810.3512 | 796.1896 | 782.0279 | 767.8663 | 753.7046 | 739.543 | 725.3813 | 711.2197 | 697.058 | 682.8964
Utility PV - Class 6 | Conservative | 1482.6833 | 1610.9047 | 1575.7665 | 1540.6284 | 1505.4903 | 1470.3521 | 1435.214 | 1400.0759 | 1364.9377 | 1329.7996 | 1294.6615 | 1259.5234 | 1224.3852 | 1189.2471 | 1169.652 | 1150.057 | 1130.4619 | 1110.8668 | 1091.2718 | 1071.6767 | 1052.0816 | 1032.4866 | 1012.8915 | 993.2965 | 973.7014 | 954.1063 | 934.5113 | 914.9162 | 895.3211
Utility PV - Class 7 | Advanced | 1482.6833 | 1610.9047 | 1533.5706 | 1456.2366 | 1378.9026 | 1301.5686 | 1224.2345 | 1146.9005 | 1069.5665 | 992.2325 | 914.8984 | 837.5644 | 760.2304 | 682.8964 | 674.8745 | 666.8527 | 658.8308 | 650.809 | 642.7872 | 634.7653 | 626.7435 | 618.7216 | 610.6998 | 602.678 | 594.6561 | 586.6343 | 578.6124 | 570.5906 | 562.5687
Utility PV - Class 7 | Moderate | 1482.6833 | 1610.9047 | 1551.2727 | 1491.6407 | 1432.0088 | 1372.3768 | 1312.7449 | 1253.1129 | 1193.4809 | 1133.849 | 1074.217 | 1014.5851 | 954.9531 | 895.3211 | 881.1595 | 866.9978 | 852.8362 | 838.6745 | 824.5129 | 810.3512 | 796.1896 | 782.0279 | 767.8663 | 753.7046 | 739.543 | 725.3813 | 711.2197 | 697.058 | 682.8964
Utility PV - Class 7 | Conservative | 1482.6833 | 1610.9047 | 1575.7665 | 1540.6284 | 1505.4903 | 1470.3521 | 1435.214 | 1400.0759 | 1364.9377 | 1329.7996 | 1294.6615 | 1259.5234 | 1224.3852 | 1189.2471 | 1169.652 | 1150.057 | 1130.4619 | 1110.8668 | 1091.2718 | 1071.6767 | 1052.0816 | 1032.4866 | 1012.8915 | 993.2965 | 973.7014 | 954.1063 | 934.5113 | 914.9162 | 895.3211
Utility PV - Class 8 | Advanced | 1482.6833 | 1610.9047 | 1533.5706 | 1456.2366 | 1378.9026 | 1301.5686 | 1224.2345 | 1146.9005 | 1069.5665 | 992.2325 | 914.8984 | 837.5644 | 760.2304 | 682.8964 | 674.8745 | 666.8527 | 658.8308 | 650.809 | 642.7872 | 634.7653 | 626.7435 | 618.7216 | 610.6998 | 602.678 | 594.6561 | 586.6343 | 578.6124 | 570.5906 | 562.5687
Utility PV - Class 8 | Moderate | 1482.6833 | 1610.9047 | 1551.2727 | 1491.6407 | 1432.0088 | 1372.3768 | 1312.7449 | 1253.1129 | 1193.4809 | 1133.849 | 1074.217 | 1014.5851 | 954.9531 | 895.3211 | 881.1595 | 866.9978 | 852.8362 | 838.6745 | 824.5129 | 810.3512 | 796.1896 | 782.0279 | 767.8663 | 753.7046 | 739.543 | 725.3813 | 711.2197 | 697.058 | 682.8964
Utility PV - Class 8 | Conservative | 1482.6833 | 1610.9047 | 1575.7665 | 1540.6284 | 1505.4903 | 1470.3521 | 1435.214 | 1400.0759 | 1364.9377 | 1329.7996 | 1294.6615 | 1259.5234 | 1224.3852 | 1189.2471 | 1169.652 | 1150.057 | 1130.4619 | 1110.8668 | 1091.2718 | 1071.6767 | 1052.0816 | 1032.4866 | 1012.8915 | 993.2965 | 973.7014 | 954.1063 | 934.5113 | 914.9162 | 895.3211
Utility PV - Class 9 | Advanced | 1482.6833 | 1610.9047 | 1533.5706 | 1456.2366 | 1378.9026 | 1301.5686 | 1224.2345 | 1146.9005 | 1069.5665 | 992.2325 | 914.8984 | 837.5644 | 760.2304 | 682.8964 | 674.8745 | 666.8527 | 658.8308 | 650.809 | 642.7872 | 634.7653 | 626.7435 | 618.7216 | 610.6998 | 602.678 | 594.6561 | 586.6343 | 578.6124 | 570.5906 | 562.5687
Utility PV - Class 9 | Moderate | 1482.6833 | 1610.9047 | 1551.2727 | 1491.6407 | 1432.0088 | 1372.3768 | 1312.7449 | 1253.1129 | 1193.4809 | 1133.849 | 1074.217 | 1014.5851 | 954.9531 | 895.3211 | 881.1595 | 866.9978 | 852.8362 | 838.6745 | 824.5129 | 810.3512 | 796.1896 | 782.0279 | 767.8663 | 753.7046 | 739.543 | 725.3813 | 711.2197 | 697.058 | 682.8964
Utility PV - Class 9 | Conservative | 1482.6833 | 1610.9047 | 1575.7665 | 1540.6284 | 1505.4903 | 1470.3521 | 1435.214 | 1400.0759 | 1364.9377 | 1329.7996 | 1294.6615 | 1259.5234 | 1224.3852 | 1189.2471 | 1169.652 | 1150.057 | 1130.4619 | 1110.8668 | 1091.2718 | 1071.6767 | 1052.0816 | 1032.4866 | 1012.8915 | 993.2965 | 973.7014 | 954.1063 | 934.5113 | 914.9162 | 895.3211
Utility PV - Class 10 | Advanced | 1482.6833 | 1610.9047 | 1533.5706 | 1456.2366 | 1378.9026 | 1301.5686 | 1224.2345 | 1146.9005 | 1069.5665 | 992.2325 | 914.8984 | 837.5644 | 760.2304 | 682.8964 | 674.8745 | 666.8527 | 658.8308 | 650.809 | 642.7872 | 634.7653 | 626.7435 | 618.7216 | 610.6998 | 602.678 | 594.6561 | 586.6343 | 578.6124 | 570.5906 | 562.5687
Utility PV - Class 10 | Moderate | 1482.6833 | 1610.9047 | 1551.2727 | 1491.6407 | 1432.0088 | 1372.3768 | 1312.7449 | 1253.1129 | 1193.4809 | 1133.849 | 1074.217 | 1014.5851 | 954.9531 | 895.3211 | 881.1595 | 866.9978 | 852.8362 | 838.6745 | 824.5129 | 810.3512 | 796.1896 | 782.0279 | 767.8663 | 753.7046 | 739.543 | 725.3813 | 711.2197 | 697.058 | 682.8964
Utility PV - Class 10 | Conservative | 1482.6833 | 1610.9047 | 1575.7665 | 1540.6284 | 1505.4903 | 1470.3521 | 1435.214 | 1400.0759 | 1364.9377 | 1329.7996 | 1294.6615 | 1259.5234 | 1224.3852 | 1189.2471 | 1169.652 | 1150.057 | 1130.4619 | 1110.8668 | 1091.2718 | 1071.6767 | 1052.0816 | 1032.4866 | 1012.8915 | 993.2965 | 973.7014 | 954.1063 | 934.5113 | 914.9162 | 895.3211
|  | 1482.6833 |  |  | 1496.1686 |  |  |  |  | 1209.3284
감소율 |  | 2025: 100.9%; 2030: 81.56%
|  | 2022 | 2023 | 2024 | 2025 | 2026 | 2027 | 2028 | 2029 | 2030 | 2031 | 2032 | 2033 | 2034 | 2035 | 2036 | 2037 | 2038 | 2039 | 2040 | 2041 | 2042 | 2043 | 2044 | 2045 | 2046 | 2047 | 2048 | 2049 | 2050
Land-Based Wind - Class 1 - Technology 1 | Advanced | 1665.7866 | 1777.1999 | 1658.6961 | 1544.2437 | 1503.7295 | 1463.2152 | 1422.7009 | 1382.1866 | 1341.6723 | 1325.0977 | 1308.5231 | 1291.9485 | 1275.3739 | 1258.7993 | 1242.2246 | 1225.65 | 1209.0754 | 1192.5008 | 1175.9262 | 1159.3516 | 1142.777 | 1126.2023 | 1109.6277 | 1093.0531 | 1076.4785 | 1059.9039 | 1043.3293 | 1026.7547 | 1010.18
Land-Based Wind - Class 1 - Technology 1 | Moderate | 1665.7866 | 1786.3136 | 1676.0949 | 1569.0991 | 1536.8699 | 1504.6407 | 1472.4116 | 1440.1824 | 1407.9532 | 1393.301 | 1378.6487 | 1363.9965 | 1349.3442 | 1334.692 | 1320.0397 | 1305.3875 | 1290.7352 | 1276.083 | 1261.4307 | 1246.7785 | 1232.1262 | 1217.474 | 1202.8217 | 1188.1695 | 1173.5172 | 1158.865 | 1144.2127 | 1129.5605 | 1114.9082
Land-Based Wind - Class 1 - Technology 1 | Conservative | 1665.7866 | 1809.6114 | 1720.5725 | 1632.6385 | 1621.5892 | 1610.5398 | 1599.4905 | 1588.4411 | 1577.3918 | 1566.3437 | 1555.2957 | 1544.2476 | 1533.1996 | 1522.1515 | 1511.1035 | 1500.0554 | 1489.0074 | 1477.9593 | 1466.9113 | 1455.8632 | 1444.8151 | 1433.7671 | 1422.719 | 1411.671 | 1400.6229 | 1389.5749 | 1378.5268 | 1367.4788 | 1356.4307
Land-Based Wind - Class 2 - Technology 1 | Advanced | 1665.7866 | 1777.1999 | 1658.6961 | 1544.2437 | 1503.7295 | 1463.2152 | 1422.7009 | 1382.1866 | 1341.6723 | 1325.0977 | 1308.5231 | 1291.9485 | 1275.3739 | 1258.7993 | 1242.2246 | 1225.65 | 1209.0754 | 1192.5008 | 1175.9262 | 1159.3516 | 1142.777 | 1126.2023 | 1109.6277 | 1093.0531 | 1076.4785 | 1059.9039 | 1043.3293 | 1026.7547 | 1010.18
Land-Based Wind - Class 2 - Technology 1 | Moderate | 1665.7866 | 1786.3136 | 1676.0949 | 1569.0991 | 1536.8699 | 1504.6407 | 1472.4116 | 1440.1824 | 1407.9532 | 1393.301 | 1378.6487 | 1363.9965 | 1349.3442 | 1334.692 | 1320.0397 | 1305.3875 | 1290.7352 | 1276.083 | 1261.4307 | 1246.7785 | 1232.1262 | 1217.474 | 1202.8217 | 1188.1695 | 1173.5172 | 1158.865 | 1144.2127 | 1129.5605 | 1114.9082
Land-Based Wind - Class 2 - Technology 1 | Conservative | 1665.7866 | 1809.6114 | 1720.5725 | 1632.6385 | 1621.5892 | 1610.5398 | 1599.4905 | 1588.4411 | 1577.3918 | 1566.3437 | 1555.2957 | 1544.2476 | 1533.1996 | 1522.1515 | 1511.1035 | 1500.0554 | 1489.0074 | 1477.9593 | 1466.9113 | 1455.8632 | 1444.8151 | 1433.7671 | 1422.719 | 1411.671 | 1400.6229 | 1389.5749 | 1378.5268 | 1367.4788 | 1356.4307
Land-Based Wind - Class 3 - Technology 1 | Advanced | 1665.7866 | 1777.1999 | 1658.6961 | 1544.2437 | 1503.7295 | 1463.2152 | 1422.7009 | 1382.1866 | 1341.6723 | 1325.0977 | 1308.5231 | 1291.9485 | 1275.3739 | 1258.7993 | 1242.2246 | 1225.65 | 1209.0754 | 1192.5008 | 1175.9262 | 1159.3516 | 1142.777 | 1126.2023 | 1109.6277 | 1093.0531 | 1076.4785 | 1059.9039 | 1043.3293 | 1026.7547 | 1010.18
Land-Based Wind - Class 3 - Technology 1 | Moderate | 1665.7866 | 1786.3136 | 1676.0949 | 1569.0991 | 1536.8699 | 1504.6407 | 1472.4116 | 1440.1824 | 1407.9532 | 1393.301 | 1378.6487 | 1363.9965 | 1349.3442 | 1334.692 | 1320.0397 | 1305.3875 | 1290.7352 | 1276.083 | 1261.4307 | 1246.7785 | 1232.1262 | 1217.474 | 1202.8217 | 1188.1695 | 1173.5172 | 1158.865 | 1144.2127 | 1129.5605 | 1114.9082
Land-Based Wind - Class 3 - Technology 1 | Conservative | 1665.7866 | 1809.6114 | 1720.5725 | 1632.6385 | 1621.5892 | 1610.5398 | 1599.4905 | 1588.4411 | 1577.3918 | 1566.3437 | 1555.2957 | 1544.2476 | 1533.1996 | 1522.1515 | 1511.1035 | 1500.0554 | 1489.0074 | 1477.9593 | 1466.9113 | 1455.8632 | 1444.8151 | 1433.7671 | 1422.719 | 1411.671 | 1400.6229 | 1389.5749 | 1378.5268 | 1367.4788 | 1356.4307
Land-Based Wind - Class 4 - Technology 1 | Advanced | 1665.7866 | 1777.1999 | 1658.6961 | 1544.2437 | 1503.7295 | 1463.2152 | 1422.7009 | 1382.1866 | 1341.6723 | 1325.0977 | 1308.5231 | 1291.9485 | 1275.3739 | 1258.7993 | 1242.2246 | 1225.65 | 1209.0754 | 1192.5008 | 1175.9262 | 1159.3516 | 1142.777 | 1126.2023 | 1109.6277 | 1093.0531 | 1076.4785 | 1059.9039 | 1043.3293 | 1026.7547 | 1010.18
Land-Based Wind - Class 4 - Technology 1 | Moderate | 1665.7866 | 1786.3136 | 1676.0949 | 1569.0991 | 1536.8699 | 1504.6407 | 1472.4116 | 1440.1824 | 1407.9532 | 1393.301 | 1378.6487 | 1363.9965 | 1349.3442 | 1334.692 | 1320.0397 | 1305.3875 | 1290.7352 | 1276.083 | 1261.4307 | 1246.7785 | 1232.1262 | 1217.474 | 1202.8217 | 1188.1695 | 1173.5172 | 1158.865 | 1144.2127 | 1129.5605 | 1114.9082
Land-Based Wind - Class 4 - Technology 1 | Conservative | 1665.7866 | 1809.6114 | 1720.5725 | 1632.6385 | 1621.5892 | 1610.5398 | 1599.4905 | 1588.4411 | 1577.3918 | 1566.3437 | 1555.2957 | 1544.2476 | 1533.1996 | 1522.1515 | 1511.1035 | 1500.0554 | 1489.0074 | 1477.9593 | 1466.9113 | 1455.8632 | 1444.8151 | 1433.7671 | 1422.719 | 1411.671 | 1400.6229 | 1389.5749 | 1378.5268 | 1367.4788 | 1356.4307
Land-Based Wind - Class 5 - Technology 1 | Advanced | 1665.7866 | 1777.1999 | 1658.6961 | 1544.2437 | 1503.7295 | 1463.2152 | 1422.7009 | 1382.1866 | 1341.6723 | 1325.0977 | 1308.5231 | 1291.9485 | 1275.3739 | 1258.7993 | 1242.2246 | 1225.65 | 1209.0754 | 1192.5008 | 1175.9262 | 1159.3516 | 1142.777 | 1126.2023 | 1109.6277 | 1093.0531 | 1076.4785 | 1059.9039 | 1043.3293 | 1026.7547 | 1010.18
Land-Based Wind - Class 5 - Technology 1 | Moderate | 1665.7866 | 1786.3136 | 1676.0949 | 1569.0991 | 1536.8699 | 1504.6407 | 1472.4116 | 1440.1824 | 1407.9532 | 1393.301 | 1378.6487 | 1363.9965 | 1349.3442 | 1334.692 | 1320.0397 | 1305.3875 | 1290.7352 | 1276.083 | 1261.4307 | 1246.7785 | 1232.1262 | 1217.474 | 1202.8217 | 1188.1695 | 1173.5172 | 1158.865 | 1144.2127 | 1129.5605 | 1114.9082
Land-Based Wind - Class 5 - Technology 1 | Conservative | 1665.7866 | 1809.6114 | 1720.5725 | 1632.6385 | 1621.5892 | 1610.5398 | 1599.4905 | 1588.4411 | 1577.3918 | 1566.3437 | 1555.2957 | 1544.2476 | 1533.1996 | 1522.1515 | 1511.1035 | 1500.0554 | 1489.0074 | 1477.9593 | 1466.9113 | 1455.8632 | 1444.8151 | 1433.7671 | 1422.719 | 1411.671 | 1400.6229 | 1389.5749 | 1378.5268 | 1367.4788 | 1356.4307
Land-Based Wind - Class 6 - Technology 1 | Advanced | 1665.7866 | 1777.1999 | 1658.6961 | 1544.2437 | 1503.7295 | 1463.2152 | 1422.7009 | 1382.1866 | 1341.6723 | 1325.0977 | 1308.5231 | 1291.9485 | 1275.3739 | 1258.7993 | 1242.2246 | 1225.65 | 1209.0754 | 1192.5008 | 1175.9262 | 1159.3516 | 1142.777 | 1126.2023 | 1109.6277 | 1093.0531 | 1076.4785 | 1059.9039 | 1043.3293 | 1026.7547 | 1010.18
Land-Based Wind - Class 6 - Technology 1 | Moderate | 1665.7866 | 1786.3136 | 1676.0949 | 1569.0991 | 1536.8699 | 1504.6407 | 1472.4116 | 1440.1824 | 1407.9532 | 1393.301 | 1378.6487 | 1363.9965 | 1349.3442 | 1334.692 | 1320.0397 | 1305.3875 | 1290.7352 | 1276.083 | 1261.4307 | 1246.7785 | 1232.1262 | 1217.474 | 1202.8217 | 1188.1695 | 1173.5172 | 1158.865 | 1144.2127 | 1129.5605 | 1114.9082
Land-Based Wind - Class 6 - Technology 1 | Conservative | 1665.7866 | 1809.6114 | 1720.5725 | 1632.6385 | 1621.5892 | 1610.5398 | 1599.4905 | 1588.4411 | 1577.3918 | 1566.3437 | 1555.2957 | 1544.2476 | 1533.1996 | 1522.1515 | 1511.1035 | 1500.0554 | 1489.0074 | 1477.9593 | 1466.9113 | 1455.8632 | 1444.8151 | 1433.7671 | 1422.719 | 1411.671 | 1400.6229 | 1389.5749 | 1378.5268 | 1367.4788 | 1356.4307
Land-Based Wind - Class 7 - Technology 1 | Advanced | 1665.7866 | 1777.1999 | 1658.6961 | 1544.2437 | 1503.7295 | 1463.2152 | 1422.7009 | 1382.1866 | 1341.6723 | 1325.0977 | 1308.5231 | 1291.9485 | 1275.3739 | 1258.7993 | 1242.2246 | 1225.65 | 1209.0754 | 1192.5008 | 1175.9262 | 1159.3516 | 1142.777 | 1126.2023 | 1109.6277 | 1093.0531 | 1076.4785 | 1059.9039 | 1043.3293 | 1026.7547 | 1010.18
Land-Based Wind - Class 7 - Technology 1 | Moderate | 1665.7866 | 1795.2371 | 1693.1306 | 1593.4359 | 1569.319 | 1545.2021 | 1521.0852 | 1496.9683 | 1472.8514 | 1454.9542 | 1437.0571 | 1419.1599 | 1401.2628 | 1383.3656 | 1365.4684 | 1347.5713 | 1329.6741 | 1311.777 | 1293.8798 | 1275.9826 | 1258.0855 | 1240.1883 | 1222.2912 | 1204.394 | 1186.4968 | 1168.5997 | 1150.7025 | 1132.8054 | 1114.9082
Land-Based Wind - Class 7 - Technology 1 | Conservative | 1665.7866 | 1809.6114 | 1720.5725 | 1632.6385 | 1621.5892 | 1610.5398 | 1599.4905 | 1588.4411 | 1577.3918 | 1566.3437 | 1555.2957 | 1544.2476 | 1533.1996 | 1522.1515 | 1511.1035 | 1500.0554 | 1489.0074 | 1477.9593 | 1466.9113 | 1455.8632 | 1444.8151 | 1433.7671 | 1422.719 | 1411.671 | 1400.6229 | 1389.5749 | 1378.5268 | 1367.4788 | 1356.4307
Land-Based Wind - Class 8 - Technology 2 | Advanced | 1803.2096 | 1915.6222 | 1778.6625 | 1646.9128 | 1594.8138 | 1542.7149 | 1490.6159 | 1438.5169 | 1386.418 | 1369.0716 | 1351.7251 | 1334.3787 | 1317.0323 | 1299.6859 | 1282.3395 | 1264.993 | 1247.6466 | 1230.3002 | 1212.9538 | 1195.6074 | 1178.261 | 1160.9145 | 1143.5681 | 1126.2217 | 1108.8753 | 1091.5289 | 1074.1824 | 1056.836 | 1039.4896
Land-Based Wind - Class 8 - Technology 2 | Moderate | 1803.2096 | 1936.293 | 1818.125 | 1703.2877 | 1669.9804 | 1636.6731 | 1603.3658 | 1570.0585 | 1536.7511 | 1520.8764 | 1505.0016 | 1489.1269 | 1473.2521 | 1457.3773 | 1441.5026 | 1425.6278 | 1409.7531 | 1393.8783 | 1378.0036 | 1362.1288 | 1346.254 | 1330.3793 | 1314.5045 | 1298.6298 | 1282.755 | 1266.8802 | 1251.0055 | 1235.1307 | 1219.256
Land-Based Wind - Class 8 - Technology 2 | Conservative | 1803.2096 | 1957.5017 | 1858.6144 | 1761.1297 | 1747.1031 | 1733.0764 | 1719.0498 | 1705.0231 | 1690.9965 | 1679.2797 | 1667.5629 | 1655.8461 | 1644.1293 | 1632.4125 | 1620.6957 | 1608.9789 | 1597.2621 | 1585.5453 | 1573.8285 | 1562.1117 | 1550.3949 | 1538.6781 | 1526.9613 | 1515.2444 | 1503.5276 | 1491.8108 | 1480.094 | 1468.3772 | 1456.6604
Land-Based Wind - Class 9 - Technology 3 | Advanced | 1735.2745 | 1866.463 | 1756.1451 | 1648.7126 | 1619.8586 | 1591.0046 | 1562.1506 | 1533.2966 | 1504.4427 | 1485.9265 | 1467.4104 | 1448.8942 | 1430.3781 | 1411.862 | 1393.3458 | 1374.8297 | 1356.3136 | 1337.7974 | 1319.2813 | 1300.7652 | 1282.249 | 1263.7329 | 1245.2168 | 1226.7006 | 1208.1845 | 1189.6684 | 1171.1522 | 1152.6361 | 1134.1199
Land-Based Wind - Class 9 - Technology 3 | Moderate | 1735.2745 | 1870.7681 | 1764.364 | 1660.4538 | 1635.5136 | 1610.5734 | 1585.6332 | 1560.6929 | 1535.7527 | 1519.9645 | 1504.1764 | 1488.3882 | 1472.6 | 1456.8118 | 1441.0237 | 1425.2355 | 1409.4473 | 1393.6591 | 1377.871 | 1362.0828 | 1346.2946 | 1330.5064 | 1314.7183 | 1298.9301 | 1283.1419 | 1267.3537 | 1251.5656 | 1235.7774 | 1219.9892
Land-Based Wind - Class 9 - Technology 3 | Conservative | 1735.2745 | 1889.7385 | 1800.5802 | 1712.1913 | 1704.4969 | 1696.8025 | 1689.1081 | 1681.4137 | 1673.7194 | 1661.6772 | 1649.6351 | 1637.5929 | 1625.5508 | 1613.5086 | 1601.4665 | 1589.4243 | 1577.3822 | 1565.34 | 1553.2979 | 1541.2557 | 1529.2136 | 1517.1714 | 1505.1293 | 1493.0871 | 1481.045 | 1469.0028 | 1456.9607 | 1444.9185 | 1432.8764
Land-Based Wind - Class 10 - Technology 4 | Advanced | 2334.7859 | 2470.8284 | 2280.4466 | 2097.9591 | 2019.0168 | 1940.0746 | 1861.1323 | 1782.19 | 1703.2478 | 1681.3138 | 1659.3798 | 1637.4458 | 1615.5118 | 1593.5777 | 1571.6437 | 1549.7097 | 1527.7757 | 1505.8417 | 1483.9077 | 1461.9737 | 1440.0397 | 1418.1057 | 1396.1717 | 1374.2377 | 1352.3037 | 1330.3697 | 1308.4357 | 1286.5017 | 1264.5677
Land-Based Wind - Class 10 - Technology 4 | Moderate | 2334.7859 | 2490.2187 | 2317.4646 | 2150.8419 | 2089.5272 | 2028.2126 | 1966.8979 | 1905.5833 | 1844.2686 | 1825.2241 | 1806.1795 | 1787.1349 | 1768.0904 | 1749.0458 | 1730.0012 | 1710.9566 | 1691.9121 | 1672.8675 | 1653.8229 | 1634.7784 | 1615.7338 | 1596.6892 | 1577.6447 | 1558.6001 | 1539.5555 | 1520.5109 | 1501.4664 | 1482.4218 | 1463.3772
Land-Based Wind - Class 10 - Technology 4 | Conservative | 2334.7859 | 2534.5084 | 2402.0177 | 2271.6321 | 2250.5808 | 2229.5295 | 2208.4782 | 2187.427 | 2166.3757 | 2151.4337 | 2136.4917 | 2121.5497 | 2106.6076 | 2091.6656 | 2076.7236 | 2061.7816 | 2046.8396 | 2031.8975 | 2016.9555 | 2002.0135 | 1987.0715 | 1972.1295 | 1957.1875 | 1942.2454 | 1927.3034 | 1912.3614 | 1897.4194 | 1882.4774 | 1867.5354
|  | 1753.3776 |  |  | 1663.3109 |  |  |  |  | 1513.1997
[5 empty] | 94.86% |  |  |  |  | 86.3%
|  | 2022 | 2023 | 2024 | 2025 | 2026 | 2027 | 2028 | 2029 | 2030 | 2031 | 2032 | 2033 | 2034 | 2035 | 2036 | 2037 | 2038 | 2039 | 2040 | 2041 | 2042 | 2043 | 2044 | 2045 | 2046 | 2047 | 2048 | 2049 | 2050
Offshore Wind - Class 1 | Advanced | 5493.2473 | 5086.3064 | 4846.1825 | 4678.5633 | 4208.0104 | 3763.8044 | 3336.9353 | 3264.6893 | 3201.9438 | 3117.8664 | 3046.8906 | 2985.673 | 2931.9862 | 2884.2751 | 2852.3719 | 2822.7353 | 2795.0836 | 2769.1837 | 2744.8404 | 2721.8887 | 2700.188 | 2679.6173 | 2660.0725 | 2641.4625 | 2623.7074 | 2606.7375 | 2590.4907 | 2574.9118 | 2559.9516
Offshore Wind - Class 1 | Moderate | 6252.4766 | 6049.2989 | 5905.0969 | 5794.1397 | 5704.413 | 5629.3642 | 5207.7543 | 4794.3037 | 4387.2589 | 3954.965 | 3534.0054 | 3478.8168 | 3430.208 | 3386.8418 | 3357.7543 | 3330.6676 | 3305.3374 | 3281.5609 | 3259.1678 | 3238.0139 | 3217.9762 | 3198.9487 | 3180.8394 | 3163.5686 | 3147.0659 | 3131.2694 | 3116.1242 | 3101.5817 | 3087.5982
Offshore Wind - Class 1 | Conservative | 7592.293 | 7555.2279 | 7521.4576 | 7490.4635 | 7461.839 | 7435.2599 | 7410.4634 | 7387.2341 | 6844.3527 | 6261.9671 | 5688.5559 | 5121.9004 | 4560.5071 | 4003.3242 | 3979.0053 | 3956.3035 | 3935.0248 | 3915.0077 | 3896.1162 | 3878.2353 | 3861.266 | 3845.1236 | 3829.7341 | 3815.0329 | 3800.9637 | 3787.476 | 3774.526 | 3762.0737 | 3750.0838
Offshore Wind - Class 2 | Advanced | 5340.258 | 4944.6506 | 4711.2142 | 4548.2634 | 4090.8156 | 3658.9809 | 3244.0004 | 3173.7663 | 3112.7685 | 3031.0326 | 2962.0335 | 2902.5208 | 2850.3292 | 2803.9468 | 2772.9323 | 2744.1211 | 2717.2394 | 2692.0609 | 2668.3954 | 2646.083 | 2624.9866 | 2604.9889 | 2585.9884 | 2567.8966 | 2550.6361 | 2534.1388 | 2518.3445 | 2503.1995 | 2488.6558
Offshore Wind - Class 2 | Moderate | 6078.3426 | 5880.8234 | 5740.6376 | 5632.7705 | 5545.5427 | 5472.584 | 5062.7162 | 4660.7804 | 4265.0719 | 3844.8175 | 3435.5819 | 3381.9304 | 3334.6753 | 3292.5168 | 3264.2394 | 3237.9071 | 3213.2824 | 3190.1681 | 3168.3987 | 3147.8339 | 3128.3543 | 3109.8566 | 3092.2518 | 3075.4619 | 3059.4188 | 3044.0623 | 3029.339 | 3015.2014 | 3001.6073
Offshore Wind - Class 2 | Conservative | 7380.8445 | 7344.8116 | 7311.982 | 7281.8511 | 7254.0237 | 7228.1848 | 7204.079 | 7181.4966 | 6653.7347 | 6087.5687 | 5530.1274 | 4979.2534 | 4433.4951 | 3891.83 | 3868.1884 | 3846.1187 | 3825.4327 | 3805.9731 | 3787.6078 | 3770.2248 | 3753.7282 | 3738.0353 | 3723.0743 | 3708.7828 | 3695.1052 | 3681.9932 | 3669.4039 | 3657.2983 | 3645.6425
Offshore Wind - Class 3 | Advanced | 5571.8792 | 5159.1133 | 4915.5521 | 4745.5338 | 4268.2451 | 3817.6806 | 3384.7014 | 3311.4211 | 3247.7775 | 3162.4966 | 3090.5047 | 3028.4109 | 2973.9555 | 2925.5615 | 2893.2018 | 2863.1408 | 2835.0933 | 2808.8227 | 2784.1308 | 2760.8506 | 2738.8393 | 2717.9742 | 2698.1496 | 2679.2731 | 2661.264 | 2644.0512 | 2627.5717 | 2611.7698 | 2596.5955
Offshore Wind - Class 3 | Moderate | 6341.9765 | 6135.8904 | 5989.6243 | 5877.0787 | 5786.0677 | 5709.9446 | 5282.2996 | 4862.9309 | 4450.0595 | 4011.5775 | 3584.5922 | 3528.6136 | 3479.3091 | 3435.3221 | 3405.8182 | 3378.3438 | 3352.651 | 3328.5342 | 3305.8205 | 3284.3638 | 3264.0393 | 3244.7394 | 3226.371 | 3208.8529 | 3192.114 | 3176.0914 | 3160.7295 | 3145.9788 | 3131.795
Offshore Wind - Class 3 | Conservative | 7700.9713 | 7663.3757 | 7629.1221 | 7597.6843 | 7568.65 | 7541.6905 | 7516.5391 | 7492.9772 | 6942.3249 | 6351.6028 | 5769.9837 | 5195.2169 | 4625.7876 | 4060.629 | 4035.962 | 4012.9352 | 3991.352 | 3971.0482 | 3951.8865 | 3933.7495 | 3916.5373 | 3900.1639 | 3884.554 | 3869.6425 | 3855.3717 | 3841.6912 | 3828.5557 | 3815.9252 | 3803.7638
Offshore Wind - Class 4 | Advanced | 5974.4515 | 5531.8628 | 5270.7043 | 5088.4019 | 4576.6288 | 4093.5107 | 3629.2484 | 3550.6736 | 3482.4317 | 3390.9893 | 3313.7959 | 3247.2156 | 3188.8258 | 3136.9353 | 3102.2376 | 3070.0048 | 3039.9308 | 3011.7621 | 2985.2863 | 2960.324 | 2936.7223 | 2914.3499 | 2893.0929 | 2872.8525 | 2853.5423 | 2835.0857 | 2817.4157 | 2800.4721 | 2784.2013
Offshore Wind - Class 4 | Moderate | 6800.1887 | 6579.2129 | 6422.379 | 6301.7019 | 6204.1152 | 6122.4921 | 5663.9496 | 5214.2811 | 4771.5795 | 4301.4168 | 3843.5815 | 3783.5585 | 3730.6915 | 3683.5265 | 3651.8909 | 3622.4315 | 3594.8824 | 3569.0231 | 3544.6684 | 3521.6616 | 3499.8685 | 3479.1741 | 3459.4785 | 3440.6948 | 3422.7465 | 3405.5662 | 3389.0944 | 3373.2779 | 3358.0695
Offshore Wind - Class 4 | Conservative | 8257.3721 | 8217.0601 | 8180.3316 | 8146.6223 | 8115.4904 | 8086.5829 | 8059.6143 | 8034.3501 | 7443.9128 | 6810.5106 | 6186.8692 | 5570.575 | 4960.0041 | 4354.0124 | 4327.5631 | 4302.8726 | 4279.7299 | 4257.9594 | 4237.413 | 4217.9657 | 4199.5099 | 4181.9534 | 4165.2158 | 4149.2269 | 4133.9251 | 4119.2561 | 4105.1715 | 4091.6285 | 4078.5883
Offshore Wind - Class 5 | Advanced | 6284.7005 | 5819.1284 | 5544.4081 | 5352.6389 | 4814.2899 | 4306.0837 | 3817.7126 | 3735.0574 | 3663.2718 | 3567.0808 | 3485.879 | 3415.8412 | 3354.4193 | 3299.8341 | 3263.3346 | 3229.428 | 3197.7922 | 3168.1607 | 3140.31 | 3114.0514 | 3089.2241 | 3065.6899 | 3043.329 | 3022.0376 | 3001.7246 | 2982.3096 | 2963.722 | 2945.8985 | 2928.7829
Offshore Wind - Class 5 | Moderate | 7153.3176 | 6920.8665 | 6755.8884 | 6628.9447 | 6526.2904 | 6440.4287 | 5958.0743 | 5485.0547 | 5019.3641 | 4524.7862 | 4043.1759 | 3980.0359 | 3924.4237 | 3874.8094 | 3841.531 | 3810.5417 | 3781.562 | 3754.3599 | 3728.7405 | 3704.5387 | 3681.6141 | 3659.8451 | 3639.1268 | 3619.3676 | 3600.4871 | 3582.4147 | 3565.0875 | 3548.4498 | 3532.4515
Offshore Wind - Class 5 | Conservative | 8686.1713 | 8643.766 | 8605.1301 | 8569.6704 | 8536.9217 | 8506.5132 | 8478.1442 | 8451.568 | 7830.4698 | 7164.1755 | 6508.1487 | 5859.8508 | 5217.5735 | 4580.113 | 4552.2903 | 4526.3176 | 4501.9732 | 4479.072 | 4457.4587 | 4437.0016 | 4417.5875 | 4399.1193 | 4381.5123 | 4364.6932 | 4348.5969 | 4333.166 | 4318.3501 | 4304.1037 | 4290.3865
Offshore Wind - Class 6 | Advanced | 6062.9925 | 5613.8446 | 5348.8157 | 5163.8116 | 4644.4541 | 4154.1762 | 3683.0335 | 3603.2943 | 3534.0411 | 3441.2434 | 3362.9061 | 3295.3392 | 3236.0841 | 3183.4245 | 3148.2125 | 3115.5021 | 3084.9823 | 3056.3962 | 3029.528 | 3004.1957 | 2980.2443 | 2957.5402 | 2935.9681 | 2915.4279 | 2895.8316 | 2877.1015 | 2859.1696 | 2841.9748 | 2825.463
Offshore Wind - Class 6 | Moderate | 6900.9671 | 6676.7161 | 6517.558 | 6395.0926 | 6296.0596 | 6213.227 | 5747.8887 | 5291.5563 | 4842.2939 | 4365.1634 | 3900.5431 | 3839.6306 | 3785.9801 | 3738.1162 | 3706.0116 | 3676.1155 | 3648.1582 | 3621.9157 | 3597.2001 | 3573.8522 | 3551.7363 | 3530.7352 | 3510.7478 | 3491.6857 | 3473.4713 | 3456.0364 | 3439.3204 | 3423.2696 | 3407.8357
Offshore Wind - Class 6 | Conservative | 8379.7456 | 8338.8362 | 8301.5634 | 8267.3545 | 8235.7612 | 8206.4253 | 8179.0572 | 8153.4185 | 7554.231 | 6911.4418 | 6278.5579 | 5653.1305 | 5033.511 | 4418.5385 | 4391.6972 | 4366.6409 | 4343.1552 | 4321.062 | 4300.2112 | 4280.4756 | 4261.7463 | 4243.9296 | 4226.9438 | 4210.718 | 4195.1895 | 4180.3032 | 4166.0099 | 4152.266 | 4139.0326
Offshore Wind - Class 7 | Advanced | 6411.0987 | 5936.1631 | 5655.9175 | 5460.2914 | 4911.1152 | 4392.688 | 3894.4947 | 3810.1772 | 3736.9477 | 3638.8221 | 3555.9872 | 3484.5408 | 3421.8836 | 3366.2005 | 3328.9669 | 3294.3783 | 3262.1064 | 3231.8789 | 3203.4681 | 3176.6815 | 3151.3548 | 3127.3472 | 3104.5367 | 3082.8171 | 3062.0955 | 3042.2901 | 3023.3286 | 3005.1466 | 2987.6867
Offshore Wind - Class 7 | Moderate | 7297.1854 | 7060.0594 | 6891.7632 | 6762.2663 | 6657.5475 | 6569.9589 | 6077.9034 | 5595.3707 | 5120.3139 | 4615.789 | 4124.4924 | 4060.0826 | 4003.3519 | 3952.7398 | 3918.792 | 3887.1795 | 3857.617 | 3829.8678 | 3803.7331 | 3779.0447 | 3755.6589 | 3733.4521 | 3712.3172 | 3692.1606 | 3672.9004 | 3654.4645 | 3636.7887 | 3619.8164 | 3603.4963
Offshore Wind - Class 7 | Conservative | 8860.8681 | 8817.6099 | 8778.1971 | 8742.0242 | 8708.6169 | 8677.5967 | 8648.6572 | 8621.5465 | 7987.9565 | 7308.2618 | 6639.0408 | 5977.7045 | 5322.5096 | 4672.2285 | 4643.8462 | 4617.3512 | 4592.5171 | 4569.1553 | 4547.1075 | 4526.2388 | 4506.4343 | 4487.5946 | 4469.6336 | 4452.4762 | 4436.056 | 4420.3148 | 4405.201 | 4390.6681 | 4376.675
|  | 6866.6965 |  |  | 6373.9253 |  |  |  |  | 5100.1161
[5 empty] | 92.82% |  |  |  |  | 74.27%
|  | 2030 | 2031 | 2032 | 2033 | 2034 | 2035 | 2036 | 2037 | 2038 | 2039 | 2040 | 2041 | 2042 | 2043 | 2044 | 2045 | 2046 | 2047 | 2048 | 2049 | 2050
Offshore Wind - Class 8 | Advanced | 5512.0168 | 4840.6977 | 4462.9496 | 4206.1042 | 4014.2399 | 3862.5383 | 3531.5499 | 3314.0578 | 3154.6252 | 3030.0698 | 2928.6044 | 2843.4615 | 2770.4174 | 2706.6685 | 2650.2653 | 2599.7999 | 2554.2255 | 2512.7426 | 2474.7288 | 2439.69 | 2407.2283
Offshore Wind - Class 8 | Moderate | 7989.7278 | 6864.2207 | 6037.6043 | 5758.7797 | 5548.2481 | 5380.344 | 5009.2632 | 4761.6045 | 4577.9692 | 4433.198 | 4314.3731 | 4214.02 | 4127.4415 | 4051.5028 | 3984.0121 | 3923.3802 | 3868.4194 | 3818.2203 | 3772.0717 | 3729.4077 | 3689.7707
Offshore Wind - Class 8 | Conservative | 12503.1081 | 11187.1995 | 10160.0487 | 9256.4064 | 8420.8779 | 7628.2876 | 7232.7582 | 6964.6265 | 6763.512 | 6603.5082 | 6471.1836 | 6358.704 | 6261.1139 | 6175.0865 | 6098.2838 | 6029.003 | 5965.966 | 5908.1907 | 5854.9061 | 5805.4968 | 5759.4638
Offshore Wind - Class 9 | Advanced | 5864.7201 | 5150.4445 | 4748.5251 | 4475.2446 | 4271.1033 | 4109.6947 | 3757.527 | 3526.118 | 3356.4836 | 3223.9581 | 3116.0002 | 3025.4091 | 2947.691 | 2879.8629 | 2819.8505 | 2766.1561 | 2717.6653 | 2673.5282 | 2633.0819 | 2595.8011 | 2561.2622
Offshore Wind - Class 9 | Moderate | 8500.9752 | 7303.4489 | 6423.9389 | 6127.2729 | 5903.2698 | 5724.6219 | 5329.7964 | 5066.2905 | 4870.9046 | 4716.8698 | 4590.4416 | 4483.667 | 4391.5485 | 4310.7506 | 4238.9414 | 4174.4297 | 4115.9521 | 4062.5409 | 4013.4393 | 3968.0454 | 3925.872
Offshore Wind - Class 9 | Conservative | 13303.1578 | 11903.0469 | 10810.1706 | 9848.7059 | 8959.7135 | 8116.4069 | 7695.5684 | 7410.2796 | 7196.2961 | 7026.0539 | 6885.2622 | 6765.5853 | 6661.7505 | 6570.2183 | 6488.5013 | 6414.7872 | 6347.7166 | 6286.2443 | 6229.5502 | 6176.9793 | 6128.0006
Offshore Wind - Class 10 | Advanced | 6033.9596 | 5299.0719 | 4885.5543 | 4604.3877 | 4394.3554 | 4228.2889 | 3865.9587 | 3627.8719 | 3453.3424 | 3316.9926 | 3205.9193 | 3112.7141 | 3032.7531 | 2962.9677 | 2901.2234 | 2845.9797 | 2796.0896 | 2750.6787 | 2709.0654 | 2670.7087 | 2635.1729
Offshore Wind - Class 10 | Moderate | 8746.2895 | 7514.206 | 6609.3158 | 6304.0889 | 6073.6217 | 5889.8185 | 5483.5993 | 5212.4894 | 5011.4653 | 4852.9855 | 4722.9089 | 4613.0531 | 4518.2763 | 4435.1467 | 4361.2654 | 4294.8922 | 4234.7271 | 4179.7744 | 4129.256 | 4082.552 | 4039.1616
Offshore Wind - Class 10 | Conservative | 13687.0496 | 12246.5354 | 11122.122 | 10132.9121 | 9218.2658 | 8350.6238 | 7917.6409 | 7624.1195 | 7403.9611 | 7228.8061 | 7083.9515 | 6960.8211 | 6853.99 | 6759.8164 | 6675.7413 | 6599.9 | 6530.894 | 6467.6478 | 6409.3176 | 6355.2296 | 6304.8377
Offshore Wind - Class 11 | Advanced | 6220.1358 | 5462.5734 | 5036.2968 | 4746.4549 | 4529.9421 | 4358.7518 | 3985.242 | 3739.8089 | 3559.8943 | 3419.3375 | 3304.837 | 3208.7562 | 3126.3279 | 3054.3893 | 2990.7401 | 2933.7917 | 2882.3622 | 2835.5501 | 2792.6528 | 2753.1127 | 2716.4805
Offshore Wind - Class 11 | Moderate | 9016.1541 | 7746.0549 | 6813.2446 | 6498.5999 | 6261.0218 | 6071.5474 | 5652.7944 | 5373.3194 | 5166.0929 | 5002.7231 | 4868.6331 | 4755.3877 | 4657.6866 | 4571.9922 | 4495.8311 | 4427.4099 | 4365.3884 | 4308.7402 | 4256.6631 | 4208.5181 | 4163.7889
Offshore Wind - Class 11 | Conservative | 14109.3602 | 12624.3993 | 11465.2922 | 10445.5605 | 9502.693 | 8608.2801 | 8161.9377 | 7859.3597 | 7632.4085 | 7451.8491 | 7302.5251 | 7175.5954 | 7065.4682 | 6968.3889 | 6881.7196 | 6803.5383 | 6732.4031 | 6667.2054 | 6607.0754 | 6551.3186 | 6499.3719
Offshore Wind - Class 12 | Advanced | 6477.9109 | 5688.9537 | 5245.0112 | 4943.1577 | 4717.6722 | 4539.3873 | 4150.3985 | 3894.7943 | 3707.4236 | 3561.0419 | 3441.7962 | 3341.7335 | 3255.8894 | 3180.9695 | 3114.6824 | 3055.374 | 3001.8132 | 2953.0611 | 2908.3861 | 2867.2074 | 2829.0571
Offshore Wind - Class 12 | Moderate | 9389.8019 | 8067.0672 | 7095.5994 | 6767.9152 | 6520.4913 | 6323.1647 | 5887.0578 | 5596.0007 | 5380.1864 | 5210.0461 | 5070.3992 | 4952.4607 | 4850.7107 | 4761.4649 | 4682.1476 | 4610.8908 | 4546.2989 | 4487.3033 | 4433.0679 | 4382.9277 | 4336.3449
Offshore Wind - Class 12 | Conservative | 14694.0809 | 13147.5801 | 11940.4374 | 10878.4459 | 9896.5041 | 8965.0249 | 8500.1852 | 8185.0678 | 7948.711 | 7760.669 | 7605.1566 | 7472.9669 | 7358.2756 | 7257.1731 | 7166.9121 | 7085.4908 | 7011.4077 | 6943.508 | 6880.8862 | 6822.8187 | 6768.7191
Offshore Wind - Class 13 | Advanced | 7216.9303 | 6337.9666 | 5843.3778 | 5507.0879 | 5255.8784 | 5057.2541 | 4623.8883 | 4339.124 | 4130.3775 | 3967.2961 | 3834.4467 | 3722.9684 | 3627.331 | 3543.8639 | 3470.0147 | 3403.9402 | 3344.2691 | 3289.9553 | 3240.1834 | 3194.307 | 3151.8043
Offshore Wind - Class 13 | Moderate | 10461.0186 | 8987.3825 | 7905.0866 | 7540.019 | 7264.3684 | 7044.5303 | 6558.6709 | 6234.4092 | 5993.974 | 5804.4237 | 5648.8455 | 5517.4521 | 5404.0942 | 5304.667 | 5216.3009 | 5136.915 | 5064.9544 | 4999.2282 | 4938.8056 | 4882.9451 | 4831.048
Offshore Wind - Class 13 | Conservative | 16370.4255 | 14647.4953 | 13302.638 | 12119.4914 | 11025.5268 | 9987.7817 | 9469.9117 | 9118.8447 | 8855.5237 | 8646.0294 | 8472.7756 | 8325.5052 | 8197.7297 | 8085.0932 | 7984.5348 | 7893.8248 | 7811.2899 | 7735.6441 | 7665.8782 | 7601.1863 | 7540.9147
Offshore Wind - Class 14 | Advanced | 7842.3825 | 6887.2436 | 6349.7916 | 5984.3573 | 5711.3767 | 5495.5389 | 5024.6156 | 4715.1724 | 4488.3349 | 4311.1202 | 4166.7573 | 4045.6179 | 3941.692 | 3850.9914 | 3770.742 | 3698.9411 | 3634.0986 | 3575.0777 | 3520.9926 | 3471.1401 | 3424.9541
Offshore Wind - Class 14 | Moderate | 11367.6182 | 9766.2699 | 8590.1774 | 8193.4716 | 7893.9318 | 7655.0414 | 7127.0752 | 6774.7117 | 6513.4392 | 6307.4616 | 6138.4002 | 5995.6198 | 5872.4378 | 5764.3937 | 5668.3694 | 5582.1035 | 5503.9065 | 5432.4842 | 5366.825 | 5306.1234 | 5249.7287
Offshore Wind - Class 14 | Conservative | 17789.1613 | 15916.9142 | 14455.5055 | 13169.822 | 11981.0492 | 10853.3684 | 10290.6174 | 9909.1254 | 9622.9839 | 9395.3337 | 9207.065 | 9047.0315 | 8908.1823 | 8785.7841 | 8676.5111 | 8577.9397 | 8488.2519 | 8406.0504 | 8330.2382 | 8259.9396 | 8194.4448

## Calculation
CAPEX (KRW/kW) | 2020 | 2021 | 2022 | 2023 | 2024 | 2025 | 2026 | 2027 | 2028 | 2029 | 2030 | 2031 | 2032 | 2033 | 2034 | 2035 | 2036 | 2037 | 2038 | 2039 | 2040 | 2041 | 2042 | 2043 | 2044 | 2045 | 2046 | 2047 | 2048 | 2049 | 2050
hard coal | 1438461 | 1490860 | 1543259 | 1595658 | 1648057 | 1700456 | 1752855 | 1805254 | 1857653 | 1910052 | 1962451 | 2014850 | 2067249 | 2119648 | 2172047 | 2224446 | 2276845 | 2329244 | 2381643 | 2434042 | 2486441 | 2538840 | 2591239 | 2643638 | 2696037 | 2748436 | 2800835 | 2853234 | 2905633 | 2958032 | 3010431
natural gas nonpeaker | 939879 | 948379 | 956879 | 965379 | 973879 | 982379 | 990879 | 999379 | 1007879 | 1016379 | 1024879 | 1033379 | 1041879 | 1050379 | 1058879 | 1067379 | 1075879 | 1084379 | 1092879 | 1101379 | 1109879 | 1118379 | 1126879 | 1135379 | 1143879 | 1152379 | 1160879 | 1169379 | 1177879 | 1186379 | 1194879
nuclear | 4533116.2857 | 4644716.2857 | 4756316.2857 | 4867916.2857 | 4979516.2857 | 5091116.2857 | 5202716.2857 | 5314316.2857 | 5425916.2857 | 5537516.2857 | 5649116.2857 | 5760716.2857 | 5872316.2857 | 5983916.2857 | 6095516.2857 | 6207116.2857 | 6318716.2857 | 6430316.2857 | 6541916.2857 | 6653516.2857 | 6765116.2857 | 6876716.2857 | 6988316.2857 | 7099916.2857 | 7211516.2857 | 7323116.2857 | 7434716.2857 | 7546316.2857 | 7657916.2857 | 7769516.2857 | 7881116.2857
hydro | 968700 | 968700 | 968700 | 968700 | 968700 | 968700 | 968700 | 968700 | 968700 | 968700 | 968700 | 968700 | 968700 | 968700 | 968700 | 968700 | 968700 | 968700 | 968700 | 968700 | 968700 | 968700 | 968700 | 968700 | 968700 | 968700 | 968700 | 968700 | 968700 | 968700 | 968700
onshore wind | 2736378 | 2709014.22 | 2681650.44 | 2654286.66 | 2626922.88 | 2599559.1 | 2550304.296 | 2501049.492 | 2451794.688 | 2402539.884 | 2353285.08 | 2339851.9516 | 2301542.6596 | 2263233.3676 | 2224924.0756 | 2186614.7836 | 2148305.4916 | 2109996.1996 | 2071686.9076 | 2033377.6156 | 1995068.3236 | 1956759.0316 | 1918449.7396 | 1880140.4476 | 1841831.1556 | 1803521.8636 | 1765212.5716 | 1726903.2796 | 1688593.9876 | 1650284.6956 | 1611975.4036
solar PV | 1370174 | 1370174 | 1370174 | 1370174 | 1370174 | 1370174 | 1320847.736 | 1271521.472 | 1222195.208 | 1172868.944 | 1123542.68 | 1154932.1207 | 1130268.9887 | 1105605.8567 | 1080942.7247 | 1056279.5927 | 1031616.4607 | 1006953.3287 | 982290.1967 | 957627.0647 | 932963.9327 | 908300.8007 | 883637.6687 | 858974.5367 | 834311.4047 | 809648.2727 | 784985.1407 | 760322.0087 | 735658.8767 | 710995.7447 | 686332.6127
solar thermal | 0 | 0 | 0 | 0 | 0 | 0 | 0 | 0 | 0 | 0 | 0 | 0 | 0 | 0 | 0 | 0 | 0 | 0 | 0 | 0 | 0 | 0 | 0 | 0 | 0 | 0 | 0 | 0 | 0 | 0 | 0
biomass | 3823333.5 | 3823333.5 | 3823333.5 | 3823333.5 | 3823333.5 | 3823333.5 | 3823333.5 | 3823333.5 | 3823333.5 | 3823333.5 | 3823333.5 | 3823333.5 | 3823333.5 | 3823333.5 | 3823333.5 | 3823333.5 | 3823333.5 | 3823333.5 | 3823333.5 | 3823333.5 | 3823333.5 | 3823333.5 | 3823333.5 | 3823333.5 | 3823333.5 | 3823333.5 | 3823333.5 | 3823333.5 | 3823333.5 | 3823333.5 | 3823333.5
geothermal | 8825950.1686 | 8825950.1686 | 8825950.1686 | 8825950.1686 | 8825950.1686 | 8825950.1686 | 8825950.1686 | 8825950.1686 | 8825950.1686 | 8825950.1686 | 8825950.1686 | 8825950.1686 | 8825950.1686 | 8825950.1686 | 8825950.1686 | 8825950.1686 | 8825950.1686 | 8825950.1686 | 8825950.1686 | 8825950.1686 | 8825950.1686 | 8825950.1686 | 8825950.1686 | 8825950.1686 | 8825950.1686 | 8825950.1686 | 8825950.1686 | 8825950.1686 | 8825950.1686 | 8825950.1686 | 8825950.1686
petroleum | 1895634 | 1895634 | 1895634 | 1895634 | 1895634 | 1895634 | 1895634 | 1895634 | 1895634 | 1895634 | 1895634 | 1895634 | 1895634 | 1895634 | 1895634 | 1895634 | 1895634 | 1895634 | 1895634 | 1895634 | 1895634 | 1895634 | 1895634 | 1895634 | 1895634 | 1895634 | 1895634 | 1895634 | 1895634 | 1895634 | 1895634
natural gas peaker | 657915.3 | 663865.3 | 669815.3 | 675765.3 | 681715.3 | 687665.3 | 693615.3 | 699565.3 | 705515.3 | 711465.3 | 717415.3 | 723365.3 | 729315.3 | 735265.3 | 741215.3 | 747165.3 | 753115.3 | 759065.3 | 765015.3 | 770965.3 | 776915.3 | 782865.3 | 788815.3 | 794765.3 | 800715.3 | 806665.3 | 812615.3 | 818565.3 | 824515.3 | 830465.3 | 836415.3
lignite | 1438461 | 1490860 | 1543259 | 1595658 | 1648057 | 1700456 | 1752855 | 1805254 | 1857653 | 1910052 | 1962451 | 2014850 | 2067249 | 2119648 | 2172047 | 2224446 | 2276845 | 2329244 | 2381643 | 2434042 | 2486441 | 2538840 | 2591239 | 2643638 | 2696037 | 2748436 | 2800835 | 2853234 | 2905633 | 2958032 | 3010431
offshore wind | 6005300 | 5849162.2 | 5693024.4 | 5536886.6 | 5380748.8 | 5224611 | 5068473.2 | 4912335.4 | 4756197.6 | 4600059.8 | 4443922 | 4287784.2 | 4131646.4 | 3975508.6 | 3819370.8 | 3663233 | 3507095.2 | 3350957.4 | 3194819.6 | 3038681.8 | 2882544 | 2726406.2 | 2570268.4 | 2414130.6 | 2257992.8 | 2101855 | 1945717.2 | 1789579.4 | 1633441.6 | 1477303.8 | 1321166
crude oil | 1895634 | 1895634 | 1895634 | 1895634 | 1895634 | 1895634 | 1895634 | 1895634 | 1895634 | 1895634 | 1895634 | 1895634 | 1895634 | 1895634 | 1895634 | 1895634 | 1895634 | 1895634 | 1895634 | 1895634 | 1895634 | 1895634 | 1895634 | 1895634 | 1895634 | 1895634 | 1895634 | 1895634 | 1895634 | 1895634 | 1895634
heavy or residual fuel oil | 1895634 | 1895634 | 1895634 | 1895634 | 1895634 | 1895634 | 1895634 | 1895634 | 1895634 | 1895634 | 1895634 | 1895634 | 1895634 | 1895634 | 1895634 | 1895634 | 1895634 | 1895634 | 1895634 | 1895634 | 1895634 | 1895634 | 1895634 | 1895634 | 1895634 | 1895634 | 1895634 | 1895634 | 1895634 | 1895634 | 1895634
municipal solid waste | 4800000 | 4800000 | 4800000 | 4800000 | 4800000 | 4800000 | 4800000 | 4800000 | 4800000 | 4800000 | 4800000 | 4800000 | 4800000 | 4800000 | 4800000 | 4800000 | 4800000 | 4800000 | 4800000 | 4800000 | 4800000 | 4800000 | 4800000 | 4800000 | 4800000 | 4800000 | 4800000 | 4800000 | 4800000 | 4800000 | 4800000
Fixed O&M (KRW/kW-yr) | 2020 | 2021 | 2022 | 2023 | 2024 | 2025 | 2026 | 2027 | 2028 | 2029 | 2030 | 2031 | 2032 | 2033 | 2034 | 2035 | 2036 | 2037 | 2038 | 2039 | 2040 | 2041 | 2042 | 2043 | 2044 | 2045 | 2046 | 2047 | 2048 | 2049 | 2050
hard coal | 66670.32 | 66670.32 | 66670.32 | 66670.32 | 66670.32 | 66670.32 | 66670.32 | 66670.32 | 66670.32 | 66670.32 | 66670.32 | 66670.32 | 66670.32 | 66670.32 | 66670.32 | 66670.32 | 66670.32 | 66670.32 | 66670.32 | 66670.32 | 66670.32 | 66670.32 | 66670.32 | 66670.32 | 66670.32 | 66670.32 | 66670.32 | 66670.32 | 66670.32 | 66670.32 | 66670.32
natural gas nonpeaker | 43835.64 | 43835.64 | 43835.64 | 43835.64 | 43835.64 | 43835.64 | 43835.64 | 43835.64 | 43835.64 | 43835.64 | 43835.64 | 43835.64 | 43835.64 | 43835.64 | 43835.64 | 43835.64 | 43835.64 | 43835.64 | 43835.64 | 43835.64 | 43835.64 | 43835.64 | 43835.64 | 43835.64 | 43835.64 | 43835.64 | 43835.64 | 43835.64 | 43835.64 | 43835.64 | 43835.64
nuclear | 166937.76 | 166937.76 | 166937.76 | 166937.76 | 166937.76 | 166937.76 | 166937.76 | 166937.76 | 166937.76 | 166937.76 | 166937.76 | 166937.76 | 166937.76 | 166937.76 | 166937.76 | 166937.76 | 166937.76 | 166937.76 | 166937.76 | 166937.76 | 166937.76 | 166937.76 | 166937.76 | 166937.76 | 166937.76 | 166937.76 | 166937.76 | 166937.76 | 166937.76 | 166937.76 | 166937.76
hydro | 24217.5 | 24217.5 | 24217.5 | 24217.5 | 24217.5 | 24217.5 | 24217.5 | 24217.5 | 24217.5 | 24217.5 | 24217.5 | 24217.5 | 24217.5 | 24217.5 | 24217.5 | 24217.5 | 24217.5 | 24217.5 | 24217.5 | 24217.5 | 24217.5 | 24217.5 | 24217.5 | 24217.5 | 24217.5 | 24217.5 | 24217.5 | 24217.5 | 24217.5 | 24217.5 | 24217.5
onshore wind | 51027 | 51027 | 51027 | 51027 | 51027 | 51027 | 51027 | 51027 | 51027 | 51027 | 51027 | 51027 | 51027 | 51027 | 51027 | 51027 | 51027 | 51027 | 51027 | 51027 | 51027 | 51027 | 51027 | 51027 | 51027 | 51027 | 51027 | 51027 | 51027 | 51027 | 51027
solar PV | 24871 | 24871 | 24871 | 24871 | 24871 | 24871 | 24871 | 24871 | 24871 | 24871 | 24871 | 24871 | 24871 | 24871 | 24871 | 24871 | 24871 | 24871 | 24871 | 24871 | 24871 | 24871 | 24871 | 24871 | 24871 | 24871 | 24871 | 24871 | 24871 | 24871 | 24871
solar thermal | 0 | 0 | 0 | 0 | 0 | 0 | 0 | 0 | 0 | 0 | 0 | 0 | 0 | 0 | 0 | 0 | 0 | 0 | 0 | 0 | 0 | 0 | 0 | 0 | 0 | 0 | 0 | 0 | 0 | 0 | 0
biomass | 95583.3375 | 95583.3375 | 95583.3375 | 95583.3375 | 95583.3375 | 95583.3375 | 95583.3375 | 95583.3375 | 95583.3375 | 95583.3375 | 95583.3375 | 95583.3375 | 95583.3375 | 95583.3375 | 95583.3375 | 95583.3375 | 95583.3375 | 95583.3375 | 95583.3375 | 95583.3375 | 95583.3375 | 95583.3375 | 95583.3375 | 95583.3375 | 95583.3375 | 95583.3375 | 95583.3375 | 95583.3375 | 95583.3375 | 95583.3375 | 95583.3375
geothermal | 220648.7542 | 220648.7542 | 220648.7542 | 220648.7542 | 220648.7542 | 220648.7542 | 220648.7542 | 220648.7542 | 220648.7542 | 220648.7542 | 220648.7542 | 220648.7542 | 220648.7542 | 220648.7542 | 220648.7542 | 220648.7542 | 220648.7542 | 220648.7542 | 220648.7542 | 220648.7542 | 220648.7542 | 220648.7542 | 220648.7542 | 220648.7542 | 220648.7542 | 220648.7542 | 220648.7542 | 220648.7542 | 220648.7542 | 220648.7542 | 220648.7542
petroleum | 47390.85 | 47390.85 | 47390.85 | 47390.85 | 47390.85 | 47390.85 | 47390.85 | 47390.85 | 47390.85 | 47390.85 | 47390.85 | 47390.85 | 47390.85 | 47390.85 | 47390.85 | 47390.85 | 47390.85 | 47390.85 | 47390.85 | 47390.85 | 47390.85 | 47390.85 | 47390.85 | 47390.85 | 47390.85 | 47390.85 | 47390.85 | 47390.85 | 47390.85 | 47390.85 | 47390.85
natural gas peaker | 16447.8825 | 16447.8825 | 16447.8825 | 16447.8825 | 16447.8825 | 16447.8825 | 16447.8825 | 16447.8825 | 16447.8825 | 16447.8825 | 16447.8825 | 16447.8825 | 16447.8825 | 16447.8825 | 16447.8825 | 16447.8825 | 16447.8825 | 16447.8825 | 16447.8825 | 16447.8825 | 16447.8825 | 16447.8825 | 16447.8825 | 16447.8825 | 16447.8825 | 16447.8825 | 16447.8825 | 16447.8825 | 16447.8825 | 16447.8825 | 16447.8825
lignite | 66670.32 | 66670.32 | 66670.32 | 66670.32 | 66670.32 | 66670.32 | 66670.32 | 66670.32 | 66670.32 | 66670.32 | 66670.32 | 66670.32 | 66670.32 | 66670.32 | 66670.32 | 66670.32 | 66670.32 | 66670.32 | 66670.32 | 66670.32 | 66670.32 | 66670.32 | 66670.32 | 66670.32 | 66670.32 | 66670.32 | 66670.32 | 66670.32 | 66670.32 | 66670.32 | 66670.32
offshore wind | 122000 | 122000 | 122000 | 122000 | 122000 | 122000 | 122000 | 122000 | 122000 | 122000 | 122000 | 122000 | 122000 | 122000 | 122000 | 122000 | 122000 | 122000 | 122000 | 122000 | 122000 | 122000 | 122000 | 122000 | 122000 | 122000 | 122000 | 122000 | 122000 | 122000 | 122000
crude oil | 47390.85 | 47390.85 | 47390.85 | 47390.85 | 47390.85 | 47390.85 | 47390.85 | 47390.85 | 47390.85 | 47390.85 | 47390.85 | 47390.85 | 47390.85 | 47390.85 | 47390.85 | 47390.85 | 47390.85 | 47390.85 | 47390.85 | 47390.85 | 47390.85 | 47390.85 | 47390.85 | 47390.85 | 47390.85 | 47390.85 | 47390.85 | 47390.85 | 47390.85 | 47390.85 | 47390.85
heavy or residual fuel oil | 47390.85 | 47390.85 | 47390.85 | 47390.85 | 47390.85 | 47390.85 | 47390.85 | 47390.85 | 47390.85 | 47390.85 | 47390.85 | 47390.85 | 47390.85 | 47390.85 | 47390.85 | 47390.85 | 47390.85 | 47390.85 | 47390.85 | 47390.85 | 47390.85 | 47390.85 | 47390.85 | 47390.85 | 47390.85 | 47390.85 | 47390.85 | 47390.85 | 47390.85 | 47390.85 | 47390.85
municipal solid waste | 120000 | 120000 | 120000 | 120000 | 120000 | 120000 | 120000 | 120000 | 120000 | 120000 | 120000 | 120000 | 120000 | 120000 | 120000 | 120000 | 120000 | 120000 | 120000 | 120000 | 120000 | 120000 | 120000 | 120000 | 120000 | 120000 | 120000 | 120000 | 120000 | 120000 | 120000
Variable O&M (KRW/MWh) | 2020 | 2021 | 2022 | 2023 | 2024 | 2025 | 2026 | 2027 | 2028 | 2029 | 2030 | 2031 | 2032 | 2033 | 2034 | 2035 | 2036 | 2037 | 2038 | 2039 | 2040 | 2041 | 2042 | 2043 | 2044 | 2045 | 2046 | 2047 | 2048 | 2049 | 2050
hard coal | 1180 | 1180 | 1180 | 1180 | 1180 | 1180 | 1180 | 1180 | 1180 | 1180 | 1180 | 1180 | 1180 | 1180 | 1180 | 1180 | 1180 | 1180 | 1180 | 1180 | 1180 | 1180 | 1180 | 1180 | 1180 | 1180 | 1180 | 1180 | 1180 | 1180 | 1180
natural gas nonpeaker | 640 | 640 | 640 | 640 | 640 | 640 | 640 | 640 | 640 | 640 | 640 | 640 | 640 | 640 | 640 | 640 | 640 | 640 | 640 | 640 | 640 | 640 | 640 | 640 | 640 | 640 | 640 | 640 | 640 | 640 | 640
nuclear | 1990 | 1990 | 1990 | 1990 | 1990 | 1990 | 1990 | 1990 | 1990 | 1990 | 1990 | 1990 | 1990 | 1990 | 1990 | 1990 | 1990 | 1990 | 1990 | 1990 | 1990 | 1990 | 1990 | 1990 | 1990 | 1990 | 1990 | 1990 | 1990 | 1990 | 1990
hydro | 200 | 200 | 200 | 200 | 200 | 200 | 200 | 200 | 200 | 200 | 200 | 200 | 200 | 200 | 200 | 200 | 200 | 200 | 200 | 200 | 200 | 200 | 200 | 200 | 200 | 200 | 200 | 200 | 200 | 200 | 200
onshore wind | 100 | 100 | 100 | 100 | 100 | 100 | 100 | 100 | 100 | 100 | 100 | 100 | 100 | 100 | 100 | 100 | 100 | 100 | 100 | 100 | 100 | 100 | 100 | 100 | 100 | 100 | 100 | 100 | 100 | 100 | 100
solar PV | 100 | 100 | 100 | 100 | 100 | 100 | 100 | 100 | 100 | 100 | 100 | 100 | 100 | 100 | 100 | 100 | 100 | 100 | 100 | 100 | 100 | 100 | 100 | 100 | 100 | 100 | 100 | 100 | 100 | 100 | 100
solar thermal | 0 | 0 | 0 | 0 | 0 | 0 | 0 | 0 | 0 | 0 | 0 | 0 | 0 | 0 | 0 | 0 | 0 | 0 | 0 | 0 | 0 | 0 | 0 | 0 | 0 | 0 | 0 | 0 | 0 | 0 | 0
biomass | 100 | 100 | 100 | 100 | 100 | 100 | 100 | 100 | 100 | 100 | 100 | 100 | 100 | 100 | 100 | 100 | 100 | 100 | 100 | 100 | 100 | 100 | 100 | 100 | 100 | 100 | 100 | 100 | 100 | 100 | 100
geothermal | 100 | 100 | 100 | 100 | 100 | 100 | 100 | 100 | 100 | 100 | 100 | 100 | 100 | 100 | 100 | 100 | 100 | 100 | 100 | 100 | 100 | 100 | 100 | 100 | 100 | 100 | 100 | 100 | 100 | 100 | 100
petroleum | 150 | 150 | 150 | 150 | 150 | 150 | 150 | 150 | 150 | 150 | 150 | 150 | 150 | 150 | 150 | 150 | 150 | 150 | 150 | 150 | 150 | 150 | 150 | 150 | 150 | 150 | 150 | 150 | 150 | 150 | 150
natural gas peaker | 640 | 640 | 640 | 640 | 640 | 640 | 640 | 640 | 640 | 640 | 640 | 640 | 640 | 640 | 640 | 640 | 640 | 640 | 640 | 640 | 640 | 640 | 640 | 640 | 640 | 640 | 640 | 640 | 640 | 640 | 640
lignite | 1180 | 1180 | 1180 | 1180 | 1180 | 1180 | 1180 | 1180 | 1180 | 1180 | 1180 | 1180 | 1180 | 1180 | 1180 | 1180 | 1180 | 1180 | 1180 | 1180 | 1180 | 1180 | 1180 | 1180 | 1180 | 1180 | 1180 | 1180 | 1180 | 1180 | 1180
offshore wind | 0 | 0 | 0 | 0 | 0 | 0 | 0 | 0 | 0 | 0 | 0 | 0 | 0 | 0 | 0 | 0 | 0 | 0 | 0 | 0 | 0 | 0 | 0 | 0 | 0 | 0 | 0 | 0 | 0 | 0 | 0
crude oil | 150 | 150 | 150 | 150 | 150 | 150 | 150 | 150 | 150 | 150 | 150 | 150 | 150 | 150 | 150 | 150 | 150 | 150 | 150 | 150 | 150 | 150 | 150 | 150 | 150 | 150 | 150 | 150 | 150 | 150 | 150
heavy or residual fuel oil | 150 | 150 | 150 | 150 | 150 | 150 | 150 | 150 | 150 | 150 | 150 | 150 | 150 | 150 | 150 | 150 | 150 | 150 | 150 | 150 | 150 | 150 | 150 | 150 | 150 | 150 | 150 | 150 | 150 | 150 | 150
municipal solid waste | 100 | 100 | 100 | 100 | 100 | 100 | 100 | 100 | 100 | 100 | 100 | 100 | 100 | 100 | 100 | 100 | 100 | 100 | 100 | 100 | 100 | 100 | 100 | 100 | 100 | 100 | 100 | 100 | 100 | 100 | 100
CAPEX (USD/MW) | 2020 | 2021 | 2022 | 2023 | 2024 | 2025 | 2026 | 2027 | 2028 | 2029 | 2030 | 2031 | 2032 | 2033 | 2034 | 2035 | 2036 | 2037 | 2038 | 2039 | 2040 | 2041 | 2042 | 2043 | 2044 | 2045 | 2046 | 2047 | 2048 | 2049 | 2050
hard coal | 1337746.9465 | 1386477.223 | 1435207.4995 | 1483937.776 | 1532668.0524 | 1581398.3289 | 1630128.6054 | 1678858.8819 | 1727589.1584 | 1776319.4349 | 1825049.7114 | 1873779.9879 | 1922510.2644 | 1971240.5409 | 2019970.8173 | 2068701.0938 | 2117431.3703 | 2166161.6468 | 2214891.9233 | 2263622.1998 | 2312352.4763 | 2361082.7528 | 2409813.0293 | 2458543.3057 | 2507273.5822 | 2556003.8587 | 2604734.1352 | 2653464.4117 | 2702194.6882 | 2750924.9647 | 2799655.2412
natural gas nonpeaker | 874073.2368 | 881978.1081 | 889882.9794 | 897787.8507 | 905692.7219 | 913597.5932 | 921502.4645 | 929407.3358 | 937312.2071 | 945217.0783 | 953121.9496 | 961026.8209 | 968931.6922 | 976836.5635 | 984741.4347 | 992646.306 | 1000551.1773 | 1008456.0486 | 1016360.9199 | 1024265.7911 | 1032170.6624 | 1040075.5337 | 1047980.405 | 1055885.2763 | 1063790.1475 | 1071695.0188 | 1079599.8901 | 1087504.7614 | 1095409.6326 | 1103314.5039 | 1111219.3752
nuclear | 4215729.4979 | 4319515.8079 | 4423302.1179 | 4527088.4278 | 4630874.7378 | 4734661.0478 | 4838447.3578 | 4942233.6677 | 5046019.9777 | 5149806.2877 | 5253592.5976 | 5357378.9076 | 5461165.2176 | 5564951.5276 | 5668737.8375 | 5772524.1475 | 5876310.4575 | 5980096.7674 | 6083883.0774 | 6187669.3874 | 6291455.6974 | 6395242.0073 | 6499028.3173 | 6602814.6273 | 6706600.9372 | 6810387.2472 | 6914173.5572 | 7017959.8672 | 7121746.1771 | 7225532.4871 | 7329318.7971
hydro | 900876.3304 | 900876.3304 | 900876.3304 | 900876.3304 | 900876.3304 | 900876.3304 | 900876.3304 | 900876.3304 | 900876.3304 | 900876.3304 | 900876.3304 | 900876.3304 | 900876.3304 | 900876.3304 | 900876.3304 | 900876.3304 | 900876.3304 | 900876.3304 | 900876.3304 | 900876.3304 | 900876.3304 | 900876.3304 | 900876.3304 | 900876.3304 | 900876.3304 | 900876.3304 | 900876.3304 | 900876.3304 | 900876.3304 | 900876.3304 | 900876.3304
onshore wind | 2544790.1013 | 2519342.2003 | 2493894.2993 | 2468446.3983 | 2442998.4973 | 2417550.5963 | 2371744.3744 | 2325938.1526 | 2280131.9308 | 2234325.709 | 2188519.4871 | 2176026.8812 | 2140399.8198 | 2104772.7584 | 2069145.6969 | 2033518.6355 | 1997891.5741 | 1962264.5127 | 1926637.4513 | 1891010.3898 | 1855383.3284 | 1819756.267 | 1784129.2056 | 1748502.1442 | 1712875.0827 | 1677248.0213 | 1641620.9599 | 1605993.8985 | 1570366.8371 | 1534739.7757 | 1499112.7142
solar PV | 1274241.0706 | 1274241.0706 | 1274241.0706 | 1274241.0706 | 1274241.0706 | 1274241.0706 | 1228368.3921 | 1182495.7135 | 1136623.035 | 1090750.3564 | 1044877.6779 | 1074069.3824 | 1051133.0432 | 1028196.7039 | 1005260.3646 | 982324.0253 | 959387.6861 | 936451.3468 | 913515.0075 | 890578.6683 | 867642.329 | 844705.9897 | 821769.6504 | 798833.3112 | 775896.9719 | 752960.6326 | 730024.2934 | 707087.9541 | 684151.6148 | 661215.2755 | 638278.9363
solar thermal | 0 | 0 | 0 | 0 | 0 | 0 | 0 | 0 | 0 | 0 | 0 | 0 | 0 | 0 | 0 | 0 | 0 | 0 | 0 | 0 | 0 | 0 | 0 | 0 | 0 | 0 | 0 | 0 | 0 | 0 | 0
biomass | 3555642.2559 | 3555642.2559 | 3555642.2559 | 3555642.2559 | 3555642.2559 | 3555642.2559 | 3555642.2559 | 3555642.2559 | 3555642.2559 | 3555642.2559 | 3555642.2559 | 3555642.2559 | 3555642.2559 | 3555642.2559 | 3555642.2559 | 3555642.2559 | 3555642.2559 | 3555642.2559 | 3555642.2559 | 3555642.2559 | 3555642.2559 | 3555642.2559 | 3555642.2559 | 3555642.2559 | 3555642.2559 | 3555642.2559 | 3555642.2559 | 3555642.2559 | 3555642.2559 | 3555642.2559 | 3555642.2559
geothermal | 8208000 | 8208000 | 8208000 | 8208000 | 8208000 | 8208000 | 8208000 | 8208000 | 8208000 | 8208000 | 8208000 | 8208000 | 8208000 | 8208000 | 8208000 | 8208000 | 8208000 | 8208000 | 8208000 | 8208000 | 8208000 | 8208000 | 8208000 | 8208000 | 8208000 | 8208000 | 8208000 | 8208000 | 8208000 | 8208000 | 8208000
petroleum | 1762910.9132 | 1762910.9132 | 1762910.9132 | 1762910.9132 | 1762910.9132 | 1762910.9132 | 1762910.9132 | 1762910.9132 | 1762910.9132 | 1762910.9132 | 1762910.9132 | 1762910.9132 | 1762910.9132 | 1762910.9132 | 1762910.9132 | 1762910.9132 | 1762910.9132 | 1762910.9132 | 1762910.9132 | 1762910.9132 | 1762910.9132 | 1762910.9132 | 1762910.9132 | 1762910.9132 | 1762910.9132 | 1762910.9132 | 1762910.9132 | 1762910.9132 | 1762910.9132 | 1762910.9132 | 1762910.9132
natural gas peaker | 611851.2658 | 617384.6757 | 622918.0856 | 628451.4955 | 633984.9054 | 639518.3153 | 645051.7252 | 650585.135 | 656118.5449 | 661651.9548 | 667185.3647 | 672718.7746 | 678252.1845 | 683785.5944 | 689319.0043 | 694852.4142 | 700385.8241 | 705919.234 | 711452.6439 | 716986.0538 | 722519.4637 | 728052.8736 | 733586.2835 | 739119.6934 | 744653.1033 | 750186.5132 | 755719.9231 | 761253.333 | 766786.7429 | 772320.1527 | 777853.5626
lignite | 1337746.9465 | 1386477.223 | 1435207.4995 | 1483937.776 | 1532668.0524 | 1581398.3289 | 1630128.6054 | 1678858.8819 | 1727589.1584 | 1776319.4349 | 1825049.7114 | 1873779.9879 | 1922510.2644 | 1971240.5409 | 2019970.8173 | 2068701.0938 | 2117431.3703 | 2166161.6468 | 2214891.9233 | 2263622.1998 | 2312352.4763 | 2361082.7528 | 2409813.0293 | 2458543.3057 | 2507273.5822 | 2556003.8587 | 2604734.1352 | 2653464.4117 | 2702194.6882 | 2750924.9647 | 2799655.2412
offshore wind | 5584838.058 | 5439632.2685 | 5294426.479 | 5149220.6895 | 5004014.9 | 4858809.1105 | 4713603.321 | 4568397.5315 | 4423191.7419 | 4277985.9524 | 4132780.1629 | 3987574.3734 | 3842368.5839 | 3697162.7944 | 3551957.0049 | 3406751.2154 | 3261545.4259 | 3116339.6364 | 2971133.8469 | 2825928.0574 | 2680722.2678 | 2535516.4783 | 2390310.6888 | 2245104.8993 | 2099899.1098 | 1954693.3203 | 1809487.5308 | 1664281.7413 | 1519075.9518 | 1373870.1623 | 1228664.3728
crude oil | 1762910.9132 | 1762910.9132 | 1762910.9132 | 1762910.9132 | 1762910.9132 | 1762910.9132 | 1762910.9132 | 1762910.9132 | 1762910.9132 | 1762910.9132 | 1762910.9132 | 1762910.9132 | 1762910.9132 | 1762910.9132 | 1762910.9132 | 1762910.9132 | 1762910.9132 | 1762910.9132 | 1762910.9132 | 1762910.9132 | 1762910.9132 | 1762910.9132 | 1762910.9132 | 1762910.9132 | 1762910.9132 | 1762910.9132 | 1762910.9132 | 1762910.9132 | 1762910.9132 | 1762910.9132 | 1762910.9132
heavy or residual fuel oil | 1762910.9132 | 1762910.9132 | 1762910.9132 | 1762910.9132 | 1762910.9132 | 1762910.9132 | 1762910.9132 | 1762910.9132 | 1762910.9132 | 1762910.9132 | 1762910.9132 | 1762910.9132 | 1762910.9132 | 1762910.9132 | 1762910.9132 | 1762910.9132 | 1762910.9132 | 1762910.9132 | 1762910.9132 | 1762910.9132 | 1762910.9132 | 1762910.9132 | 1762910.9132 | 1762910.9132 | 1762910.9132 | 1762910.9132 | 1762910.9132 | 1762910.9132 | 1762910.9132 | 1762910.9132 | 1762910.9132
municipal solid waste | 4463927.3106 | 4463927.3106 | 4463927.3106 | 4463927.3106 | 4463927.3106 | 4463927.3106 | 4463927.3106 | 4463927.3106 | 4463927.3106 | 4463927.3106 | 4463927.3106 | 4463927.3106 | 4463927.3106 | 4463927.3106 | 4463927.3106 | 4463927.3106 | 4463927.3106 | 4463927.3106 | 4463927.3106 | 4463927.3106 | 4463927.3106 | 4463927.3106 | 4463927.3106 | 4463927.3106 | 4463927.3106 | 4463927.3106 | 4463927.3106 | 4463927.3106 | 4463927.3106 | 4463927.3106 | 4463927.3106
Fixed O&M (USD/MW-yr) | 2020 | 2021 | 2022 | 2023 | 2024 | 2025 | 2026 | 2027 | 2028 | 2029 | 2030 | 2031 | 2032 | 2033 | 2034 | 2035 | 2036 | 2037 | 2038 | 2039 | 2040 | 2041 | 2042 | 2043 | 2044 | 2045 | 2046 | 2047 | 2048 | 2049 | 2050
hard coal | 62002.388 | 62002.388 | 62002.388 | 62002.388 | 62002.388 | 62002.388 | 62002.388 | 62002.388 | 62002.388 | 62002.388 | 62002.388 | 62002.388 | 62002.388 | 62002.388 | 62002.388 | 62002.388 | 62002.388 | 62002.388 | 62002.388 | 62002.388 | 62002.388 | 62002.388 | 62002.388 | 62002.388 | 62002.388 | 62002.388 | 62002.388 | 62002.388 | 62002.388 | 62002.388 | 62002.388
natural gas nonpeaker | 40766.4814 | 40766.4814 | 40766.4814 | 40766.4814 | 40766.4814 | 40766.4814 | 40766.4814 | 40766.4814 | 40766.4814 | 40766.4814 | 40766.4814 | 40766.4814 | 40766.4814 | 40766.4814 | 40766.4814 | 40766.4814 | 40766.4814 | 40766.4814 | 40766.4814 | 40766.4814 | 40766.4814 | 40766.4814 | 40766.4814 | 40766.4814 | 40766.4814 | 40766.4814 | 40766.4814 | 40766.4814 | 40766.4814 | 40766.4814 | 40766.4814
nuclear | 155249.5888 | 155249.5888 | 155249.5888 | 155249.5888 | 155249.5888 | 155249.5888 | 155249.5888 | 155249.5888 | 155249.5888 | 155249.5888 | 155249.5888 | 155249.5888 | 155249.5888 | 155249.5888 | 155249.5888 | 155249.5888 | 155249.5888 | 155249.5888 | 155249.5888 | 155249.5888 | 155249.5888 | 155249.5888 | 155249.5888 | 155249.5888 | 155249.5888 | 155249.5888 | 155249.5888 | 155249.5888 | 155249.5888 | 155249.5888 | 155249.5888
hydro | 22521.9083 | 22521.9083 | 22521.9083 | 22521.9083 | 22521.9083 | 22521.9083 | 22521.9083 | 22521.9083 | 22521.9083 | 22521.9083 | 22521.9083 | 22521.9083 | 22521.9083 | 22521.9083 | 22521.9083 | 22521.9083 | 22521.9083 | 22521.9083 | 22521.9083 | 22521.9083 | 22521.9083 | 22521.9083 | 22521.9083 | 22521.9083 | 22521.9083 | 22521.9083 | 22521.9083 | 22521.9083 | 22521.9083 | 22521.9083 | 22521.9083
onshore wind | 47454.3373 | 47454.3373 | 47454.3373 | 47454.3373 | 47454.3373 | 47454.3373 | 47454.3373 | 47454.3373 | 47454.3373 | 47454.3373 | 47454.3373 | 47454.3373 | 47454.3373 | 47454.3373 | 47454.3373 | 47454.3373 | 47454.3373 | 47454.3373 | 47454.3373 | 47454.3373 | 47454.3373 | 47454.3373 | 47454.3373 | 47454.3373 | 47454.3373 | 47454.3373 | 47454.3373 | 47454.3373 | 47454.3373 | 47454.3373 | 47454.3373
solar PV | 23129.6534 | 23129.6534 | 23129.6534 | 23129.6534 | 23129.6534 | 23129.6534 | 23129.6534 | 23129.6534 | 23129.6534 | 23129.6534 | 23129.6534 | 23129.6534 | 23129.6534 | 23129.6534 | 23129.6534 | 23129.6534 | 23129.6534 | 23129.6534 | 23129.6534 | 23129.6534 | 23129.6534 | 23129.6534 | 23129.6534 | 23129.6534 | 23129.6534 | 23129.6534 | 23129.6534 | 23129.6534 | 23129.6534 | 23129.6534 | 23129.6534
solar thermal | 0 | 0 | 0 | 0 | 0 | 0 | 0 | 0 | 0 | 0 | 0 | 0 | 0 | 0 | 0 | 0 | 0 | 0 | 0 | 0 | 0 | 0 | 0 | 0 | 0 | 0 | 0 | 0 | 0 | 0 | 0
biomass | 88891.0564 | 88891.0564 | 88891.0564 | 88891.0564 | 88891.0564 | 88891.0564 | 88891.0564 | 88891.0564 | 88891.0564 | 88891.0564 | 88891.0564 | 88891.0564 | 88891.0564 | 88891.0564 | 88891.0564 | 88891.0564 | 88891.0564 | 88891.0564 | 88891.0564 | 88891.0564 | 88891.0564 | 88891.0564 | 88891.0564 | 88891.0564 | 88891.0564 | 88891.0564 | 88891.0564 | 88891.0564 | 88891.0564 | 88891.0564 | 88891.0564
geothermal | 205200 | 205200 | 205200 | 205200 | 205200 | 205200 | 205200 | 205200 | 205200 | 205200 | 205200 | 205200 | 205200 | 205200 | 205200 | 205200 | 205200 | 205200 | 205200 | 205200 | 205200 | 205200 | 205200 | 205200 | 205200 | 205200 | 205200 | 205200 | 205200 | 205200 | 205200
petroleum | 44072.7728 | 44072.7728 | 44072.7728 | 44072.7728 | 44072.7728 | 44072.7728 | 44072.7728 | 44072.7728 | 44072.7728 | 44072.7728 | 44072.7728 | 44072.7728 | 44072.7728 | 44072.7728 | 44072.7728 | 44072.7728 | 44072.7728 | 44072.7728 | 44072.7728 | 44072.7728 | 44072.7728 | 44072.7728 | 44072.7728 | 44072.7728 | 44072.7728 | 44072.7728 | 44072.7728 | 44072.7728 | 44072.7728 | 44072.7728 | 44072.7728
natural gas peaker | 15296.2816 | 15296.2816 | 15296.2816 | 15296.2816 | 15296.2816 | 15296.2816 | 15296.2816 | 15296.2816 | 15296.2816 | 15296.2816 | 15296.2816 | 15296.2816 | 15296.2816 | 15296.2816 | 15296.2816 | 15296.2816 | 15296.2816 | 15296.2816 | 15296.2816 | 15296.2816 | 15296.2816 | 15296.2816 | 15296.2816 | 15296.2816 | 15296.2816 | 15296.2816 | 15296.2816 | 15296.2816 | 15296.2816 | 15296.2816 | 15296.2816
lignite | 62002.388 | 62002.388 | 62002.388 | 62002.388 | 62002.388 | 62002.388 | 62002.388 | 62002.388 | 62002.388 | 62002.388 | 62002.388 | 62002.388 | 62002.388 | 62002.388 | 62002.388 | 62002.388 | 62002.388 | 62002.388 | 62002.388 | 62002.388 | 62002.388 | 62002.388 | 62002.388 | 62002.388 | 62002.388 | 62002.388 | 62002.388 | 62002.388 | 62002.388 | 62002.388 | 62002.388
offshore wind | 113458.1525 | 113458.1525 | 113458.1525 | 113458.1525 | 113458.1525 | 113458.1525 | 113458.1525 | 113458.1525 | 113458.1525 | 113458.1525 | 113458.1525 | 113458.1525 | 113458.1525 | 113458.1525 | 113458.1525 | 113458.1525 | 113458.1525 | 113458.1525 | 113458.1525 | 113458.1525 | 113458.1525 | 113458.1525 | 113458.1525 | 113458.1525 | 113458.1525 | 113458.1525 | 113458.1525 | 113458.1525 | 113458.1525 | 113458.1525 | 113458.1525
crude oil | 44072.7728 | 44072.7728 | 44072.7728 | 44072.7728 | 44072.7728 | 44072.7728 | 44072.7728 | 44072.7728 | 44072.7728 | 44072.7728 | 44072.7728 | 44072.7728 | 44072.7728 | 44072.7728 | 44072.7728 | 44072.7728 | 44072.7728 | 44072.7728 | 44072.7728 | 44072.7728 | 44072.7728 | 44072.7728 | 44072.7728 | 44072.7728 | 44072.7728 | 44072.7728 | 44072.7728 | 44072.7728 | 44072.7728 | 44072.7728 | 44072.7728
heavy or residual fuel oil | 44072.7728 | 44072.7728 | 44072.7728 | 44072.7728 | 44072.7728 | 44072.7728 | 44072.7728 | 44072.7728 | 44072.7728 | 44072.7728 | 44072.7728 | 44072.7728 | 44072.7728 | 44072.7728 | 44072.7728 | 44072.7728 | 44072.7728 | 44072.7728 | 44072.7728 | 44072.7728 | 44072.7728 | 44072.7728 | 44072.7728 | 44072.7728 | 44072.7728 | 44072.7728 | 44072.7728 | 44072.7728 | 44072.7728 | 44072.7728 | 44072.7728
municipal solid waste | 111598.1828 | 111598.1828 | 111598.1828 | 111598.1828 | 111598.1828 | 111598.1828 | 111598.1828 | 111598.1828 | 111598.1828 | 111598.1828 | 111598.1828 | 111598.1828 | 111598.1828 | 111598.1828 | 111598.1828 | 111598.1828 | 111598.1828 | 111598.1828 | 111598.1828 | 111598.1828 | 111598.1828 | 111598.1828 | 111598.1828 | 111598.1828 | 111598.1828 | 111598.1828 | 111598.1828 | 111598.1828 | 111598.1828 | 111598.1828 | 111598.1828
Variable O&M (USD/MWh) | 2020 | 2021 | 2022 | 2023 | 2024 | 2025 | 2026 | 2027 | 2028 | 2029 | 2030 | 2031 | 2032 | 2033 | 2034 | 2035 | 2036 | 2037 | 2038 | 2039 | 2040 | 2041 | 2042 | 2043 | 2044 | 2045 | 2046 | 2047 | 2048 | 2049 | 2050
hard coal | 1.0974 | 1.0974 | 1.0974 | 1.0974 | 1.0974 | 1.0974 | 1.0974 | 1.0974 | 1.0974 | 1.0974 | 1.0974 | 1.0974 | 1.0974 | 1.0974 | 1.0974 | 1.0974 | 1.0974 | 1.0974 | 1.0974 | 1.0974 | 1.0974 | 1.0974 | 1.0974 | 1.0974 | 1.0974 | 1.0974 | 1.0974 | 1.0974 | 1.0974 | 1.0974 | 1.0974
natural gas nonpeaker | 0.59519 | 0.59519 | 0.59519 | 0.59519 | 0.59519 | 0.59519 | 0.59519 | 0.59519 | 0.59519 | 0.59519 | 0.59519 | 0.59519 | 0.59519 | 0.59519 | 0.59519 | 0.59519 | 0.59519 | 0.59519 | 0.59519 | 0.59519 | 0.59519 | 0.59519 | 0.59519 | 0.59519 | 0.59519 | 0.59519 | 0.59519 | 0.59519 | 0.59519 | 0.59519 | 0.59519
nuclear | 1.8507 | 1.8507 | 1.8507 | 1.8507 | 1.8507 | 1.8507 | 1.8507 | 1.8507 | 1.8507 | 1.8507 | 1.8507 | 1.8507 | 1.8507 | 1.8507 | 1.8507 | 1.8507 | 1.8507 | 1.8507 | 1.8507 | 1.8507 | 1.8507 | 1.8507 | 1.8507 | 1.8507 | 1.8507 | 1.8507 | 1.8507 | 1.8507 | 1.8507 | 1.8507 | 1.8507
hydro | 0.186 | 0.186 | 0.186 | 0.186 | 0.186 | 0.186 | 0.186 | 0.186 | 0.186 | 0.186 | 0.186 | 0.186 | 0.186 | 0.186 | 0.186 | 0.186 | 0.186 | 0.186 | 0.186 | 0.186 | 0.186 | 0.186 | 0.186 | 0.186 | 0.186 | 0.186 | 0.186 | 0.186 | 0.186 | 0.186 | 0.186
onshore wind | 0.092998 | 0.092998 | 0.092998 | 0.092998 | 0.092998 | 0.092998 | 0.092998 | 0.092998 | 0.092998 | 0.092998 | 0.092998 | 0.092998 | 0.092998 | 0.092998 | 0.092998 | 0.092998 | 0.092998 | 0.092998 | 0.092998 | 0.092998 | 0.092998 | 0.092998 | 0.092998 | 0.092998 | 0.092998 | 0.092998 | 0.092998 | 0.092998 | 0.092998 | 0.092998 | 0.092998
solar PV | 0.092998 | 0.092998 | 0.092998 | 0.092998 | 0.092998 | 0.092998 | 0.092998 | 0.092998 | 0.092998 | 0.092998 | 0.092998 | 0.092998 | 0.092998 | 0.092998 | 0.092998 | 0.092998 | 0.092998 | 0.092998 | 0.092998 | 0.092998 | 0.092998 | 0.092998 | 0.092998 | 0.092998 | 0.092998 | 0.092998 | 0.092998 | 0.092998 | 0.092998 | 0.092998 | 0.092998
solar thermal | 0 | 0 | 0 | 0 | 0 | 0 | 0 | 0 | 0 | 0 | 0 | 0 | 0 | 0 | 0 | 0 | 0 | 0 | 0 | 0 | 0 | 0 | 0 | 0 | 0 | 0 | 0 | 0 | 0 | 0 | 0
biomass | 0.092998 | 0.092998 | 0.092998 | 0.092998 | 0.092998 | 0.092998 | 0.092998 | 0.092998 | 0.092998 | 0.092998 | 0.092998 | 0.092998 | 0.092998 | 0.092998 | 0.092998 | 0.092998 | 0.092998 | 0.092998 | 0.092998 | 0.092998 | 0.092998 | 0.092998 | 0.092998 | 0.092998 | 0.092998 | 0.092998 | 0.092998 | 0.092998 | 0.092998 | 0.092998 | 0.092998
geothermal | 0.092998 | 0.092998 | 0.092998 | 0.092998 | 0.092998 | 0.092998 | 0.092998 | 0.092998 | 0.092998 | 0.092998 | 0.092998 | 0.092998 | 0.092998 | 0.092998 | 0.092998 | 0.092998 | 0.092998 | 0.092998 | 0.092998 | 0.092998 | 0.092998 | 0.092998 | 0.092998 | 0.092998 | 0.092998 | 0.092998 | 0.092998 | 0.092998 | 0.092998 | 0.092998 | 0.092998
petroleum | 0.1395 | 0.1395 | 0.1395 | 0.1395 | 0.1395 | 0.1395 | 0.1395 | 0.1395 | 0.1395 | 0.1395 | 0.1395 | 0.1395 | 0.1395 | 0.1395 | 0.1395 | 0.1395 | 0.1395 | 0.1395 | 0.1395 | 0.1395 | 0.1395 | 0.1395 | 0.1395 | 0.1395 | 0.1395 | 0.1395 | 0.1395 | 0.1395 | 0.1395 | 0.1395 | 0.1395
natural gas peaker | 0.59519 | 0.59519 | 0.59519 | 0.59519 | 0.59519 | 0.59519 | 0.59519 | 0.59519 | 0.59519 | 0.59519 | 0.59519 | 0.59519 | 0.59519 | 0.59519 | 0.59519 | 0.59519 | 0.59519 | 0.59519 | 0.59519 | 0.59519 | 0.59519 | 0.59519 | 0.59519 | 0.59519 | 0.59519 | 0.59519 | 0.59519 | 0.59519 | 0.59519 | 0.59519 | 0.59519
lignite | 1.0974 | 1.0974 | 1.0974 | 1.0974 | 1.0974 | 1.0974 | 1.0974 | 1.0974 | 1.0974 | 1.0974 | 1.0974 | 1.0974 | 1.0974 | 1.0974 | 1.0974 | 1.0974 | 1.0974 | 1.0974 | 1.0974 | 1.0974 | 1.0974 | 1.0974 | 1.0974 | 1.0974 | 1.0974 | 1.0974 | 1.0974 | 1.0974 | 1.0974 | 1.0974 | 1.0974
offshore wind | 0 | 0 | 0 | 0 | 0 | 0 | 0 | 0 | 0 | 0 | 0 | 0 | 0 | 0 | 0 | 0 | 0 | 0 | 0 | 0 | 0 | 0 | 0 | 0 | 0 | 0 | 0 | 0 | 0 | 0 | 0
crude oil | 0.1395 | 0.1395 | 0.1395 | 0.1395 | 0.1395 | 0.1395 | 0.1395 | 0.1395 | 0.1395 | 0.1395 | 0.1395 | 0.1395 | 0.1395 | 0.1395 | 0.1395 | 0.1395 | 0.1395 | 0.1395 | 0.1395 | 0.1395 | 0.1395 | 0.1395 | 0.1395 | 0.1395 | 0.1395 | 0.1395 | 0.1395 | 0.1395 | 0.1395 | 0.1395 | 0.1395
heavy or residual fuel oil | 0.1395 | 0.1395 | 0.1395 | 0.1395 | 0.1395 | 0.1395 | 0.1395 | 0.1395 | 0.1395 | 0.1395 | 0.1395 | 0.1395 | 0.1395 | 0.1395 | 0.1395 | 0.1395 | 0.1395 | 0.1395 | 0.1395 | 0.1395 | 0.1395 | 0.1395 | 0.1395 | 0.1395 | 0.1395 | 0.1395 | 0.1395 | 0.1395 | 0.1395 | 0.1395 | 0.1395
municipal solid waste | 0.092998 | 0.092998 | 0.092998 | 0.092998 | 0.092998 | 0.092998 | 0.092998 | 0.092998 | 0.092998 | 0.092998 | 0.092998 | 0.092998 | 0.092998 | 0.092998 | 0.092998 | 0.092998 | 0.092998 | 0.092998 | 0.092998 | 0.092998 | 0.092998 | 0.092998 | 0.092998 | 0.092998 | 0.092998 | 0.092998 | 0.092998 | 0.092998 | 0.092998 | 0.092998 | 0.092998
Spur line (grid connection) cost, USD/MW, constant in real terms = KRW!B59:B61 / exchange rate x 1000 (same conversion as CAPEX)
onshore wind | 39059.364
solar PV | 21389.6517
offshore wind | 301315.0935
CAPEX EXCLUDING SPUR LINE, USD/MW = CAPEX row - spur line (USED IN CCaMC-BCCpUC for these three rows)
Year |  | 2021 | 2022 | 2023 | 2024 | 2025 | 2026 | 2027 | 2028 | 2029 | 2030 | 2031 | 2032 | 2033 | 2034 | 2035 | 2036 | 2037 | 2038 | 2039 | 2040 | 2041 | 2042 | 2043 | 2044 | 2045 | 2046 | 2047 | 2048 | 2049 | 2050
onshore wind |  | 2480282.8363 | 2454834.9353 | 2429387.0343 | 2403939.1333 | 2378491.2323 | 2332685.0105 | 2286878.7886 | 2241072.5668 | 2195266.345 | 2149460.1232 | 2136967.5172 | 2101340.4558 | 2065713.3944 | 2030086.333 | 1994459.2715 | 1958832.2101 | 1923205.1487 | 1887578.0873 | 1851951.0259 | 1816323.9645 | 1780696.903 | 1745069.8416 | 1709442.7802 | 1673815.7188 | 1638188.6574 | 1602561.5959 | 1566934.5345 | 1531307.4731 | 1495680.4117 | 1460053.3503
solar PV |  | 1252851.4189 | 1252851.4189 | 1252851.4189 | 1252851.4189 | 1252851.4189 | 1206978.7404 | 1161106.0618 | 1115233.3833 | 1069360.7047 | 1023488.0262 | 1052679.7307 | 1029743.3915 | 1006807.0522 | 983870.7129 | 960934.3736 | 937998.0344 | 915061.6951 | 892125.3558 | 869189.0166 | 846252.6773 | 823316.338 | 800379.9987 | 777443.6595 | 754507.3202 | 731570.9809 | 708634.6417 | 685698.3024 | 662761.9631 | 639825.6238 | 616889.2846
offshore wind |  | 5138317.175 | 4993111.3855 | 4847905.596 | 4702699.8065 | 4557494.017 | 4412288.2275 | 4267082.438 | 4121876.6485 | 3976670.859 | 3831465.0695 | 3686259.28 | 3541053.4904 | 3395847.7009 | 3250641.9114 | 3105436.1219 | 2960230.3324 | 2815024.5429 | 2669818.7534 | 2524612.9639 | 2379407.1744 | 2234201.3849 | 2088995.5954 | 1943789.8059 | 1798584.0163 | 1653378.2268 | 1508172.4373 | 1362966.6478 | 1217760.8583 | 1072555.0688 | 927349.2793

## CCaMC-ACAPEXpUC US
Annual CapEx ($/MW) | 2019 | 2020 | 2021 | 2022 | 2023 | 2024 | 2025 | 2026 | 2027 | 2028 | 2029 | 2030 | 2031 | 2032 | 2033 | 2034 | 2035 | 2036 | 2037 | 2038 | 2039 | 2040 | 2041 | 2042 | 2043 | 2044 | 2045 | 2046 | 2047 | 2048 | 2049 | 2050
hard coal | 24015.21 | 24015.21 | 24015.21 | 24015.21 | 24015.21 | 24015.21 | 24015.21 | 24015.21 | 24015.21 | 24015.21 | 24015.21 | 24015.21 | 24015.21 | 24015.21 | 24015.21 | 24015.21 | 24015.21 | 24015.21 | 24015.21 | 24015.21 | 24015.21 | 24015.21 | 24015.21 | 24015.21 | 24015.21 | 24015.21 | 24015.21 | 24015.21 | 24015.21 | 24015.21 | 24015.21 | 24015.21
natural gas steam turbine | 8473.0413 | 8473.0413 | 8473.0413 | 8473.0413 | 8473.0413 | 8473.0413 | 8473.0413 | 8473.0413 | 8473.0413 | 8473.0413 | 8473.0413 | 8473.0413 | 8473.0413 | 8473.0413 | 8473.0413 | 8473.0413 | 8473.0413 | 8473.0413 | 8473.0413 | 8473.0413 | 8473.0413 | 8473.0413 | 8473.0413 | 8473.0413 | 8473.0413 | 8473.0413 | 8473.0413 | 8473.0413 | 8473.0413 | 8473.0413 | 8473.0413 | 8473.0413
natural gas combined cycle | 0 | 0 | 0 | 0 | 0 | 0 | 0 | 0 | 0 | 0 | 0 | 0 | 0 | 0 | 0 | 0 | 0 | 0 | 0 | 0 | 0 | 0 | 0 | 0 | 0 | 0 | 0 | 0 | 0 | 0 | 0 | 0
nuclear | 55528.1155 | 55528.1155 | 55528.1155 | 55528.1155 | 55528.1155 | 55528.1155 | 55528.1155 | 55528.1155 | 55528.1155 | 55528.1155 | 55528.1155 | 55528.1155 | 55528.1155 | 55528.1155 | 55528.1155 | 55528.1155 | 55528.1155 | 55528.1155 | 55528.1155 | 55528.1155 | 55528.1155 | 55528.1155 | 55528.1155 | 55528.1155 | 55528.1155 | 55528.1155 | 55528.1155 | 55528.1155 | 55528.1155 | 55528.1155 | 55528.1155 | 55528.1155
hydro | 0 | 0 | 0 | 0 | 0 | 0 | 0 | 0 | 0 | 0 | 0 | 0 | 0 | 0 | 0 | 0 | 0 | 0 | 0 | 0 | 0 | 0 | 0 | 0 | 0 | 0 | 0 | 0 | 0 | 0 | 0 | 0
onshore wind | 4236.5206 | 4236.5206 | 4236.5206 | 4236.5206 | 4236.5206 | 4236.5206 | 4236.5206 | 4236.5206 | 4236.5206 | 4236.5206 | 4236.5206 | 4236.5206 | 4236.5206 | 4236.5206 | 4236.5206 | 4236.5206 | 4236.5206 | 4236.5206 | 4236.5206 | 4236.5206 | 4236.5206 | 4236.5206 | 4236.5206 | 4236.5206 | 4236.5206 | 4236.5206 | 4236.5206 | 4236.5206 | 4236.5206 | 4236.5206 | 4236.5206 | 4236.5206
solar PV | 0 | 0 | 0 | 0 | 0 | 0 | 0 | 0 | 0 | 0 | 0 | 0 | 0 | 0 | 0 | 0 | 0 | 0 | 0 | 0 | 0 | 0 | 0 | 0 | 0 | 0 | 0 | 0 | 0 | 0 | 0 | 0
solar thermal | 0 | 0 | 0 | 0 | 0 | 0 | 0 | 0 | 0 | 0 | 0 | 0 | 0 | 0 | 0 | 0 | 0 | 0 | 0 | 0 | 0 | 0 | 0 | 0 | 0 | 0 | 0 | 0 | 0 | 0 | 0 | 0
biomass | 8473.0413 | 8473.0413 | 8473.0413 | 8473.0413 | 8473.0413 | 8473.0413 | 8473.0413 | 8473.0413 | 8473.0413 | 8473.0413 | 8473.0413 | 8473.0413 | 8473.0413 | 8473.0413 | 8473.0413 | 8473.0413 | 8473.0413 | 8473.0413 | 8473.0413 | 8473.0413 | 8473.0413 | 8473.0413 | 8473.0413 | 8473.0413 | 8473.0413 | 8473.0413 | 8473.0413 | 8473.0413 | 8473.0413 | 8473.0413 | 8473.0413 | 8473.0413
geothermal | 0 | 0 | 0 | 0 | 0 | 0 | 0 | 0 | 0 | 0 | 0 | 0 | 0 | 0 | 0 | 0 | 0 | 0 | 0 | 0 | 0 | 0 | 0 | 0 | 0 | 0 | 0 | 0 | 0 | 0 | 0 | 0
petroleum | 8473.0413 | 8473.0413 | 8473.0413 | 8473.0413 | 8473.0413 | 8473.0413 | 8473.0413 | 8473.0413 | 8473.0413 | 8473.0413 | 8473.0413 | 8473.0413 | 8473.0413 | 8473.0413 | 8473.0413 | 8473.0413 | 8473.0413 | 8473.0413 | 8473.0413 | 8473.0413 | 8473.0413 | 8473.0413 | 8473.0413 | 8473.0413 | 8473.0413 | 8473.0413 | 8473.0413 | 8473.0413 | 8473.0413 | 8473.0413 | 8473.0413 | 8473.0413
natural gas peaker | 0 | 0 | 0 | 0 | 0 | 0 | 0 | 0 | 0 | 0 | 0 | 0 | 0 | 0 | 0 | 0 | 0 | 0 | 0 | 0 | 0 | 0 | 0 | 0 | 0 | 0 | 0 | 0 | 0 | 0 | 0 | 0
lignite | 24015.21 | 24015.21 | 24015.21 | 24015.21 | 24015.21 | 24015.21 | 24015.21 | 24015.21 | 24015.21 | 24015.21 | 24015.21 | 24015.21 | 24015.21 | 24015.21 | 24015.21 | 24015.21 | 24015.21 | 24015.21 | 24015.21 | 24015.21 | 24015.21 | 24015.21 | 24015.21 | 24015.21 | 24015.21 | 24015.21 | 24015.21 | 24015.21 | 24015.21 | 24015.21 | 24015.21 | 24015.21
offshore wind | 0 | 0 | 0 | 0 | 0 | 0 | 0 | 0 | 0 | 0 | 0 | 0 | 0 | 0 | 0 | 0 | 0 | 0 | 0 | 0 | 0 | 0 | 0 | 0 | 0 | 0 | 0 | 0 | 0 | 0 | 0 | 0
crude oil | 0 | 0 | 0 | 0 | 0 | 0 | 0 | 0 | 0 | 0 | 0 | 0 | 0 | 0 | 0 | 0 | 0 | 0 | 0 | 0 | 0 | 0 | 0 | 0 | 0 | 0 | 0 | 0 | 0 | 0 | 0 | 0
heavy or residual fuel oil | 8473.0413 | 8473.0413 | 8473.0413 | 8473.0413 | 8473.0413 | 8473.0413 | 8473.0413 | 8473.0413 | 8473.0413 | 8473.0413 | 8473.0413 | 8473.0413 | 8473.0413 | 8473.0413 | 8473.0413 | 8473.0413 | 8473.0413 | 8473.0413 | 8473.0413 | 8473.0413 | 8473.0413 | 8473.0413 | 8473.0413 | 8473.0413 | 8473.0413 | 8473.0413 | 8473.0413 | 8473.0413 | 8473.0413 | 8473.0413 | 8473.0413 | 8473.0413
municipal solid waste | 8473.0413 | 8473.0413 | 8473.0413 | 8473.0413 | 8473.0413 | 8473.0413 | 8473.0413 | 8473.0413 | 8473.0413 | 8473.0413 | 8473.0413 | 8473.0413 | 8473.0413 | 8473.0413 | 8473.0413 | 8473.0413 | 8473.0413 | 8473.0413 | 8473.0413 | 8473.0413 | 8473.0413 | 8473.0413 | 8473.0413 | 8473.0413 | 8473.0413 | 8473.0413 | 8473.0413 | 8473.0413 | 8473.0413 | 8473.0413 | 8473.0413 | 8473.0413
hard coal w CCS | 24015.21 | 24015.21 | 24015.21 | 24015.21 | 24015.21 | 24015.21 | 24015.21 | 24015.21 | 24015.21 | 24015.21 | 24015.21 | 24015.21 | 24015.21 | 24015.21 | 24015.21 | 24015.21 | 24015.21 | 24015.21 | 24015.21 | 24015.21 | 24015.21 | 24015.21 | 24015.21 | 24015.21 | 24015.21 | 24015.21 | 24015.21 | 24015.21 | 24015.21 | 24015.21 | 24015.21 | 24015.21
natural gas combined cycle w CCS | 0 | 0 | 0 | 0 | 0 | 0 | 0 | 0 | 0 | 0 | 0 | 0 | 0 | 0 | 0 | 0 | 0 | 0 | 0 | 0 | 0 | 0 | 0 | 0 | 0 | 0 | 0 | 0 | 0 | 0 | 0 | 0
biomass w CCS | 8473.0413 | 8473.0413 | 8473.0413 | 8473.0413 | 8473.0413 | 8473.0413 | 8473.0413 | 8473.0413 | 8473.0413 | 8473.0413 | 8473.0413 | 8473.0413 | 8473.0413 | 8473.0413 | 8473.0413 | 8473.0413 | 8473.0413 | 8473.0413 | 8473.0413 | 8473.0413 | 8473.0413 | 8473.0413 | 8473.0413 | 8473.0413 | 8473.0413 | 8473.0413 | 8473.0413 | 8473.0413 | 8473.0413 | 8473.0413 | 8473.0413 | 8473.0413
lignite w CCS | 24015.21 | 24015.21 | 24015.21 | 24015.21 | 24015.21 | 24015.21 | 24015.21 | 24015.21 | 24015.21 | 24015.21 | 24015.21 | 24015.21 | 24015.21 | 24015.21 | 24015.21 | 24015.21 | 24015.21 | 24015.21 | 24015.21 | 24015.21 | 24015.21 | 24015.21 | 24015.21 | 24015.21 | 24015.21 | 24015.21 | 24015.21 | 24015.21 | 24015.21 | 24015.21 | 24015.21 | 24015.21
small modular reactor | 55528.1155 | 55528.1155 | 55528.1155 | 55528.1155 | 55528.1155 | 55528.1155 | 55528.1155 | 55528.1155 | 55528.1155 | 55528.1155 | 55528.1155 | 55528.1155 | 55528.1155 | 55528.1155 | 55528.1155 | 55528.1155 | 55528.1155 | 55528.1155 | 55528.1155 | 55528.1155 | 55528.1155 | 55528.1155 | 55528.1155 | 55528.1155 | 55528.1155 | 55528.1155 | 55528.1155 | 55528.1155 | 55528.1155 | 55528.1155 | 55528.1155 | 55528.1155
hydrogen combustion turbine | 0 | 0 | 0 | 0 | 0 | 0 | 0 | 0 | 0 | 0 | 0 | 0 | 0 | 0 | 0 | 0 | 0 | 0 | 0 | 0 | 0 | 0 | 0 | 0 | 0 | 0 | 0 | 0 | 0 | 0 | 0 | 0
hydrogen combined cycle | 0 | 0 | 0 | 0 | 0 | 0 | 0 | 0 | 0 | 0 | 0 | 0 | 0 | 0 | 0 | 0 | 0 | 0 | 0 | 0 | 0 | 0 | 0 | 0 | 0 | 0 | 0 | 0 | 0 | 0 | 0 | 0

## CCaMC-AFOaMCpUC US
Fixed O&M ($/MW) | 2019 | 2020 | 2021 | 2022 | 2023 | 2024 | 2025 | 2026 | 2027 | 2028 | 2029 | 2030 | 2031 | 2032 | 2033 | 2034 | 2035 | 2036 | 2037 | 2038 | 2039 | 2040 | 2041 | 2042 | 2043 | 2044 | 2045 | 2046 | 2047 | 2048 | 2049 | 2050
hard coal | 17670.9204 | 17670.9204 | 65750.8005 | 67861.0685 | 67547.2601 | 67233.4517 | 66919.6433 | 66605.8349 | 66292.0264 | 65978.218 | 65664.4096 | 65350.6012 | 65036.7928 | 64722.9844 | 64095.3676 | 63703.1071 | 63703.1071 | 63232.3945 | 62683.2297 | 62212.5171 | 61663.3524 | 61114.1877 | 60643.4751 | 60094.3104 | 59545.1456 | 59074.433 | 58525.2683 | 58054.5557 | 57505.391 | 56956.2263 | 56485.5137 | 55936.3489
natural gas steam turbine | 7973.6811 | 14029.0258 | 14089.5036 | 14089.5036 | 14089.5036 | 14089.5036 | 14089.5036 | 14089.5036 | 14089.5036 | 14089.5036 | 14089.5036 | 14089.5036 | 14089.5036 | 14089.5036 | 14089.5036 | 14089.5036 | 14089.5036 | 14089.5036 | 14089.5036 | 14089.5036 | 14089.5036 | 14089.5036 | 14089.5036 | 14089.5036 | 14089.5036 | 14089.5036 | 14089.5036 | 14089.5036 | 14089.5036 | 14089.5036 | 14089.5036 | 14089.5036
natural gas combined cycle | 8958.6976 | 8299.6588 | 26096.9672 | 31380.8409 | 31380.8409 | 30596.3199 | 30596.3199 | 30596.3199 | 29811.7989 | 29811.7989 | 29811.7989 | 29811.7989 | 29027.2779 | 29027.2779 | 29027.2779 | 28242.7568 | 28242.7568 | 28242.7568 | 28242.7568 | 27458.2358 | 27458.2358 | 27458.2358 | 27458.2358 | 26673.7148 | 26673.7148 | 26673.7148 | 25889.1938 | 25889.1938 | 25889.1938 | 25889.1938 | 25104.6727 | 25104.6727
nuclear | 158387.6423 | 158387.6423 | 128891.9042 | 128891.9042 | 128891.9042 | 128891.9042 | 128891.9042 | 128891.9042 | 128891.9042 | 128891.9042 | 128891.9042 | 137291.179 | 137291.179 | 137291.179 | 137291.179 | 137291.179 | 137291.179 | 137291.179 | 137291.179 | 137291.179 | 137291.179 | 137291.179 | 137291.179 | 137291.179 | 137291.179 | 137291.179 | 137291.179 | 137291.179 | 137291.179 | 137291.179 | 137291.179 | 137291.179
hydro | 16314.1089 | 16314.1089 | 147430.9186 | 147489.9523 | 147489.9523 | 147489.9523 | 147489.9523 | 147489.9523 | 147489.9523 | 147489.9523 | 147489.9523 | 147489.9523 | 147489.9523 | 147489.9523 | 147489.9523 | 147489.9523 | 147489.9523 | 147489.9523 | 147489.9523 | 147489.9523 | 147489.9523 | 147489.9523 | 141998.3052 | 141998.3052 | 141998.3052 | 141998.3052 | 141998.3052 | 141998.3052 | 141998.3052 | 141998.3052 | 141998.3052 | 141998.3052
onshore wind | 45662.1236 | 45662.1236 | 25673.3151 | 25452.2526 | 25140.4767 | 24828.7008 | 24516.9249 | 24205.1489 | 23893.373 | 23581.5971 | 23269.8212 | 22958.0452 | 22800.7401 | 22643.435 | 22486.1299 | 22328.8247 | 22171.5196 | 22014.2145 | 21856.9094 | 21699.6042 | 21542.2991 | 21384.994 | 21227.6889 | 21070.3837 | 20913.0786 | 20755.7735 | 20598.4684 | 20441.1633 | 20283.8581 | 20126.553 | 19969.2479 | 19811.9428
solar PV | 31437.5663 | 32038.0642 | 19088.8376 | 18644.6155 | 17431.1176 | 16952.6276 | 16475.7861 | 16000.5257 | 15526.7826 | 15054.4963 | 14583.6095 | 14114.0678 | 13645.8198 | 13178.8165 | 12713.0114 | 12248.3602 | 11784.8209 | 11665.2926 | 11545.9847 | 11426.8934 | 11308.0152 | 11189.3467 | 11070.8845 | 10952.6253 | 10834.5658 | 10716.7029 | 10599.0334 | 10481.5544 | 10364.2629 | 10247.1559 | 10130.2305 | 10013.4841
solar thermal | 77455.9691 | 77455.9691 | 58550.41 | 58548.9295 | 56623.8953 | 54698.8612 | 52773.827 | 50848.7929 | 48923.7587 | 46998.7246 | 45073.6904 | 43148.6563 | 43030.9781 | 42913.3 | 42795.6218 | 42677.9437 | 42560.2655 | 42442.5873 | 42324.9092 | 42207.231 | 42089.5529 | 41971.8747 | 41854.1966 | 41736.5184 | 41618.8403 | 41501.1621 | 41383.484 | 41265.8058 | 41148.1277 | 41030.4495 | 40912.7714 | 40795.0932
biomass | 121955.6439 | 121955.6439 | 133213.1553 | 128399.4334 | 128399.4334 | 128399.4334 | 128399.4334 | 128399.4334 | 128399.4334 | 128399.4334 | 128399.4334 | 128399.4334 | 128399.4334 | 128399.4334 | 128399.4334 | 128399.4334 | 128399.4334 | 128399.4334 | 128399.4334 | 128399.4334 | 128399.4334 | 128399.4334 | 128399.4334 | 128399.4334 | 128399.4334 | 128399.4334 | 128399.4334 | 128399.4334 | 128399.4334 | 128399.4334 | 128399.4334 | 128399.4334
geothermal | 152401.1018 | 152401.1018 | 383420.6717 | 156873.3997 | 154564.2131 | 152255.0266 | 149945.84 | 147636.6534 | 145327.4669 | 143018.2803 | 140709.0937 | 138399.9072 | 136090.7206 | 133781.5341 | 131472.3475 | 129163.1609 | 126853.9744 | 126853.9744 | 126853.9744 | 126853.9744 | 126853.9744 | 126853.9744 | 126853.9744 | 126853.9744 | 126853.9744 | 126853.9744 | 126853.9744 | 126853.9744 | 126853.9744 | 126853.9744 | 126853.9744 | 126853.9744
petroleum | 7973.6811 | 14029.0258 | 14089.5036 | 14089.5036 | 14089.5036 | 14089.5036 | 14089.5036 | 14089.5036 | 14089.5036 | 14089.5036 | 14089.5036 | 14089.5036 | 14089.5036 | 14089.5036 | 14089.5036 | 14089.5036 | 14089.5036 | 14089.5036 | 14089.5036 | 14089.5036 | 14089.5036 | 14089.5036 | 14089.5036 | 14089.5036 | 14089.5036 | 14089.5036 | 14089.5036 | 14089.5036 | 14089.5036 | 14089.5036 | 14089.5036 | 14089.5036
natural gas peaker | 7144.2571 | 4281.3835 | 20335.2991 | 20475.9987 | 20397.5466 | 20240.6424 | 20162.1903 | 20083.7382 | 19926.834 | 19848.3819 | 19691.4777 | 19613.0256 | 19456.1214 | 19377.6693 | 19220.7651 | 19142.313 | 18985.4088 | 18906.9567 | 18750.0525 | 18671.6003 | 18593.1482 | 18436.244 | 18357.7919 | 18200.8877 | 18122.4356 | 17965.5314 | 17887.0793 | 17730.1751 | 17651.723 | 17494.8188 | 17416.3667 | 17259.4625
lignite | 17670.9204 | 17670.9204 | 65750.8005 | 67861.0685 | 67547.2601 | 67233.4517 | 66919.6433 | 66605.8349 | 66292.0264 | 65978.218 | 65664.4096 | 65350.6012 | 65036.7928 | 64722.9844 | 64095.3676 | 63703.1071 | 63703.1071 | 63232.3945 | 62683.2297 | 62212.5171 | 61663.3524 | 61114.1877 | 60643.4751 | 60094.3104 | 59545.1456 | 59074.433 | 58525.2683 | 58054.5557 | 57505.391 | 56956.2263 | 56485.5137 | 55936.3489
offshore wind | 107112.1718 | 85436.8588 | 87523.1829 | 84374.8102 | 81802.4024 | 79627.4627 | 77743.4441 | 76081.622 | 74595.0714 | 73250.3229 | 72022.6637 | 70893.3266 | 69847.7239 | 68874.291 | 67963.7053 | 67108.3416 | 66301.8832 | 65539.039 | 64815.3327 | 64126.9434 | 63470.5841 | 62843.4062 | 62242.9249 | 61666.96 | 61113.5879 | 60581.1028 | 60067.9851 | 59572.8753 | 59094.5522 | 58631.9147 | 58183.9666 | 57749.8037
crude oil | 7973.6811 | 14029.0258 | 14029.0258 | 14029.0258 | 14029.0258 | 14029.0258 | 14029.0258 | 14029.0258 | 14029.0258 | 14029.0258 | 14029.0258 | 14029.0258 | 14029.0258 | 14029.0258 | 14029.0258 | 14029.0258 | 14029.0258 | 14029.0258 | 14029.0258 | 14029.0258 | 14029.0258 | 14029.0258 | 14029.0258 | 14029.0258 | 14029.0258 | 14029.0258 | 14029.0258 | 14029.0258 | 14029.0258 | 14029.0258 | 14029.0258 | 14029.0258
heavy or residual fuel oil | 7973.6811 | 14029.0258 | 14029.0258 | 14029.0258 | 14029.0258 | 14029.0258 | 14029.0258 | 14029.0258 | 14029.0258 | 14029.0258 | 14029.0258 | 14029.0258 | 14029.0258 | 14029.0258 | 14029.0258 | 14029.0258 | 14029.0258 | 14029.0258 | 14029.0258 | 14029.0258 | 14029.0258 | 14029.0258 | 14029.0258 | 14029.0258 | 14029.0258 | 14029.0258 | 14029.0258 | 14029.0258 | 14029.0258 | 14029.0258 | 14029.0258 | 14029.0258
municipal solid waste | 453528.993 | 453528.993 | 453528.993 | 453528.993 | 453528.993 | 453528.993 | 453528.993 | 453528.993 | 453528.993 | 453528.993 | 453528.993 | 453528.993 | 453528.993 | 453528.993 | 453528.993 | 453528.993 | 453528.993 | 453528.993 | 453528.993 | 453528.993 | 453528.993 | 453528.993 | 453528.993 | 453528.993 | 453528.993 | 453528.993 | 453528.993 | 453528.993 | 453528.993 | 453528.993 | 453528.993 | 453528.993
hard coal w CCS | 105574.0945 | 105574.0945 | 105574.0945 | 109911.3953 | 108734.6138 | 107479.3802 | 106302.5986 | 105125.8171 | 103949.0356 | 102772.254 | 101595.4725 | 100418.691 | 99241.9094 | 98065.1279 | 95711.5648 | 94534.7833 | 94534.7833 | 93593.358 | 92651.9328 | 91788.9597 | 90847.5345 | 89984.5613 | 89043.1361 | 88101.7109 | 87238.7378 | 86297.3125 | 85355.8873 | 84492.9142 | 83551.489 | 82688.5158 | 81747.0906 | 80805.6654
natural gas combined cycle w CCS | 50922.9782 | 50922.9782 | 50922.9782 | 61977.1608 | 61192.6398 | 60408.1188 | 58839.0767 | 58054.5557 | 57270.0347 | 56485.5137 | 55700.9926 | 54131.9506 | 53347.4296 | 52562.9085 | 51778.3875 | 50993.8665 | 49424.8245 | 49424.8245 | 48640.3034 | 47855.7824 | 47855.7824 | 47071.2614 | 46286.7404 | 46286.7404 | 45502.2193 | 44717.6983 | 44717.6983 | 43933.1773 | 43148.6563 | 43148.6563 | 42364.1352 | 41579.6142
biomass w CCS | 170571.9081 | 170571.9081 | 170571.9081 | 170571.9081 | 170571.9081 | 170571.9081 | 170571.9081 | 170571.9081 | 170571.9081 | 170571.9081 | 170571.9081 | 170571.9081 | 170571.9081 | 170571.9081 | 170571.9081 | 170571.9081 | 170571.9081 | 170571.9081 | 170571.9081 | 170571.9081 | 170571.9081 | 170571.9081 | 170571.9081 | 170571.9081 | 170571.9081 | 170571.9081 | 170571.9081 | 170571.9081 | 170571.9081 | 170571.9081 | 170571.9081 | 170571.9081
lignite w CCS | 105574.0945 | 105574.0945 | 105574.0945 | 109911.3953 | 108734.6138 | 107479.3802 | 106302.5986 | 105125.8171 | 103949.0356 | 102772.254 | 101595.4725 | 100418.691 | 99241.9094 | 98065.1279 | 95711.5648 | 94534.7833 | 94534.7833 | 93593.358 | 92651.9328 | 91788.9597 | 90847.5345 | 89984.5613 | 89043.1361 | 88101.7109 | 87238.7378 | 86297.3125 | 85355.8873 | 84492.9142 | 83551.489 | 82688.5158 | 81747.0906 | 80805.6654
small modular reactor | 100659.7306 | 100659.7306 | 100659.7306 | 100659.7306 | 100659.7306 | 100659.7306 | 100659.7306 | 100659.7306 | 100659.7306 | 100659.7306 | 100659.7306 | 106694.8591 | 106694.8591 | 106694.8591 | 106694.8591 | 106694.8591 | 106694.8591 | 106694.8591 | 106694.8591 | 106694.8591 | 106694.8591 | 106694.8591 | 106694.8591 | 106694.8591 | 106694.8591 | 106694.8591 | 106694.8591 | 106694.8591 | 106694.8591 | 106694.8591 | 106694.8591 | 106694.8591
hydrogen combustion turbine | 7144.2571 | 4281.3835 | 20335.2991 | 20475.9987 | 20397.5466 | 20240.6424 | 20162.1903 | 20083.7382 | 19926.834 | 19848.3819 | 19691.4777 | 19613.0256 | 19456.1214 | 19377.6693 | 19220.7651 | 19142.313 | 18985.4088 | 18906.9567 | 18750.0525 | 18671.6003 | 18593.1482 | 18436.244 | 18357.7919 | 18200.8877 | 18122.4356 | 17965.5314 | 17887.0793 | 17730.1751 | 17651.723 | 17494.8188 | 17416.3667 | 17259.4625
hydrogen combined cycle | 8958.6976 | 8299.6588 | 26096.9672 | 31380.8409 | 31380.8409 | 30596.3199 | 30596.3199 | 30596.3199 | 29811.7989 | 29811.7989 | 29811.7989 | 29811.7989 | 29027.2779 | 29027.2779 | 29027.2779 | 28242.7568 | 28242.7568 | 28242.7568 | 28242.7568 | 27458.2358 | 27458.2358 | 27458.2358 | 27458.2358 | 26673.7148 | 26673.7148 | 26673.7148 | 25889.1938 | 25889.1938 | 25889.1938 | 25889.1938 | 25104.6727 | 25104.6727

## CCaMC-VOaMCpUC US
Variable O&M ($/MWh) | 2019 | 2020 | 2021 | 2022 | 2023 | 2024 | 2025 | 2026 | 2027 | 2028 | 2029 | 2030 | 2031 | 2032 | 2033 | 2034 | 2035 | 2036 | 2037 | 2038 | 2039 | 2040 | 2041 | 2042 | 2043 | 2044 | 2045 | 2046 | 2047 | 2048 | 2049 | 2050
hard coal | 3.6257 | 3.6257 | 7.1682 | 3.6257 | 3.6257 | 3.6257 | 3.6257 | 3.6257 | 3.6257 | 3.6257 | 3.6257 | 3.6257 | 3.6257 | 3.6257 | 3.6257 | 3.6257 | 3.6257 | 3.6257 | 3.6257 | 3.6257 | 3.6257 | 3.6257 | 3.6257 | 3.6257 | 3.6257 | 3.6257 | 3.6257 | 3.6257 | 3.6257 | 3.6257 | 3.6257 | 3.6257
natural gas steam turbine | 39.4509 | 2.2058 | 2.2125 | 2.2058 | 2.2058 | 2.2058 | 2.2058 | 2.2058 | 2.2058 | 2.2058 | 2.2058 | 2.2058 | 2.2058 | 2.2058 | 2.2058 | 2.2058 | 2.2058 | 2.2058 | 2.2058 | 2.2058 | 2.2058 | 2.2058 | 2.2058 | 2.2058 | 2.2058 | 2.2058 | 2.2058 | 2.2058 | 2.2058 | 2.2058 | 2.2058 | 2.2058
natural gas combined cycle | 2.1561 | 1.759 | 1.6607 | 1.759 | 1.759 | 1.759 | 1.759 | 1.759 | 1.759 | 1.759 | 1.759 | 1.759 | 1.759 | 1.759 | 1.759 | 1.759 | 1.759 | 1.759 | 1.759 | 1.759 | 1.759 | 1.759 | 1.759 | 1.759 | 1.759 | 1.759 | 1.759 | 1.759 | 1.759 | 1.759 | 1.759 | 1.759
nuclear | 0.15599 | 0.15599 | 2.0928 | 0.15599 | 0.15599 | 0.15599 | 0.15599 | 0.15599 | 0.15599 | 0.15599 | 0.15599 | 0.15599 | 0.15599 | 0.15599 | 0.15599 | 0.15599 | 0.15599 | 0.15599 | 0.15599 | 0.15599 | 0.15599 | 0.15599 | 0.15599 | 0.15599 | 0.15599 | 0.15599 | 0.15599 | 0.15599 | 0.15599 | 0.15599 | 0.15599 | 0.15599
hydro | 0 | 0 | 0 | 0 | 0 | 0 | 0 | 0 | 0 | 0 | 0 | 0 | 0 | 0 | 0 | 0 | 0 | 0 | 0 | 0 | 0 | 0 | 0 | 0 | 0 | 0 | 0 | 0 | 0 | 0 | 0 | 0
onshore wind | 0 | 0 | 0 | 0 | 0 | 0 | 0 | 0 | 0 | 0 | 0 | 0 | 0 | 0 | 0 | 0 | 0 | 0 | 0 | 0 | 0 | 0 | 0 | 0 | 0 | 0 | 0 | 0 | 0 | 0 | 0 | 0
solar PV | 0 | 0 | 0 | 0 | 0 | 0 | 0 | 0 | 0 | 0 | 0 | 0 | 0 | 0 | 0 | 0 | 0 | 0 | 0 | 0 | 0 | 0 | 0 | 0 | 0 | 0 | 0 | 0 | 0 | 0 | 0 | 0
solar thermal | 0 | 0 | 3.1049 | 0 | 0 | 0 | 0 | 0 | 0 | 0 | 0 | 0 | 0 | 0 | 0 | 0 | 0 | 0 | 0 | 0 | 0 | 0 | 0 | 0 | 0 | 0 | 0 | 0 | 0 | 0 | 0 | 0
biomass | 6.0733 | 6.0733 | 4.2704 | 6.0733 | 6.0733 | 6.0733 | 6.0733 | 6.0733 | 6.0733 | 6.0733 | 6.0733 | 6.0733 | 6.0733 | 6.0733 | 6.0733 | 6.0733 | 6.0733 | 6.0733 | 6.0733 | 6.0733 | 6.0733 | 6.0733 | 6.0733 | 6.0733 | 6.0733 | 6.0733 | 6.0733 | 6.0733 | 6.0733 | 6.0733 | 6.0733 | 6.0733
geothermal | 0 | 0 | 0 | 0 | 0 | 0 | 0 | 0 | 0 | 0 | 0 | 0 | 0 | 0 | 0 | 0 | 0 | 0 | 0 | 0 | 0 | 0 | 0 | 0 | 0 | 0 | 0 | 0 | 0 | 0 | 0 | 0
petroleum | 39.4509 | 2.2058 | 2.2125 | 2.2058 | 2.2058 | 2.2058 | 2.2058 | 2.2058 | 2.2058 | 2.2058 | 2.2058 | 2.2058 | 2.2058 | 2.2058 | 2.2058 | 2.2058 | 2.2058 | 2.2058 | 2.2058 | 2.2058 | 2.2058 | 2.2058 | 2.2058 | 2.2058 | 2.2058 | 2.2058 | 2.2058 | 2.2058 | 2.2058 | 2.2058 | 2.2058 | 2.2058
natural gas peaker | 5.9582 | 4.146 | 5.4566 | 4.146 | 4.146 | 4.146 | 4.146 | 4.146 | 4.146 | 4.146 | 4.146 | 4.146 | 4.146 | 4.146 | 4.146 | 4.146 | 4.146 | 4.146 | 4.146 | 4.146 | 4.146 | 4.146 | 4.146 | 4.146 | 4.146 | 4.146 | 4.146 | 4.146 | 4.146 | 4.146 | 4.146 | 4.146
lignite | 6.1423 | 6.1423 | 12.1438 | 6.1423 | 6.1423 | 6.1423 | 6.1423 | 6.1423 | 6.1423 | 6.1423 | 6.1423 | 6.1423 | 6.1423 | 6.1423 | 6.1423 | 6.1423 | 6.1423 | 6.1423 | 6.1423 | 6.1423 | 6.1423 | 6.1423 | 6.1423 | 6.1423 | 6.1423 | 6.1423 | 6.1423 | 6.1423 | 6.1423 | 6.1423 | 6.1423 | 6.1423
offshore wind | 0 | 0 | 0 | 0 | 0 | 0 | 0 | 0 | 0 | 0 | 0 | 0 | 0 | 0 | 0 | 0 | 0 | 0 | 0 | 0 | 0 | 0 | 0 | 0 | 0 | 0 | 0 | 0 | 0 | 0 | 0 | 0
crude oil | 39.4509 | 2.2058 | 2.2058 | 2.2058 | 2.2058 | 2.2058 | 2.2058 | 2.2058 | 2.2058 | 2.2058 | 2.2058 | 2.2058 | 2.2058 | 2.2058 | 2.2058 | 2.2058 | 2.2058 | 2.2058 | 2.2058 | 2.2058 | 2.2058 | 2.2058 | 2.2058 | 2.2058 | 2.2058 | 2.2058 | 2.2058 | 2.2058 | 2.2058 | 2.2058 | 2.2058 | 2.2058
heavy or residual fuel oil | 39.4509 | 2.2058 | 2.2058 | 2.2058 | 2.2058 | 2.2058 | 2.2058 | 2.2058 | 2.2058 | 2.2058 | 2.2058 | 2.2058 | 2.2058 | 2.2058 | 2.2058 | 2.2058 | 2.2058 | 2.2058 | 2.2058 | 2.2058 | 2.2058 | 2.2058 | 2.2058 | 2.2058 | 2.2058 | 2.2058 | 2.2058 | 2.2058 | 2.2058 | 2.2058 | 2.2058 | 2.2058
municipal solid waste | 10.1013 | 10.1013 | 10.1013 | 10.1013 | 10.1013 | 10.1013 | 10.1013 | 10.1013 | 10.1013 | 10.1013 | 10.1013 | 10.1013 | 10.1013 | 10.1013 | 10.1013 | 10.1013 | 10.1013 | 10.1013 | 10.1013 | 10.1013 | 10.1013 | 10.1013 | 10.1013 | 10.1013 | 10.1013 | 10.1013 | 10.1013 | 10.1013 | 10.1013 | 10.1013 | 10.1013 | 10.1013
hard coal w CCS | 12.7519 | 12.7519 | 12.7519 | 12.9603 | 12.8348 | 12.7171 | 12.5994 | 12.4739 | 12.3562 | 12.2307 | 12.113 | 11.9953 | 11.8698 | 11.7521 | 11.5089 | 11.3912 | 11.3912 | 11.352 | 11.3049 | 11.2657 | 11.2265 | 11.1794 | 11.1402 | 11.0931 | 11.0539 | 11.0147 | 10.9676 | 10.9284 | 10.8892 | 10.8421 | 10.8029 | 10.7636
natural gas combined cycle w CCS | 3.7959 | 3.7959 | 3.7959 | 4.2286 | 4.1737 | 4.1187 | 4.0638 | 4.0089 | 3.954 | 3.8991 | 3.8442 | 3.7892 | 3.7343 | 3.6794 | 3.6245 | 3.5696 | 3.5147 | 3.4833 | 3.4597 | 3.4284 | 3.4048 | 3.3734 | 3.3499 | 3.3185 | 3.295 | 3.2636 | 3.2401 | 3.2087 | 3.1852 | 3.1538 | 3.1302 | 3.0989
biomass w CCS | 17.4784 | 17.4784 | 17.4784 | 17.4784 | 17.4784 | 17.4784 | 17.4784 | 17.4784 | 17.4784 | 17.4784 | 17.4784 | 17.4784 | 17.4784 | 17.4784 | 17.4784 | 17.4784 | 17.4784 | 17.4784 | 17.4784 | 17.4784 | 17.4784 | 17.4784 | 17.4784 | 17.4784 | 17.4784 | 17.4784 | 17.4784 | 17.4784 | 17.4784 | 17.4784 | 17.4784 | 17.4784
lignite w CCS | 21.6033 | 21.6033 | 21.6033 | 21.9563 | 21.7436 | 21.5442 | 21.3449 | 21.1322 | 20.9329 | 20.7202 | 20.5209 | 20.3215 | 20.1088 | 19.9095 | 19.4975 | 19.2981 | 19.2981 | 19.2317 | 19.1519 | 19.0855 | 19.019 | 18.9393 | 18.8728 | 18.7931 | 18.7266 | 18.6602 | 18.5804 | 18.514 | 18.4475 | 18.3678 | 18.3013 | 18.2349
small modular reactor | 2.6521 | 2.6521 | 2.6521 | 2.6521 | 2.6521 | 2.6521 | 2.6521 | 2.6521 | 2.6521 | 2.6521 | 2.6521 | 2.0398 | 2.0398 | 2.0398 | 2.0398 | 2.0398 | 2.0398 | 2.0398 | 2.0398 | 2.0398 | 2.0398 | 2.0398 | 2.0398 | 2.0398 | 2.0398 | 2.0398 | 2.0398 | 2.0398 | 2.0398 | 2.0398 | 2.0398 | 2.0398
hydrogen combustion turbine | 5.9582 | 4.146 | 5.4566 | 4.146 | 4.146 | 4.146 | 4.146 | 4.146 | 4.146 | 4.146 | 4.146 | 4.146 | 4.146 | 4.146 | 4.146 | 4.146 | 4.146 | 4.146 | 4.146 | 4.146 | 4.146 | 4.146 | 4.146 | 4.146 | 4.146 | 4.146 | 4.146 | 4.146 | 4.146 | 4.146 | 4.146 | 4.146
hydrogen combined cycle | 2.1561 | 1.759 | 1.6607 | 1.759 | 1.759 | 1.759 | 1.759 | 1.759 | 1.759 | 1.759 | 1.759 | 1.759 | 1.759 | 1.759 | 1.759 | 1.759 | 1.759 | 1.759 | 1.759 | 1.759 | 1.759 | 1.759 | 1.759 | 1.759 | 1.759 | 1.759 | 1.759 | 1.759 | 1.759 | 1.759 | 1.759 | 1.759

## CCaMC-BSCpUC US
Unit: $/MW | 2021 | 2022 | 2023 | 2024 | 2025 | 2026 | 2027 | 2028 | 2029 | 2030 | 2031 | 2032 | 2033 | 2034 | 2035 | 2036 | 2037 | 2038 | 2039 | 2040 | 2041 | 2042 | 2043 | 2044 | 2045 | 2046 | 2047 | 2048 | 2049 | 2050
Hard Coal (NOT USED) | 0 | 0 | 0 | 0 | 0 | 0 | 0 | 0 | 0 | 0 | 0 | 0 | 0 | 0 | 0 | 0 | 0 | 0 | 0 | 0 | 0 | 0 | 0 | 0 | 0 | 0 | 0 | 0 | 0 | 0
Natural Gas Steam Turbine (NOT USED) | 0 | 0 | 0 | 0 | 0 | 0 | 0 | 0 | 0 | 0 | 0 | 0 | 0 | 0 | 0 | 0 | 0 | 0 | 0 | 0 | 0 | 0 | 0 | 0 | 0 | 0 | 0 | 0 | 0 | 0
Natural Gas Combined Cycle (NOT USED) | 0 | 0 | 0 | 0 | 0 | 0 | 0 | 0 | 0 | 0 | 0 | 0 | 0 | 0 | 0 | 0 | 0 | 0 | 0 | 0 | 0 | 0 | 0 | 0 | 0 | 0 | 0 | 0 | 0 | 0
Nuclear (NOT USED) | 0 | 0 | 0 | 0 | 0 | 0 | 0 | 0 | 0 | 0 | 0 | 0 | 0 | 0 | 0 | 0 | 0 | 0 | 0 | 0 | 0 | 0 | 0 | 0 | 0 | 0 | 0 | 0 | 0 | 0
Hydro (NOT USED) | 0 | 0 | 0 | 0 | 0 | 0 | 0 | 0 | 0 | 0 | 0 | 0 | 0 | 0 | 0 | 0 | 0 | 0 | 0 | 0 | 0 | 0 | 0 | 0 | 0 | 0 | 0 | 0 | 0 | 0
Onshore Wind | 153983.4038 | 115487.5529 | 76991.7019 | 38495.851 | 0 | 0 | 0 | 0 | 0 | 0 | 0 | 0 | 0 | 0 | 0 | 0 | 0 | 0 | 0 | 0 | 0 | 0 | 0 | 0 | 0 | 0 | 0 | 0 | 0 | 0
Solar PV | 557789.7956 | 557789.7956 | 557789.7956 | 557789.7956 | 557789.7956 | 533728.275 | 509666.7544 | 485605.2338 | 461543.7132 | 437482.1927 | 404671.0282 | 371859.8638 | 339048.6993 | 306237.5349 | 273426.3704 | 268322.4115 | 263218.4526 | 258114.4937 | 253010.5348 | 247906.5758 | 242802.6169 | 237698.658 | 232594.6991 | 227490.7402 | 222386.7813 | 217282.8224 | 212178.8634 | 207074.9045 | 201970.9456 | 196866.9867
Solar Thermal (NOT USED) | 0 | 0 | 0 | 0 | 0 | 0 | 0 | 0 | 0 | 0 | 0 | 0 | 0 | 0 | 0 | 0 | 0 | 0 | 0 | 0 | 0 | 0 | 0 | 0 | 0 | 0 | 0 | 0 | 0 | 0
Biomass (NOT USED) | 0 | 0 | 0 | 0 | 0 | 0 | 0 | 0 | 0 | 0 | 0 | 0 | 0 | 0 | 0 | 0 | 0 | 0 | 0 | 0 | 0 | 0 | 0 | 0 | 0 | 0 | 0 | 0 | 0 | 0
Geothermal (NOT USED) | 0 | 0 | 0 | 0 | 0 | 0 | 0 | 0 | 0 | 0 | 0 | 0 | 0 | 0 | 0 | 0 | 0 | 0 | 0 | 0 | 0 | 0 | 0 | 0 | 0 | 0 | 0 | 0 | 0 | 0
Petroleum (NOT USED) | 0 | 0 | 0 | 0 | 0 | 0 | 0 | 0 | 0 | 0 | 0 | 0 | 0 | 0 | 0 | 0 | 0 | 0 | 0 | 0 | 0 | 0 | 0 | 0 | 0 | 0 | 0 | 0 | 0 | 0
Natural Gas Peaker (NOT USED) | 0 | 0 | 0 | 0 | 0 | 0 | 0 | 0 | 0 | 0 | 0 | 0 | 0 | 0 | 0 | 0 | 0 | 0 | 0 | 0 | 0 | 0 | 0 | 0 | 0 | 0 | 0 | 0 | 0 | 0
Lignite (NOT USED) | 0 | 0 | 0 | 0 | 0 | 0 | 0 | 0 | 0 | 0 | 0 | 0 | 0 | 0 | 0 | 0 | 0 | 0 | 0 | 0 | 0 | 0 | 0 | 0 | 0 | 0 | 0 | 0 | 0 | 0
Offshore Wind | 859371.1543 | 942536.1048 | 1025701.0552 | 1108866.0056 | 1192030.956 | 1275195.9064 | 1358360.8569 | 1164309.3059 | 970257.7549 | 776206.2039 | 582154.6529 | 388103.102 | 388103.102 | 388103.102 | 388103.102 | 388103.102 | 388103.102 | 388103.102 | 388103.102 | 388103.102 | 388103.102 | 388103.102 | 388103.102 | 388103.102 | 388103.102 | 388103.102 | 388103.102 | 388103.102 | 388103.102 | 388103.102
Crude Oil (NOT USED) | 0 | 0 | 0 | 0 | 0 | 0 | 0 | 0 | 0 | 0 | 0 | 0 | 0 | 0 | 0 | 0 | 0 | 0 | 0 | 0 | 0 | 0 | 0 | 0 | 0 | 0 | 0 | 0 | 0 | 0
Heavy or Residual Fuel Oil (NOT USED) | 0 | 0 | 0 | 0 | 0 | 0 | 0 | 0 | 0 | 0 | 0 | 0 | 0 | 0 | 0 | 0 | 0 | 0 | 0 | 0 | 0 | 0 | 0 | 0 | 0 | 0 | 0 | 0 | 0 | 0
Municipal Solid Waste (NOT USED) | 0 | 0 | 0 | 0 | 0 | 0 | 0 | 0 | 0 | 0 | 0 | 0 | 0 | 0 | 0 | 0 | 0 | 0 | 0 | 0 | 0 | 0 | 0 | 0 | 0 | 0 | 0 | 0 | 0 | 0
hard coal w CCS | 3007428.4582 | 3199718.3146 | 3182756.2795 | 3165794.2443 | 3148832.2091 | 3131870.174 | 3114908.1388 | 3097946.1036 | 3080984.0685 | 3064022.0333 | 3047059.9981 | 3030097.9629 | 2996173.8926 | 2979211.8574 | 2979211.8574 | 2951587.9716 | 2923867.1598 | 2896243.274 | 2868522.4622 | 2840801.6504 | 2813177.7646 | 2785456.9528 | 2757833.067 | 2730112.2552 | 2702391.4434 | 2674767.5576 | 2647046.7458 | 2619422.86 | 2591702.0482 | 2564078.1624
natural gas combined cycle w CCS | 1087150.6302 | 1205045.2812 | 1194379.6163 | 1183801.3749 | 1173135.7101 | 1162557.4687 | 1151891.8039 | 1141313.5625 | 1130647.8977 | 1120069.6563 | 1109403.9914 | 1098825.7501 | 1088160.0852 | 1077581.8438 | 1066916.179 | 1058873.2186 | 1050830.2582 | 1042787.2979 | 1034744.3375 | 1026701.3771 | 1018658.4167 | 1010528.0329 | 1002485.0725 | 994442.1121 | 986399.1517 | 978356.1913 | 970313.231 | 962270.2706 | 954139.8867 | 946096.9263
biomass w CCS | 4567459.2943 | 4336979.5693 | 4190383.2702 | 4043786.9711 | 3927136.4308 | 3855726.1693 | 3817909.1612 | 3793348.8004 | 3770596.5587 | 3748514.2334 | 3720135.4127 | 3693885.6192 | 3671883.2138 | 3648867.5336 | 3626511.6826 | 3600902.8465 | 3575516.3892 | 3552281.6748 | 3525100.9654 | 3501511.9508 | 3480393.5726 | 3455446.9141 | 3433404.0126 | 3409558.6588 | 3384164.1873 | 3359285.2812 | 3335704.6269 | 3310640.5056 | 3284159.3195 | 3244353.7192
lignite w CCS | 3485435.9953 | 3708288.8401 | 3688630.8203 | 3668972.8006 | 3649314.7809 | 3629656.7612 | 3609998.7415 | 3590340.7217 | 3570682.702 | 3551024.6823 | 3531366.6626 | 3511708.6429 | 3472392.6034 | 3452734.5837 | 3452734.5837 | 3420720.0944 | 3388593.2736 | 3356578.7844 | 3324451.9636 | 3292325.1428 | 3260310.6535 | 3228183.8327 | 3196169.3435 | 3164042.5227 | 3131915.7019 | 3099901.2126 | 3067774.3918 | 3035759.9025 | 3003633.0817 | 2971618.5925
small modular reactor (NOT USED) | 0 | 0 | 0 | 0 | 0 | 0 | 0 | 0 | 0 | 0 | 0 | 0 | 0 | 0 | 0 | 0 | 0 | 0 | 0 | 0 | 0 | 0 | 0 | 0 | 0 | 0 | 0 | 0 | 0 | 0
hydrogen combustion turbine (NOT USED) | 0 | 0 | 0 | 0 | 0 | 0 | 0 | 0 | 0 | 0 | 0 | 0 | 0 | 0 | 0 | 0 | 0 | 0 | 0 | 0 | 0 | 0 | 0 | 0 | 0 | 0 | 0 | 0 | 0 | 0
hydrogen combined cycle (NOT USED) | 0 | 0 | 0 | 0 | 0 | 0 | 0 | 0 | 0 | 0 | 0 | 0 | 0 | 0 | 0 | 0 | 0 | 0 | 0 | 0 | 0 | 0 | 0 | 0 | 0 | 0 | 0 | 0 | 0 | 0

## CCaMC-BCCpUC US
Unit: $/MW | 2021 | 2022 | 2023 | 2024 | 2025 | 2026 | 2027 | 2028 | 2029 | 2030 | 2031 | 2032 | 2033 | 2034 | 2035 | 2036 | 2037 | 2038 | 2039 | 2040 | 2041 | 2042 | 2043 | 2044 | 2045 | 2046 | 2047 | 2048 | 2049 | 2050
hard coal | 3007428.4582 | 3199718.3146 | 3182756.2795 | 3165794.2443 | 3148832.2091 | 3131870.174 | 3114908.1388 | 3097946.1036 | 3080984.0685 | 3064022.0333 | 3047059.9981 | 3030097.9629 | 2996173.8926 | 2979211.8574 | 2979211.8574 | 2951587.9716 | 2923867.1598 | 2896243.274 | 2868522.4622 | 2840801.6504 | 2813177.7646 | 2785456.9528 | 2757833.067 | 2730112.2552 | 2702391.4434 | 2674767.5576 | 2647046.7458 | 2619422.86 | 2591702.0482 | 2564078.1624
natural gas steam turbine | 3007428.4582 | 3199718.3146 | 3182756.2795 | 3165794.2443 | 3148832.2091 | 3131870.174 | 3114908.1388 | 3097946.1036 | 3080984.0685 | 3064022.0333 | 3047059.9981 | 3030097.9629 | 2996173.8926 | 2979211.8574 | 2979211.8574 | 2951587.9716 | 2923867.1598 | 2896243.274 | 2868522.4622 | 2840801.6504 | 2813177.7646 | 2785456.9528 | 2757833.067 | 2730112.2552 | 2702391.4434 | 2674767.5576 | 2647046.7458 | 2619422.86 | 2591702.0482 | 2564078.1624
natural gas combined cycle | 1087150.6302 | 1205045.2812 | 1194379.6163 | 1183801.3749 | 1173135.7101 | 1162557.4687 | 1151891.8039 | 1141313.5625 | 1130647.8977 | 1120069.6563 | 1109403.9914 | 1098825.7501 | 1088160.0852 | 1077581.8438 | 1066916.179 | 1058873.2186 | 1050830.2582 | 1042787.2979 | 1034744.3375 | 1026701.3771 | 1018658.4167 | 1010528.0329 | 1002485.0725 | 994442.1121 | 986399.1517 | 978356.1913 | 970313.231 | 962270.2706 | 954139.8867 | 946096.9263
nuclear | 7998667.6914 | 7732140.6127 | 7465613.5341 | 7199086.4554 | 6868265.0672 | 6741015.3155 | 6673383.0517 | 6629468.9954 | 6588789.5438 | 5975193.731 | 5924123.6991 | 5873053.6672 | 5821983.6353 | 5770913.6035 | 5719843.5716 | 5566633.4759 | 5413423.3802 | 5260213.2846 | 5107003.1889 | 4953793.0932 | 4851653.0294 | 4749512.9657 | 4647372.9019 | 4545232.8381 | 4443092.7743 | 4340952.7106 | 4238812.6468 | 4136672.583 | 4034532.5192 | 3932392.4554
hydro | 11194179.3807 | 11171207.7479 | 11171207.7479 | 11171207.7479 | 11171207.7479 | 10756160.2596 | 10341947.877 | 9927735.4943 | 9512688.006 | 14484906.8093 | 13821832.9547 | 13158759.1002 | 12496520.3513 | 11833446.4968 | 11171207.7479 | 11171207.7479 | 11171207.7479 | 11171207.7479 | 11171207.7479 | 11171207.7479 | 11171207.7479 | 11171207.7479 | 11171207.7479 | 11171207.7479 | 11171207.7479 | 11171207.7479 | 11171207.7479 | 11171207.7479 | 11171207.7479 | 11171207.7479
onshore wind | 1154875.5287 | 1223688.4966 | 1318244.4387 | 0 | 0 | 0 | 0 | 0 | 0 | 0 | 0 | 0 | 0 | 0 | 0 | 0 | 0 | 0 | 0 | 0 | 0 | 0 | 0 | 0 | 0 | 0 | 0 | 0 | 0 | 0
solar PV | 1093705.4816 | 1110537.8215 | 1165954.161 | 0 | 0 | 0 | 0 | 0 | 0 | 0 | 0 | 0 | 0 | 0 | 0 | 0 | 0 | 0 | 0 | 0 | 0 | 0 | 0 | 0 | 0 | 0 | 0 | 0 | 0 | 0
solar thermal | 6146160.4261 | 6207145.7135 | 5939220.5531 | 5671295.3927 | 5403370.2324 | 5135445.072 | 4867519.9116 | 4599594.7512 | 4331669.5909 | 4063744.4305 | 4035313.0559 | 4006881.6813 | 3978450.3066 | 3950018.932 | 3921587.5574 | 3893156.1828 | 3864724.8081 | 3836293.4335 | 3807862.0589 | 3779430.6842 | 3750999.3096 | 3722567.935 | 3694136.5604 | 3665705.1857 | 3637273.8111 | 3608842.4365 | 3580411.0619 | 3551979.6872 | 3523548.3126 | 3495116.938
biomass | 4567459.2943 | 4336979.5693 | 4190383.2702 | 4043786.9711 | 3927136.4308 | 3855726.1693 | 3817909.1612 | 3793348.8004 | 3770596.5587 | 3748514.2334 | 3720135.4127 | 3693885.6192 | 3671883.2138 | 3648867.5336 | 3626511.6826 | 3600902.8465 | 3575516.3892 | 3552281.6748 | 3525100.9654 | 3501511.9508 | 3480393.5726 | 3455446.9141 | 3433404.0126 | 3409558.6588 | 3384164.1873 | 3359285.2812 | 3335704.6269 | 3310640.5056 | 3284159.3195 | 3244353.7192
geothermal | 23925367.1412 | 10524278.4067 | 10094897.0888 | 9725926.1519 | 9403155.3997 | 9116748.7487 | 8859636.1609 | 8626577.6186 | 8413589.4565 | 8217577.5388 | 8036094.2116 | 7867172.319 | 7709208.8555 | 7560881.5391 | 7421087.7843 | 7384522.2171 | 7348139.4778 | 7311938.6522 | 7275918.8307 | 7240079.1083 | 7204418.5845 | 7168936.3634 | 7133631.5533 | 7098503.2673 | 7063550.6227 | 7028772.7414 | 6994168.7495 | 6959737.7775 | 6925478.9604 | 6891391.4373
petroleum | 949292.1284 | 1058173.8308 | 1050480.5643 | 1042787.2979 | 1035094.0314 | 1027400.765 | 1019707.4985 | 1012014.2321 | 1004408.3891 | 996715.1226 | 989021.8562 | 981328.5897 | 973635.3233 | 965942.0568 | 958248.7904 | 950555.5239 | 942949.681 | 935256.4145 | 927563.1481 | 919869.8816 | 912176.6152 | 904483.3487 | 896790.0823 | 889096.8158 | 881490.9729 | 873797.7064 | 866104.44 | 858411.1735 | 850717.9071 | 843024.6406
natural gas peaker | 949292.1284 | 1058173.8308 | 1050480.5643 | 1042787.2979 | 1035094.0314 | 1027400.765 | 1019707.4985 | 1012014.2321 | 1004408.3891 | 996715.1226 | 989021.8562 | 981328.5897 | 973635.3233 | 965942.0568 | 958248.7904 | 950555.5239 | 942949.681 | 935256.4145 | 927563.1481 | 919869.8816 | 912176.6152 | 904483.3487 | 896790.0823 | 889096.8158 | 881490.9729 | 873797.7064 | 866104.44 | 858411.1735 | 850717.9071 | 843024.6406
lignite | 3485435.9953 | 3708288.8401 | 3688630.8203 | 3668972.8006 | 3649314.7809 | 3629656.7612 | 3609998.7415 | 3590340.7217 | 3570682.702 | 3551024.6823 | 3531366.6626 | 3511708.6429 | 3472392.6034 | 3452734.5837 | 3452734.5837 | 3420720.0944 | 3388593.2736 | 3356578.7844 | 3324451.9636 | 3292325.1428 | 3260310.6535 | 3228183.8327 | 3196169.3435 | 3164042.5227 | 3131915.7019 | 3099901.2126 | 3067774.3918 | 3035759.9025 | 3003633.0817 | 2971618.5925
offshore wind | 3881031.0196 | 3881031.0196 | 3754914.7615 | 0 | 0 | 0 | 0 | 0 | 0 | 0 | 0 | 0 | 0 | 0 | 0 | 0 | 0 | 0 | 0 | 0 | 0 | 0 | 0 | 0 | 0 | 0 | 0 | 0 | 0 | 0
crude oil | 949292.1284 | 1058173.8308 | 1050480.5643 | 1042787.2979 | 1035094.0314 | 1027400.765 | 1019707.4985 | 1012014.2321 | 1004408.3891 | 996715.1226 | 989021.8562 | 981328.5897 | 973635.3233 | 965942.0568 | 958248.7904 | 950555.5239 | 942949.681 | 935256.4145 | 927563.1481 | 919869.8816 | 912176.6152 | 904483.3487 | 896790.0823 | 889096.8158 | 881490.9729 | 873797.7064 | 866104.44 | 858411.1735 | 850717.9071 | 843024.6406
heavy or residual fuel oil | 949292.1284 | 1058173.8308 | 1050480.5643 | 1042787.2979 | 1035094.0314 | 1027400.765 | 1019707.4985 | 1012014.2321 | 1004408.3891 | 996715.1226 | 989021.8562 | 981328.5897 | 973635.3233 | 965942.0568 | 958248.7904 | 950555.5239 | 942949.681 | 935256.4145 | 927563.1481 | 919869.8816 | 912176.6152 | 904483.3487 | 896790.0823 | 889096.8158 | 881490.9729 | 873797.7064 | 866104.44 | 858411.1735 | 850717.9071 | 843024.6406
municipal solid waste | 1397288 | 1397288 | 1397288 | 1397288 | 1397288 | 1397288 | 1397288 | 1397288 | 1397288 | 1397288 | 1397288 | 1397288 | 1397288 | 1397288 | 1397288 | 1397288 | 1397288 | 1397288 | 1397288 | 1397288 | 1397288 | 1397288 | 1397288 | 1397288 | 1397288 | 1397288 | 1397288 | 1397288 | 1397288 | 1397288
hard coal w CCS | 5111375.5908 | 5365237.1134 | 5301847.5649 | 5238458.0163 | 5175068.4677 | 5111678.9191 | 5048289.3705 | 4984899.822 | 4921510.2734 | 4858120.7248 | 4794731.1762 | 4731341.6276 | 4604562.5305 | 4541172.9819 | 4541172.9819 | 4492613.0983 | 4444053.2148 | 4395590.2572 | 4347030.3736 | 4298470.4901 | 4250007.5324 | 4201447.6489 | 4152887.7653 | 4104424.8077 | 4055864.9242 | 4007401.9665 | 3958842.083 | 3910282.1994 | 3861819.2418 | 3813259.3583
natural gas combined cycle w CCS | 2175532.1399 | 2325464.6314 | 2285249.8295 | 2245035.0276 | 2204820.2257 | 2164605.4238 | 2124390.6219 | 2085050.0548 | 2044835.2529 | 2004620.451 | 1964405.6491 | 1924190.8472 | 1883976.0453 | 1843761.2435 | 1803546.4416 | 1783439.0406 | 1764205.8745 | 1744098.4735 | 1724865.3074 | 1704757.9065 | 1685524.7403 | 1666291.5742 | 1646184.1733 | 1626951.0071 | 1606843.6062 | 1587610.4401 | 1567503.0391 | 1548269.873 | 1528162.472 | 1508929.3059
biomass w CCS | 5857355.0923 | 583945557% | 5821556.0498 | 5803656.5286 | 5785757.0074 | 5767857.4862 | 5749957.9649 | 5732058.4437 | 5714158.9225 | 5696259.4013 | 5679939.2496 | 5663619.0978 | 5647298.9461 | 5630978.7944 | 5614658.6427 | 5598338.491 | 5582018.3393 | 5565698.1876 | 5549378.0359 | 5533057.8842 | 5516737.7325 | 5500417.5808 | 5484097.4291 | 5467777.2774 | 5451457.1257 | 5435136.974 | 5418816.8223 | 5402496.6706 | 5386176.5189 | 5369856.3672
lignite w CCS | 5923789.2829 | 621800013% | 6144535.3069 | 6071070.4789 | 5997605.6509 | 5924140.823 | 5850675.995 | 5777211.167 | 5703746.339 | 5630281.511 | 5556816.683 | 5483351.855 | 5336422.1991 | 5262957.3711 | 5262957.3711 | 5206679.2689 | 5150401.1668 | 5094235.3961 | 5037957.294 | 4981679.1918 | 4925513.4212 | 4869235.319 | 4812957.2168 | 4756791.4462 | 4700513.344 | 4644347.5734 | 4588069.4712 | 4531791.369 | 4475625.5984 | 4419347.4962
small modular reactor | 8587076.6537 | 830094406% | 8014811.4619 | 7728678.8661 | 7501037.243 | 7362296.2461 | 7288664.7975 | 7240937.0174 | 7196742.6774 | 7570628.4036 | 7290234.759 | 7009841.1144 | 6729447.4698 | 6449053.8253 | 6168660.1807 | 5934998.8102 | 5701337.4397 | 5467676.0692 | 5234014.6988 | 5000353.3283 | 4860156.506 | 4719959.6837 | 4579762.8614 | 4439566.0391 | 4299369.2168 | 4205904.6687 | 4112440.1205 | 4018975.5723 | 3925511.0241 | 3832046.4759
hydrogen combustion turbine | 949292.1284 | 105817383% | 1050480.5643 | 1042787.2979 | 1035094.0314 | 1027400.765 | 1019707.4985 | 1012014.2321 | 1004408.3891 | 996715.1226 | 989021.8562 | 981328.5897 | 973635.3233 | 965942.0568 | 958248.7904 | 950555.5239 | 942949.681 | 935256.4145 | 927563.1481 | 919869.8816 | 912176.6152 | 904483.3487 | 896790.0823 | 889096.8158 | 881490.9729 | 873797.7064 | 866104.44 | 858411.1735 | 850717.9071 | 843024.6406
hydrogen combined cycle | 1087150.6302 | 120504528% | 1194379.6163 | 1183801.3749 | 1173135.7101 | 1162557.4687 | 1151891.8039 | 1141313.5625 | 1130647.8977 | 1120069.6563 | 1109403.9914 | 1098825.7501 | 1088160.0852 | 1077581.8438 | 1066916.179 | 1058873.2186 | 1050830.2582 | 1042787.2979 | 1034744.3375 | 1026701.3771 | 1018658.4167 | 1010528.0329 | 1002485.0725 | 994442.1121 | 986399.1517 | 978356.1913 | 970313.231 | 962270.2706 | 954139.8867 | 946096.9263

## CCaMC-BCCUSRCpUC US
Unit: $/MW | 2021 | 2022 | 2023 | 2024 | 2025 | 2026 | 2027 | 2028 | 2029 | 2030 | 2031 | 2032 | 2033 | 2034 | 2035 | 2036 | 2037 | 2038 | 2039 | 2040 | 2041 | 2042 | 2043 | 2044 | 2045 | 2046 | 2047 | 2048 | 2049 | 2050
Hard Coal (NOT USED) | 99999 | 99999 | 99999 | 99999 | 99999 | 99999 | 99999 | 99999 | 99999 | 99999 | 99999 | 99999 | 99999 | 99999 | 99999 | 99999 | 99999 | 99999 | 99999 | 99999 | 99999 | 99999 | 99999 | 99999 | 99999 | 99999 | 99999 | 99999 | 99999 | 99999
Natural Gas Steam Turbine (NOT USED) | 99999 | 99999 | 99999 | 99999 | 99999 | 99999 | 99999 | 99999 | 99999 | 99999 | 99999 | 99999 | 99999 | 99999 | 99999 | 99999 | 99999 | 99999 | 99999 | 99999 | 99999 | 99999 | 99999 | 99999 | 99999 | 99999 | 99999 | 99999 | 99999 | 99999
Natural Gas Combined Cycle (NOT USED) | 99999 | 99999 | 99999 | 99999 | 99999 | 99999 | 99999 | 99999 | 99999 | 99999 | 99999 | 99999 | 99999 | 99999 | 99999 | 99999 | 99999 | 99999 | 99999 | 99999 | 99999 | 99999 | 99999 | 99999 | 99999 | 99999 | 99999 | 99999 | 99999 | 99999
Nuclear (NOT USED) | 99999 | 99999 | 99999 | 99999 | 99999 | 99999 | 99999 | 99999 | 99999 | 99999 | 99999 | 99999 | 99999 | 99999 | 99999 | 99999 | 99999 | 99999 | 99999 | 99999 | 99999 | 99999 | 99999 | 99999 | 99999 | 99999 | 99999 | 99999 | 99999 | 99999
Hydro (NOT USED) | 99999 | 99999 | 99999 | 99999 | 99999 | 99999 | 99999 | 99999 | 99999 | 99999 | 99999 | 99999 | 99999 | 99999 | 99999 | 99999 | 99999 | 99999 | 99999 | 99999 | 99999 | 99999 | 99999 | 99999 | 99999 | 99999 | 99999 | 99999 | 99999 | 99999
Onshore Wind (NOT USED) | 99999 | 99999 | 99999 | 99999 | 99999 | 99999 | 99999 | 99999 | 99999 | 99999 | 99999 | 99999 | 99999 | 99999 | 99999 | 99999 | 99999 | 99999 | 99999 | 99999 | 99999 | 99999 | 99999 | 99999 | 99999 | 99999 | 99999 | 99999 | 99999 | 99999
Solar PV (NOT USED) | 99999 | 99999 | 99999 | 99999 | 99999 | 99999 | 99999 | 99999 | 99999 | 99999 | 99999 | 99999 | 99999 | 99999 | 99999 | 99999 | 99999 | 99999 | 99999 | 99999 | 99999 | 99999 | 99999 | 99999 | 99999 | 99999 | 99999 | 99999 | 99999 | 99999
Solar Thermal (NOT USED) | 99999 | 99999 | 99999 | 99999 | 99999 | 99999 | 99999 | 99999 | 99999 | 99999 | 99999 | 99999 | 99999 | 99999 | 99999 | 99999 | 99999 | 99999 | 99999 | 99999 | 99999 | 99999 | 99999 | 99999 | 99999 | 99999 | 99999 | 99999 | 99999 | 99999
Biomass (NOT USED) | 99999 | 99999 | 99999 | 99999 | 99999 | 99999 | 99999 | 99999 | 99999 | 99999 | 99999 | 99999 | 99999 | 99999 | 99999 | 99999 | 99999 | 99999 | 99999 | 99999 | 99999 | 99999 | 99999 | 99999 | 99999 | 99999 | 99999 | 99999 | 99999 | 99999
Geothermal (NOT USED) | 99999 | 99999 | 99999 | 99999 | 99999 | 99999 | 99999 | 99999 | 99999 | 99999 | 99999 | 99999 | 99999 | 99999 | 99999 | 99999 | 99999 | 99999 | 99999 | 99999 | 99999 | 99999 | 99999 | 99999 | 99999 | 99999 | 99999 | 99999 | 99999 | 99999
Petroleum (NOT USED) | 99999 | 99999 | 99999 | 99999 | 99999 | 99999 | 99999 | 99999 | 99999 | 99999 | 99999 | 99999 | 99999 | 99999 | 99999 | 99999 | 99999 | 99999 | 99999 | 99999 | 99999 | 99999 | 99999 | 99999 | 99999 | 99999 | 99999 | 99999 | 99999 | 99999
Natural Gas Peaker (NOT USED) | 99999 | 99999 | 99999 | 99999 | 99999 | 99999 | 99999 | 99999 | 99999 | 99999 | 99999 | 99999 | 99999 | 99999 | 99999 | 99999 | 99999 | 99999 | 99999 | 99999 | 99999 | 99999 | 99999 | 99999 | 99999 | 99999 | 99999 | 99999 | 99999 | 99999
Lignite (NOT USED) | 99999 | 99999 | 99999 | 99999 | 99999 | 99999 | 99999 | 99999 | 99999 | 99999 | 99999 | 99999 | 99999 | 99999 | 99999 | 99999 | 99999 | 99999 | 99999 | 99999 | 99999 | 99999 | 99999 | 99999 | 99999 | 99999 | 99999 | 99999 | 99999 | 99999
Offshore Wind (NOT USED) | 99999 | 99999 | 99999 | 99999 | 99999 | 99999 | 99999 | 99999 | 99999 | 99999 | 99999 | 99999 | 99999 | 99999 | 99999 | 99999 | 99999 | 99999 | 99999 | 99999 | 99999 | 99999 | 99999 | 99999 | 99999 | 99999 | 99999 | 99999 | 99999 | 99999
Crude Oil (NOT USED) | 99999 | 99999 | 99999 | 99999 | 99999 | 99999 | 99999 | 99999 | 99999 | 99999 | 99999 | 99999 | 99999 | 99999 | 99999 | 99999 | 99999 | 99999 | 99999 | 99999 | 99999 | 99999 | 99999 | 99999 | 99999 | 99999 | 99999 | 99999 | 99999 | 99999
Heavy or Residual Fuel Oil (NOT USED) | 99999 | 99999 | 99999 | 99999 | 99999 | 99999 | 99999 | 99999 | 99999 | 99999 | 99999 | 99999 | 99999 | 99999 | 99999 | 99999 | 99999 | 99999 | 99999 | 99999 | 99999 | 99999 | 99999 | 99999 | 99999 | 99999 | 99999 | 99999 | 99999 | 99999
Municipal Solid Waste (NOT USED) | 99999 | 99999 | 99999 | 99999 | 99999 | 99999 | 99999 | 99999 | 99999 | 99999 | 99999 | 99999 | 99999 | 99999 | 99999 | 99999 | 99999 | 99999 | 99999 | 99999 | 99999 | 99999 | 99999 | 99999 | 99999 | 99999 | 99999 | 99999 | 99999 | 99999
hard coal w CCS | 2208697.0649 | 2281829.8971 | 2236468.5688 | 2191204.1663 | 2145842.838 | 2100578.4356 | 2055314.0331 | 2009952.7048 | 1964688.3024 | 1919326.974 | 1874062.5716 | 1828701.2433 | 1738075.5125 | 1692811.1101 | 1692811.1101 | 1674201.3343 | 1655591.5586 | 1637078.7088 | 1618468.9331 | 1599859.1573 | 1581249.3816 | 1562639.6059 | 1544126.756 | 1525516.9803 | 1506907.2046 | 1488297.4289 | 1469687.6531 | 1451174.8033 | 1432565.0276 | 1413955.2519
natural gas combined cycle w CCS | 1072474.7595 | 1107130.9809 | 1084226.0285 | 1061233.6526 | 1038241.2768 | 1015248.9009 | 992256.525 | 969264.1492 | 946271.7733 | 923279.3974 | 900287.0216 | 877382.0692 | 854389.6933 | 831397.3175 | 808404.9416 | 799138.0525 | 789871.1633 | 780604.2742 | 771424.8085 | 762157.9194 | 752891.0303 | 743624.1411 | 734357.252 | 725090.3629 | 715910.8972 | 706644.0081 | 697377.119 | 688110.2298 | 678843.3407 | 669576.4516
biomass w CCS | 2208697.0649 | 228182990% | 2236468.5688 | 2191204.1663 | 2145842.838 | 2100578.4356 | 2055314.0331 | 2009952.7048 | 1964688.3024 | 1919326.974 | 1874062.5716 | 1828701.2433 | 1738075.5125 | 1692811.1101 | 1692811.1101 | 1674201.3343 | 1655591.5586 | 1637078.7088 | 1618468.9331 | 1599859.1573 | 1581249.3816 | 1562639.6059 | 1544126.756 | 1525516.9803 | 1506907.2046 | 1488297.4289 | 1469687.6531 | 1451174.8033 | 1432565.0276 | 1413955.2519
lignite w CCS | 2208697.0649 | 228182990% | 2236468.5688 | 2191204.1663 | 2145842.838 | 2100578.4356 | 2055314.0331 | 2009952.7048 | 1964688.3024 | 1919326.974 | 1874062.5716 | 1828701.2433 | 1738075.5125 | 1692811.1101 | 1692811.1101 | 1674201.3343 | 1655591.5586 | 1637078.7088 | 1618468.9331 | 1599859.1573 | 1581249.3816 | 1562639.6059 | 1544126.756 | 1525516.9803 | 1506907.2046 | 1488297.4289 | 1469687.6531 | 1451174.8033 | 1432565.0276 | 1413955.2519
small modular reactor (NOT USED) | 99999 | 9999900% | 99999 | 99999 | 99999 | 99999 | 99999 | 99999 | 99999 | 99999 | 99999 | 99999 | 99999 | 99999 | 99999 | 99999 | 99999 | 99999 | 99999 | 99999 | 99999 | 99999 | 99999 | 99999 | 99999 | 99999 | 99999 | 99999 | 99999 | 99999
hydrogen combustion turbine (NOT USED) | 99999 | 9999900% | 99999 | 99999 | 99999 | 99999 | 99999 | 99999 | 99999 | 99999 | 99999 | 99999 | 99999 | 99999 | 99999 | 99999 | 99999 | 99999 | 99999 | 99999 | 99999 | 99999 | 99999 | 99999 | 99999 | 99999 | 99999 | 99999 | 99999 | 99999
hydrogen combined cycle (NOT USED) | 99999 | 9999900% | 99999 | 99999 | 99999 | 99999 | 99999 | 99999 | 99999 | 99999 | 99999 | 99999 | 99999 | 99999 | 99999 | 99999 | 99999 | 99999 | 99999 | 99999 | 99999 | 99999 | 99999 | 99999 | 99999 | 99999 | 99999 | 99999 | 99999 | 99999

## CCaMC-ACAPEXpUC
Annual CapEx ($/MW) | Vintage1891 | Vintage1892 | Vintage1893 | Vintage1894 | Vintage1895 | Vintage1896 | Vintage1897 | Vintage1898 | Vintage1899 | Vintage1900 | Vintage1901 | Vintage1902 | Vintage1903 | Vintage1904 | Vintage1905 | Vintage1906 | Vintage1907 | Vintage1908 | Vintage1909 | Vintage1910 | Vintage1911 | Vintage1912 | Vintage1913 | Vintage1914 | Vintage1915 | Vintage1916 | Vintage1917 | Vintage1918 | Vintage1919 | Vintage1920 | Vintage1921 | Vintage1922 | Vintage1923 | Vintage1924 | Vintage1925 | Vintage1926 | Vintage1927 | Vintage1928 | Vintage1929 | Vintage1930 | Vintage1931 | Vintage1932 | Vintage1933 | Vintage1934 | Vintage1935 | Vintage1936 | Vintage1937 | Vintage1938 | Vintage1939 | Vintage1940 | Vintage1941 | Vintage1942 | Vintage1943 | Vintage1944 | Vintage1945 | Vintage1946 | Vintage1947 | Vintage1948 | Vintage1949 | Vintage1950 | Vintage1951 | Vintage1952 | Vintage1953 | Vintage1954 | Vintage1955 | Vintage1956 | Vintage1957 | Vintage1958 | Vintage1959 | Vintage1960 | Vintage1961 | Vintage1962 | Vintage1963 | Vintage1964 | Vintage1965 | Vintage1966 | Vintage1967 | Vintage1968 | Vintage1969 | Vintage1970 | Vintage1971 | Vintage1972 | Vintage1973 | Vintage1974 | Vintage1975 | Vintage1976 | Vintage1977 | Vintage1978 | Vintage1979 | Vintage1980 | Vintage1981 | Vintage1982 | Vintage1983 | Vintage1984 | Vintage1985 | Vintage1986 | Vintage1987 | Vintage1988 | Vintage1989 | Vintage1990 | Vintage1991 | Vintage1992 | Vintage1993 | Vintage1994 | Vintage1995 | Vintage1996 | Vintage1997 | Vintage1998 | Vintage1999 | Vintage2000 | Vintage2001 | Vintage2002 | Vintage2003 | Vintage2004 | Vintage2005 | Vintage2006 | Vintage2007 | Vintage2008 | Vintage2009 | Vintage2010 | Vintage2011 | Vintage2012 | Vintage2013 | Vintage2014 | Vintage2015 | Vintage2016 | Vintage2017 | Vintage2018 | Vintage2019 | Vintage2020 | Vintage2021 | Vintage2022 | Vintage2023 | Vintage2024 | Vintage2025 | Vintage2026 | Vintage2027 | Vintage2028 | Vintage2029 | Vintage2030 | Vintage2031 | Vintage2032 | Vintage2033 | Vintage2034 | Vintage2035 | Vintage2036 | Vintage2037 | Vintage2038 | Vintage2039 | Vintage2040 | Vintage2041 | Vintage2042 | Vintage2043 | Vintage2044 | Vintage2045 | Vintage2046 | Vintage2047 | Vintage2048 | Vintage2049 | Vintage2050 | Vintage2051 | Vintage2052 | Vintage2053 | Vintage2054 | Vintage2055 | Vintage2056 | Vintage2057 | Vintage2058 | Vintage2059 | Vintage2060 | Vintage2061 | Vintage2062 | Vintage2063 | Vintage2064 | Vintage2065 | Vintage2066 | Vintage2067 | Vintage2068 | Vintage2069 | Vintage2070 | Vintage2071 | Vintage2072 | Vintage2073 | Vintage2074 | Vintage2075 | Vintage2076 | Vintage2077 | Vintage2078 | Vintage2079 | Vintage2080 | Vintage2081 | Vintage2082 | Vintage2083 | Vintage2084 | Vintage2085 | Vintage2086 | Vintage2087 | Vintage2088 | Vintage2089 | Vintage2090 | Vintage2091 | Vintage2092 | Vintage2093 | Vintage2094 | Vintage2095 | Vintage2096 | Vintage2097 | Vintage2098 | Vintage2099 | Vintage2100
hard coal | 11071.4327 | 11071.4327 | 11071.4327 | 11071.4327 | 11071.4327 | 11071.4327 | 11071.4327 | 11071.4327 | 11071.4327 | 11071.4327 | 11071.4327 | 11071.4327 | 11071.4327 | 11071.4327 | 11071.4327 | 11071.4327 | 11071.4327 | 11071.4327 | 11071.4327 | 11071.4327 | 11071.4327 | 11071.4327 | 11071.4327 | 11071.4327 | 11071.4327 | 11071.4327 | 11071.4327 | 11071.4327 | 11071.4327 | 11071.4327 | 11071.4327 | 11071.4327 | 11071.4327 | 11071.4327 | 11071.4327 | 11071.4327 | 11071.4327 | 11071.4327 | 11071.4327 | 11071.4327 | 11071.4327 | 11071.4327 | 11071.4327 | 11071.4327 | 11071.4327 | 11071.4327 | 11071.4327 | 11071.4327 | 11071.4327 | 11071.4327 | 11071.4327 | 11071.4327 | 11071.4327 | 11071.4327 | 11071.4327 | 11071.4327 | 11071.4327 | 11071.4327 | 11071.4327 | 11071.4327 | 11071.4327 | 11071.4327 | 11071.4327 | 11071.4327 | 11071.4327 | 11071.4327 | 11071.4327 | 11071.4327 | 11071.4327 | 11071.4327 | 11071.4327 | 11071.4327 | 11071.4327 | 11071.4327 | 11071.4327 | 11071.4327 | 11071.4327 | 11071.4327 | 11071.4327 | 11071.4327 | 11071.4327 | 11071.4327 | 11071.4327 | 11071.4327 | 11071.4327 | 11071.4327 | 11071.4327 | 11071.4327 | 11071.4327 | 11071.4327 | 11071.4327 | 11071.4327 | 11071.4327 | 11071.4327 | 11071.4327 | 11071.4327 | 11071.4327 | 11071.4327 | 11071.4327 | 11071.4327 | 11071.4327 | 11071.4327 | 11071.4327 | 11071.4327 | 11071.4327 | 11071.4327 | 11071.4327 | 11071.4327 | 11071.4327 | 11071.4327 | 11071.4327 | 11071.4327 | 11071.4327 | 11071.4327 | 11071.4327 | 11071.4327 | 11071.4327 | 11071.4327 | 11071.4327 | 11071.4327 | 11071.4327 | 11071.4327 | 11071.4327 | 11071.4327 | 11071.4327 | 11071.4327 | 11071.4327 | 11071.4327 | 11071.4327 | 11071.4327 | 11071.4327 | 11071.4327 | 11071.4327 | 11071.4327 | 11071.4327 | 11071.4327 | 11071.4327 | 11071.4327 | 11071.4327 | 11071.4327 | 11071.4327 | 11071.4327 | 11071.4327 | 11071.4327 | 11071.4327 | 11071.4327 | 11071.4327 | 11071.4327 | 11071.4327 | 11071.4327 | 11071.4327 | 11071.4327 | 11071.4327 | 11071.4327 | 11071.4327 | 11071.4327 | 11071.4327 | 11071.4327 | 11071.4327 | 11071.4327 | 11071.4327 | 11071.4327 | 11071.4327 | 11071.4327 | 11071.4327 | 11071.4327 | 11071.4327 | 11071.4327 | 11071.4327 | 11071.4327 | 11071.4327 | 11071.4327 | 11071.4327 | 11071.4327 | 11071.4327 | 11071.4327 | 11071.4327 | 11071.4327 | 11071.4327 | 11071.4327 | 11071.4327 | 11071.4327 | 11071.4327 | 11071.4327 | 11071.4327 | 11071.4327 | 11071.4327 | 11071.4327 | 11071.4327 | 11071.4327 | 11071.4327 | 11071.4327 | 11071.4327 | 11071.4327 | 11071.4327 | 11071.4327 | 11071.4327 | 11071.4327 | 11071.4327 | 11071.4327 | 11071.4327 | 11071.4327 | 11071.4327 | 11071.4327 | 11071.4327 | 11071.4327 | 11071.4327 | 11071.4327 | 11071.4327 | 11071.4327
natural gas steam turbine | 6873.9664 | 6873.9664 | 6873.9664 | 6873.9664 | 6873.9664 | 6873.9664 | 6873.9664 | 6873.9664 | 6873.9664 | 6873.9664 | 6873.9664 | 6873.9664 | 6873.9664 | 6873.9664 | 6873.9664 | 6873.9664 | 6873.9664 | 6873.9664 | 6873.9664 | 6873.9664 | 6873.9664 | 6873.9664 | 6873.9664 | 6873.9664 | 6873.9664 | 6873.9664 | 6873.9664 | 6873.9664 | 6873.9664 | 6873.9664 | 6873.9664 | 6873.9664 | 6873.9664 | 6873.9664 | 6873.9664 | 6873.9664 | 6873.9664 | 6873.9664 | 6873.9664 | 6873.9664 | 6873.9664 | 6873.9664 | 6873.9664 | 6873.9664 | 6873.9664 | 6873.9664 | 6873.9664 | 6873.9664 | 6873.9664 | 6873.9664 | 6873.9664 | 6873.9664 | 6873.9664 | 6873.9664 | 6873.9664 | 6873.9664 | 6873.9664 | 6873.9664 | 6873.9664 | 6873.9664 | 6873.9664 | 6873.9664 | 6873.9664 | 6873.9664 | 6873.9664 | 6873.9664 | 6873.9664 | 6873.9664 | 6873.9664 | 6873.9664 | 6873.9664 | 6873.9664 | 6873.9664 | 6873.9664 | 6873.9664 | 6873.9664 | 6873.9664 | 6873.9664 | 6873.9664 | 6873.9664 | 6873.9664 | 6873.9664 | 6873.9664 | 6873.9664 | 6873.9664 | 6873.9664 | 6873.9664 | 6873.9664 | 6873.9664 | 6873.9664 | 6873.9664 | 6873.9664 | 6873.9664 | 6873.9664 | 6873.9664 | 6873.9664 | 6873.9664 | 6873.9664 | 6873.9664 | 6873.9664 | 6873.9664 | 6873.9664 | 6873.9664 | 6873.9664 | 6873.9664 | 6873.9664 | 6873.9664 | 6873.9664 | 6873.9664 | 6873.9664 | 6873.9664 | 6873.9664 | 6873.9664 | 6873.9664 | 6873.9664 | 6873.9664 | 6873.9664 | 6873.9664 | 6873.9664 | 6873.9664 | 6873.9664 | 6873.9664 | 6873.9664 | 6873.9664 | 6873.9664 | 6873.9664 | 6873.9664 | 6873.9664 | 6873.9664 | 6873.9664 | 6873.9664 | 6873.9664 | 6873.9664 | 6873.9664 | 6873.9664 | 6873.9664 | 6873.9664 | 6873.9664 | 6873.9664 | 6873.9664 | 6873.9664 | 6873.9664 | 6873.9664 | 6873.9664 | 6873.9664 | 6873.9664 | 6873.9664 | 6873.9664 | 6873.9664 | 6873.9664 | 6873.9664 | 6873.9664 | 6873.9664 | 6873.9664 | 6873.9664 | 6873.9664 | 6873.9664 | 6873.9664 | 6873.9664 | 6873.9664 | 6873.9664 | 6873.9664 | 6873.9664 | 6873.9664 | 6873.9664 | 6873.9664 | 6873.9664 | 6873.9664 | 6873.9664 | 6873.9664 | 6873.9664 | 6873.9664 | 6873.9664 | 6873.9664 | 6873.9664 | 6873.9664 | 6873.9664 | 6873.9664 | 6873.9664 | 6873.9664 | 6873.9664 | 6873.9664 | 6873.9664 | 6873.9664 | 6873.9664 | 6873.9664 | 6873.9664 | 6873.9664 | 6873.9664 | 6873.9664 | 6873.9664 | 6873.9664 | 6873.9664 | 6873.9664 | 6873.9664 | 6873.9664 | 6873.9664 | 6873.9664 | 6873.9664 | 6873.9664 | 6873.9664 | 6873.9664 | 6873.9664 | 6873.9664 | 6873.9664 | 6873.9664 | 6873.9664 | 6873.9664 | 6873.9664 | 6873.9664
natural gas combined cycle | 0 | 0 | 0 | 0 | 0 | 0 | 0 | 0 | 0 | 0 | 0 | 0 | 0 | 0 | 0 | 0 | 0 | 0 | 0 | 0 | 0 | 0 | 0 | 0 | 0 | 0 | 0 | 0 | 0 | 0 | 0 | 0 | 0 | 0 | 0 | 0 | 0 | 0 | 0 | 0 | 0 | 0 | 0 | 0 | 0 | 0 | 0 | 0 | 0 | 0 | 0 | 0 | 0 | 0 | 0 | 0 | 0 | 0 | 0 | 0 | 0 | 0 | 0 | 0 | 0 | 0 | 0 | 0 | 0 | 0 | 0 | 0 | 0 | 0 | 0 | 0 | 0 | 0 | 0 | 0 | 0 | 0 | 0 | 0 | 0 | 0 | 0 | 0 | 0 | 0 | 0 | 0 | 0 | 0 | 0 | 0 | 0 | 0 | 0 | 0 | 0 | 0 | 0 | 0 | 0 | 0 | 0 | 0 | 0 | 0 | 0 | 0 | 0 | 0 | 0 | 0 | 0 | 0 | 0 | 0 | 0 | 0 | 0 | 0 | 0 | 0 | 0 | 0 | 0 | 0 | 0 | 0 | 0 | 0 | 0 | 0 | 0 | 0 | 0 | 0 | 0 | 0 | 0 | 0 | 0 | 0 | 0 | 0 | 0 | 0 | 0 | 0 | 0 | 0 | 0 | 0 | 0 | 0 | 0 | 0 | 0 | 0 | 0 | 0 | 0 | 0 | 0 | 0 | 0 | 0 | 0 | 0 | 0 | 0 | 0 | 0 | 0 | 0 | 0 | 0 | 0 | 0 | 0 | 0 | 0 | 0 | 0 | 0 | 0 | 0 | 0 | 0 | 0 | 0 | 0 | 0 | 0 | 0 | 0 | 0 | 0 | 0 | 0 | 0 | 0 | 0 | 0 | 0 | 0 | 0
nuclear | 29986.8155 | 29986.8155 | 29986.8155 | 29986.8155 | 29986.8155 | 29986.8155 | 29986.8155 | 29986.8155 | 29986.8155 | 29986.8155 | 29986.8155 | 29986.8155 | 29986.8155 | 29986.8155 | 29986.8155 | 29986.8155 | 29986.8155 | 29986.8155 | 29986.8155 | 29986.8155 | 29986.8155 | 29986.8155 | 29986.8155 | 29986.8155 | 29986.8155 | 29986.8155 | 29986.8155 | 29986.8155 | 29986.8155 | 29986.8155 | 29986.8155 | 29986.8155 | 29986.8155 | 29986.8155 | 29986.8155 | 29986.8155 | 29986.8155 | 29986.8155 | 29986.8155 | 29986.8155 | 29986.8155 | 29986.8155 | 29986.8155 | 29986.8155 | 29986.8155 | 29986.8155 | 29986.8155 | 29986.8155 | 29986.8155 | 29986.8155 | 29986.8155 | 29986.8155 | 29986.8155 | 29986.8155 | 29986.8155 | 29986.8155 | 29986.8155 | 29986.8155 | 29986.8155 | 29986.8155 | 29986.8155 | 29986.8155 | 29986.8155 | 29986.8155 | 29986.8155 | 29986.8155 | 29986.8155 | 29986.8155 | 29986.8155 | 29986.8155 | 29986.8155 | 29986.8155 | 29986.8155 | 29986.8155 | 29986.8155 | 29986.8155 | 29986.8155 | 29986.8155 | 29986.8155 | 29986.8155 | 29986.8155 | 29986.8155 | 29986.8155 | 29986.8155 | 29986.8155 | 29986.8155 | 29986.8155 | 29986.8155 | 29986.8155 | 29986.8155 | 29986.8155 | 29986.8155 | 29986.8155 | 29986.8155 | 29986.8155 | 29986.8155 | 29986.8155 | 29986.8155 | 29986.8155 | 29986.8155 | 29986.8155 | 29986.8155 | 29986.8155 | 29986.8155 | 29986.8155 | 29986.8155 | 29986.8155 | 29986.8155 | 29986.8155 | 29986.8155 | 29986.8155 | 29986.8155 | 29986.8155 | 29986.8155 | 29986.8155 | 29986.8155 | 29986.8155 | 29986.8155 | 29986.8155 | 29986.8155 | 29986.8155 | 29986.8155 | 29986.8155 | 29986.8155 | 29986.8155 | 29986.8155 | 29986.8155 | 29986.8155 | 29986.8155 | 29986.8155 | 29986.8155 | 29986.8155 | 29986.8155 | 29986.8155 | 29986.8155 | 29986.8155 | 29986.8155 | 29986.8155 | 29986.8155 | 29986.8155 | 29986.8155 | 29986.8155 | 29986.8155 | 29986.8155 | 29986.8155 | 29986.8155 | 29986.8155 | 29986.8155 | 29986.8155 | 29986.8155 | 29986.8155 | 29986.8155 | 29986.8155 | 29986.8155 | 29986.8155 | 29986.8155 | 29986.8155 | 29986.8155 | 29986.8155 | 29986.8155 | 29986.8155 | 29986.8155 | 29986.8155 | 29986.8155 | 29986.8155 | 29986.8155 | 29986.8155 | 29986.8155 | 29986.8155 | 29986.8155 | 29986.8155 | 29986.8155 | 29986.8155 | 29986.8155 | 29986.8155 | 29986.8155 | 29986.8155 | 29986.8155 | 29986.8155 | 29986.8155 | 29986.8155 | 29986.8155 | 29986.8155 | 29986.8155 | 29986.8155 | 29986.8155 | 29986.8155 | 29986.8155 | 29986.8155 | 29986.8155 | 29986.8155 | 29986.8155 | 29986.8155 | 29986.8155 | 29986.8155 | 29986.8155 | 29986.8155 | 29986.8155 | 29986.8155 | 29986.8155 | 29986.8155 | 29986.8155 | 29986.8155 | 29986.8155 | 29986.8155 | 29986.8155 | 29986.8155 | 29986.8155 | 29986.8155 | 29986.8155
hydro | 0 | 0 | 0 | 0 | 0 | 0 | 0 | 0 | 0 | 0 | 0 | 0 | 0 | 0 | 0 | 0 | 0 | 0 | 0 | 0 | 0 | 0 | 0 | 0 | 0 | 0 | 0 | 0 | 0 | 0 | 0 | 0 | 0 | 0 | 0 | 0 | 0 | 0 | 0 | 0 | 0 | 0 | 0 | 0 | 0 | 0 | 0 | 0 | 0 | 0 | 0 | 0 | 0 | 0 | 0 | 0 | 0 | 0 | 0 | 0 | 0 | 0 | 0 | 0 | 0 | 0 | 0 | 0 | 0 | 0 | 0 | 0 | 0 | 0 | 0 | 0 | 0 | 0 | 0 | 0 | 0 | 0 | 0 | 0 | 0 | 0 | 0 | 0 | 0 | 0 | 0 | 0 | 0 | 0 | 0 | 0 | 0 | 0 | 0 | 0 | 0 | 0 | 0 | 0 | 0 | 0 | 0 | 0 | 0 | 0 | 0 | 0 | 0 | 0 | 0 | 0 | 0 | 0 | 0 | 0 | 0 | 0 | 0 | 0 | 0 | 0 | 0 | 0 | 0 | 0 | 0 | 0 | 0 | 0 | 0 | 0 | 0 | 0 | 0 | 0 | 0 | 0 | 0 | 0 | 0 | 0 | 0 | 0 | 0 | 0 | 0 | 0 | 0 | 0 | 0 | 0 | 0 | 0 | 0 | 0 | 0 | 0 | 0 | 0 | 0 | 0 | 0 | 0 | 0 | 0 | 0 | 0 | 0 | 0 | 0 | 0 | 0 | 0 | 0 | 0 | 0 | 0 | 0 | 0 | 0 | 0 | 0 | 0 | 0 | 0 | 0 | 0 | 0 | 0 | 0 | 0 | 0 | 0 | 0 | 0 | 0 | 0 | 0 | 0 | 0 | 0 | 0 | 0 | 0 | 0
onshore wind | 9098.6164 | 9098.6164 | 9098.6164 | 9098.6164 | 9098.6164 | 9098.6164 | 9098.6164 | 9098.6164 | 9098.6164 | 9098.6164 | 9098.6164 | 9098.6164 | 9098.6164 | 9098.6164 | 9098.6164 | 9098.6164 | 9098.6164 | 9098.6164 | 9098.6164 | 9098.6164 | 9098.6164 | 9098.6164 | 9098.6164 | 9098.6164 | 9098.6164 | 9098.6164 | 9098.6164 | 9098.6164 | 9098.6164 | 9098.6164 | 9098.6164 | 9098.6164 | 9098.6164 | 9098.6164 | 9098.6164 | 9098.6164 | 9098.6164 | 9098.6164 | 9098.6164 | 9098.6164 | 9098.6164 | 9098.6164 | 9098.6164 | 9098.6164 | 9098.6164 | 9098.6164 | 9098.6164 | 9098.6164 | 9098.6164 | 9098.6164 | 9098.6164 | 9098.6164 | 9098.6164 | 9098.6164 | 9098.6164 | 9098.6164 | 9098.6164 | 9098.6164 | 9098.6164 | 9098.6164 | 9098.6164 | 9098.6164 | 9098.6164 | 9098.6164 | 9098.6164 | 9098.6164 | 9098.6164 | 9098.6164 | 9098.6164 | 9098.6164 | 9098.6164 | 9098.6164 | 9098.6164 | 9098.6164 | 9098.6164 | 9098.6164 | 9098.6164 | 9098.6164 | 9098.6164 | 9098.6164 | 9098.6164 | 9098.6164 | 9098.6164 | 9098.6164 | 9098.6164 | 9098.6164 | 9098.6164 | 9098.6164 | 9098.6164 | 9098.6164 | 9098.6164 | 9098.6164 | 9098.6164 | 9098.6164 | 9098.6164 | 9098.6164 | 9098.6164 | 9098.6164 | 9098.6164 | 9098.6164 | 9098.6164 | 9098.6164 | 9098.6164 | 9098.6164 | 9098.6164 | 9098.6164 | 9098.6164 | 9098.6164 | 9098.6164 | 9098.6164 | 9098.6164 | 9098.6164 | 9098.6164 | 9098.6164 | 9098.6164 | 9098.6164 | 9098.6164 | 9098.6164 | 9098.6164 | 9098.6164 | 9098.6164 | 9098.6164 | 9098.6164 | 9098.6164 | 9098.6164 | 9098.6164 | 9098.6164 | 9098.6164 | 9098.6164 | 9098.6164 | 9098.6164 | 9098.6164 | 9098.6164 | 9098.6164 | 9098.6164 | 9098.6164 | 9098.6164 | 9098.6164 | 9098.6164 | 9098.6164 | 9098.6164 | 9098.6164 | 9098.6164 | 9098.6164 | 9098.6164 | 9098.6164 | 9098.6164 | 9098.6164 | 9098.6164 | 9098.6164 | 9098.6164 | 9098.6164 | 9098.6164 | 9098.6164 | 9098.6164 | 9098.6164 | 9098.6164 | 9098.6164 | 9098.6164 | 9098.6164 | 9098.6164 | 9098.6164 | 9098.6164 | 9098.6164 | 9098.6164 | 9098.6164 | 9098.6164 | 9098.6164 | 9098.6164 | 9098.6164 | 9098.6164 | 9098.6164 | 9098.6164 | 9098.6164 | 9098.6164 | 9098.6164 | 9098.6164 | 9098.6164 | 9098.6164 | 9098.6164 | 9098.6164 | 9098.6164 | 9098.6164 | 9098.6164 | 9098.6164 | 9098.6164 | 9098.6164 | 9098.6164 | 9098.6164 | 9098.6164 | 9098.6164 | 9098.6164 | 9098.6164 | 9098.6164 | 9098.6164 | 9098.6164 | 9098.6164 | 9098.6164 | 9098.6164 | 9098.6164 | 9098.6164 | 9098.6164 | 9098.6164 | 9098.6164 | 9098.6164 | 9098.6164 | 9098.6164 | 9098.6164 | 9098.6164 | 9098.6164
solar PV | 0 | 0 | 0 | 0 | 0 | 0 | 0 | 0 | 0 | 0 | 0 | 0 | 0 | 0 | 0 | 0 | 0 | 0 | 0 | 0 | 0 | 0 | 0 | 0 | 0 | 0 | 0 | 0 | 0 | 0 | 0 | 0 | 0 | 0 | 0 | 0 | 0 | 0 | 0 | 0 | 0 | 0 | 0 | 0 | 0 | 0 | 0 | 0 | 0 | 0 | 0 | 0 | 0 | 0 | 0 | 0 | 0 | 0 | 0 | 0 | 0 | 0 | 0 | 0 | 0 | 0 | 0 | 0 | 0 | 0 | 0 | 0 | 0 | 0 | 0 | 0 | 0 | 0 | 0 | 0 | 0 | 0 | 0 | 0 | 0 | 0 | 0 | 0 | 0 | 0 | 0 | 0 | 0 | 0 | 0 | 0 | 0 | 0 | 0 | 0 | 0 | 0 | 0 | 0 | 0 | 0 | 0 | 0 | 0 | 0 | 0 | 0 | 0 | 0 | 0 | 0 | 0 | 0 | 0 | 0 | 0 | 0 | 0 | 0 | 0 | 0 | 0 | 0 | 0 | 0 | 0 | 0 | 0 | 0 | 0 | 0 | 0 | 0 | 0 | 0 | 0 | 0 | 0 | 0 | 0 | 0 | 0 | 0 | 0 | 0 | 0 | 0 | 0 | 0 | 0 | 0 | 0 | 0 | 0 | 0 | 0 | 0 | 0 | 0 | 0 | 0 | 0 | 0 | 0 | 0 | 0 | 0 | 0 | 0 | 0 | 0 | 0 | 0 | 0 | 0 | 0 | 0 | 0 | 0 | 0 | 0 | 0 | 0 | 0 | 0 | 0 | 0 | 0 | 0 | 0 | 0 | 0 | 0 | 0 | 0 | 0 | 0 | 0 | 0 | 0 | 0 | 0 | 0 | 0 | 0
solar thermal | 0 | 0 | 0 | 0 | 0 | 0 | 0 | 0 | 0 | 0 | 0 | 0 | 0 | 0 | 0 | 0 | 0 | 0 | 0 | 0 | 0 | 0 | 0 | 0 | 0 | 0 | 0 | 0 | 0 | 0 | 0 | 0 | 0 | 0 | 0 | 0 | 0 | 0 | 0 | 0 | 0 | 0 | 0 | 0 | 0 | 0 | 0 | 0 | 0 | 0 | 0 | 0 | 0 | 0 | 0 | 0 | 0 | 0 | 0 | 0 | 0 | 0 | 0 | 0 | 0 | 0 | 0 | 0 | 0 | 0 | 0 | 0 | 0 | 0 | 0 | 0 | 0 | 0 | 0 | 0 | 0 | 0 | 0 | 0 | 0 | 0 | 0 | 0 | 0 | 0 | 0 | 0 | 0 | 0 | 0 | 0 | 0 | 0 | 0 | 0 | 0 | 0 | 0 | 0 | 0 | 0 | 0 | 0 | 0 | 0 | 0 | 0 | 0 | 0 | 0 | 0 | 0 | 0 | 0 | 0 | 0 | 0 | 0 | 0 | 0 | 0 | 0 | 0 | 0 | 0 | 0 | 0 | 0 | 0 | 0 | 0 | 0 | 0 | 0 | 0 | 0 | 0 | 0 | 0 | 0 | 0 | 0 | 0 | 0 | 0 | 0 | 0 | 0 | 0 | 0 | 0 | 0 | 0 | 0 | 0 | 0 | 0 | 0 | 0 | 0 | 0 | 0 | 0 | 0 | 0 | 0 | 0 | 0 | 0 | 0 | 0 | 0 | 0 | 0 | 0 | 0 | 0 | 0 | 0 | 0 | 0 | 0 | 0 | 0 | 0 | 0 | 0 | 0 | 0 | 0 | 0 | 0 | 0 | 0 | 0 | 0 | 0 | 0 | 0 | 0 | 0 | 0 | 0 | 0 | 0
biomass | 6596.0311 | 6596.0311 | 6596.0311 | 6596.0311 | 6596.0311 | 6596.0311 | 6596.0311 | 6596.0311 | 6596.0311 | 6596.0311 | 6596.0311 | 6596.0311 | 6596.0311 | 6596.0311 | 6596.0311 | 6596.0311 | 6596.0311 | 6596.0311 | 6596.0311 | 6596.0311 | 6596.0311 | 6596.0311 | 6596.0311 | 6596.0311 | 6596.0311 | 6596.0311 | 6596.0311 | 6596.0311 | 6596.0311 | 6596.0311 | 6596.0311 | 6596.0311 | 6596.0311 | 6596.0311 | 6596.0311 | 6596.0311 | 6596.0311 | 6596.0311 | 6596.0311 | 6596.0311 | 6596.0311 | 6596.0311 | 6596.0311 | 6596.0311 | 6596.0311 | 6596.0311 | 6596.0311 | 6596.0311 | 6596.0311 | 6596.0311 | 6596.0311 | 6596.0311 | 6596.0311 | 6596.0311 | 6596.0311 | 6596.0311 | 6596.0311 | 6596.0311 | 6596.0311 | 6596.0311 | 6596.0311 | 6596.0311 | 6596.0311 | 6596.0311 | 6596.0311 | 6596.0311 | 6596.0311 | 6596.0311 | 6596.0311 | 6596.0311 | 6596.0311 | 6596.0311 | 6596.0311 | 6596.0311 | 6596.0311 | 6596.0311 | 6596.0311 | 6596.0311 | 6596.0311 | 6596.0311 | 6596.0311 | 6596.0311 | 6596.0311 | 6596.0311 | 6596.0311 | 6596.0311 | 6596.0311 | 6596.0311 | 6596.0311 | 6596.0311 | 6596.0311 | 6596.0311 | 6596.0311 | 6596.0311 | 6596.0311 | 6596.0311 | 6596.0311 | 6596.0311 | 6596.0311 | 6596.0311 | 6596.0311 | 6596.0311 | 6596.0311 | 6596.0311 | 6596.0311 | 6596.0311 | 6596.0311 | 6596.0311 | 6596.0311 | 6596.0311 | 6596.0311 | 6596.0311 | 6596.0311 | 6596.0311 | 6596.0311 | 6596.0311 | 6596.0311 | 6596.0311 | 6596.0311 | 6596.0311 | 6596.0311 | 6596.0311 | 6596.0311 | 6596.0311 | 6596.0311 | 6596.0311 | 6596.0311 | 6596.0311 | 6596.0311 | 6596.0311 | 6596.0311 | 6596.0311 | 6596.0311 | 6596.0311 | 6596.0311 | 6596.0311 | 6596.0311 | 6596.0311 | 6596.0311 | 6596.0311 | 6596.0311 | 6596.0311 | 6596.0311 | 6596.0311 | 6596.0311 | 6596.0311 | 6596.0311 | 6596.0311 | 6596.0311 | 6596.0311 | 6596.0311 | 6596.0311 | 6596.0311 | 6596.0311 | 6596.0311 | 6596.0311 | 6596.0311 | 6596.0311 | 6596.0311 | 6596.0311 | 6596.0311 | 6596.0311 | 6596.0311 | 6596.0311 | 6596.0311 | 6596.0311 | 6596.0311 | 6596.0311 | 6596.0311 | 6596.0311 | 6596.0311 | 6596.0311 | 6596.0311 | 6596.0311 | 6596.0311 | 6596.0311 | 6596.0311 | 6596.0311 | 6596.0311 | 6596.0311 | 6596.0311 | 6596.0311 | 6596.0311 | 6596.0311 | 6596.0311 | 6596.0311 | 6596.0311 | 6596.0311 | 6596.0311 | 6596.0311 | 6596.0311 | 6596.0311 | 6596.0311 | 6596.0311 | 6596.0311 | 6596.0311 | 6596.0311 | 6596.0311 | 6596.0311 | 6596.0311 | 6596.0311 | 6596.0311 | 6596.0311 | 6596.0311 | 6596.0311 | 6596.0311 | 6596.0311 | 6596.0311 | 6596.0311 | 6596.0311
geothermal | 0 | 0 | 0 | 0 | 0 | 0 | 0 | 0 | 0 | 0 | 0 | 0 | 0 | 0 | 0 | 0 | 0 | 0 | 0 | 0 | 0 | 0 | 0 | 0 | 0 | 0 | 0 | 0 | 0 | 0 | 0 | 0 | 0 | 0 | 0 | 0 | 0 | 0 | 0 | 0 | 0 | 0 | 0 | 0 | 0 | 0 | 0 | 0 | 0 | 0 | 0 | 0 | 0 | 0 | 0 | 0 | 0 | 0 | 0 | 0 | 0 | 0 | 0 | 0 | 0 | 0 | 0 | 0 | 0 | 0 | 0 | 0 | 0 | 0 | 0 | 0 | 0 | 0 | 0 | 0 | 0 | 0 | 0 | 0 | 0 | 0 | 0 | 0 | 0 | 0 | 0 | 0 | 0 | 0 | 0 | 0 | 0 | 0 | 0 | 0 | 0 | 0 | 0 | 0 | 0 | 0 | 0 | 0 | 0 | 0 | 0 | 0 | 0 | 0 | 0 | 0 | 0 | 0 | 0 | 0 | 0 | 0 | 0 | 0 | 0 | 0 | 0 | 0 | 0 | 0 | 0 | 0 | 0 | 0 | 0 | 0 | 0 | 0 | 0 | 0 | 0 | 0 | 0 | 0 | 0 | 0 | 0 | 0 | 0 | 0 | 0 | 0 | 0 | 0 | 0 | 0 | 0 | 0 | 0 | 0 | 0 | 0 | 0 | 0 | 0 | 0 | 0 | 0 | 0 | 0 | 0 | 0 | 0 | 0 | 0 | 0 | 0 | 0 | 0 | 0 | 0 | 0 | 0 | 0 | 0 | 0 | 0 | 0 | 0 | 0 | 0 | 0 | 0 | 0 | 0 | 0 | 0 | 0 | 0 | 0 | 0 | 0 | 0 | 0 | 0 | 0 | 0 | 0 | 0 | 0
petroleum | 15735.111 | 15735.111 | 15735.111 | 15735.111 | 15735.111 | 15735.111 | 15735.111 | 15735.111 | 15735.111 | 15735.111 | 15735.111 | 15735.111 | 15735.111 | 15735.111 | 15735.111 | 15735.111 | 15735.111 | 15735.111 | 15735.111 | 15735.111 | 15735.111 | 15735.111 | 15735.111 | 15735.111 | 15735.111 | 15735.111 | 15735.111 | 15735.111 | 15735.111 | 15735.111 | 15735.111 | 15735.111 | 15735.111 | 15735.111 | 15735.111 | 15735.111 | 15735.111 | 15735.111 | 15735.111 | 15735.111 | 15735.111 | 15735.111 | 15735.111 | 15735.111 | 15735.111 | 15735.111 | 15735.111 | 15735.111 | 15735.111 | 15735.111 | 15735.111 | 15735.111 | 15735.111 | 15735.111 | 15735.111 | 15735.111 | 15735.111 | 15735.111 | 15735.111 | 15735.111 | 15735.111 | 15735.111 | 15735.111 | 15735.111 | 15735.111 | 15735.111 | 15735.111 | 15735.111 | 15735.111 | 15735.111 | 15735.111 | 15735.111 | 15735.111 | 15735.111 | 15735.111 | 15735.111 | 15735.111 | 15735.111 | 15735.111 | 15735.111 | 15735.111 | 15735.111 | 15735.111 | 15735.111 | 15735.111 | 15735.111 | 15735.111 | 15735.111 | 15735.111 | 15735.111 | 15735.111 | 15735.111 | 15735.111 | 15735.111 | 15735.111 | 15735.111 | 15735.111 | 15735.111 | 15735.111 | 15735.111 | 15735.111 | 15735.111 | 15735.111 | 15735.111 | 15735.111 | 15735.111 | 15735.111 | 15735.111 | 15735.111 | 15735.111 | 15735.111 | 15735.111 | 15735.111 | 15735.111 | 15735.111 | 15735.111 | 15735.111 | 15735.111 | 15735.111 | 15735.111 | 15735.111 | 15735.111 | 15735.111 | 15735.111 | 15735.111 | 15735.111 | 15735.111 | 15735.111 | 15735.111 | 15735.111 | 15735.111 | 15735.111 | 15735.111 | 15735.111 | 15735.111 | 15735.111 | 15735.111 | 15735.111 | 15735.111 | 15735.111 | 15735.111 | 15735.111 | 15735.111 | 15735.111 | 15735.111 | 15735.111 | 15735.111 | 15735.111 | 15735.111 | 15735.111 | 15735.111 | 15735.111 | 15735.111 | 15735.111 | 15735.111 | 15735.111 | 15735.111 | 15735.111 | 15735.111 | 15735.111 | 15735.111 | 15735.111 | 15735.111 | 15735.111 | 15735.111 | 15735.111 | 15735.111 | 15735.111 | 15735.111 | 15735.111 | 15735.111 | 15735.111 | 15735.111 | 15735.111 | 15735.111 | 15735.111 | 15735.111 | 15735.111 | 15735.111 | 15735.111 | 15735.111 | 15735.111 | 15735.111 | 15735.111 | 15735.111 | 15735.111 | 15735.111 | 15735.111 | 15735.111 | 15735.111 | 15735.111 | 15735.111 | 15735.111 | 15735.111 | 15735.111 | 15735.111 | 15735.111 | 15735.111 | 15735.111 | 15735.111 | 15735.111 | 15735.111 | 15735.111 | 15735.111 | 15735.111 | 15735.111 | 15735.111 | 15735.111 | 15735.111 | 15735.111
natural gas peaker | 0 | 0 | 0 | 0 | 0 | 0 | 0 | 0 | 0 | 0 | 0 | 0 | 0 | 0 | 0 | 0 | 0 | 0 | 0 | 0 | 0 | 0 | 0 | 0 | 0 | 0 | 0 | 0 | 0 | 0 | 0 | 0 | 0 | 0 | 0 | 0 | 0 | 0 | 0 | 0 | 0 | 0 | 0 | 0 | 0 | 0 | 0 | 0 | 0 | 0 | 0 | 0 | 0 | 0 | 0 | 0 | 0 | 0 | 0 | 0 | 0 | 0 | 0 | 0 | 0 | 0 | 0 | 0 | 0 | 0 | 0 | 0 | 0 | 0 | 0 | 0 | 0 | 0 | 0 | 0 | 0 | 0 | 0 | 0 | 0 | 0 | 0 | 0 | 0 | 0 | 0 | 0 | 0 | 0 | 0 | 0 | 0 | 0 | 0 | 0 | 0 | 0 | 0 | 0 | 0 | 0 | 0 | 0 | 0 | 0 | 0 | 0 | 0 | 0 | 0 | 0 | 0 | 0 | 0 | 0 | 0 | 0 | 0 | 0 | 0 | 0 | 0 | 0 | 0 | 0 | 0 | 0 | 0 | 0 | 0 | 0 | 0 | 0 | 0 | 0 | 0 | 0 | 0 | 0 | 0 | 0 | 0 | 0 | 0 | 0 | 0 | 0 | 0 | 0 | 0 | 0 | 0 | 0 | 0 | 0 | 0 | 0 | 0 | 0 | 0 | 0 | 0 | 0 | 0 | 0 | 0 | 0 | 0 | 0 | 0 | 0 | 0 | 0 | 0 | 0 | 0 | 0 | 0 | 0 | 0 | 0 | 0 | 0 | 0 | 0 | 0 | 0 | 0 | 0 | 0 | 0 | 0 | 0 | 0 | 0 | 0 | 0 | 0 | 0 | 0 | 0 | 0 | 0 | 0 | 0
lignite | 9553.0492 | 9553.0492 | 9553.0492 | 9553.0492 | 9553.0492 | 9553.0492 | 9553.0492 | 9553.0492 | 9553.0492 | 9553.0492 | 9553.0492 | 9553.0492 | 9553.0492 | 9553.0492 | 9553.0492 | 9553.0492 | 9553.0492 | 9553.0492 | 9553.0492 | 9553.0492 | 9553.0492 | 9553.0492 | 9553.0492 | 9553.0492 | 9553.0492 | 9553.0492 | 9553.0492 | 9553.0492 | 9553.0492 | 9553.0492 | 9553.0492 | 9553.0492 | 9553.0492 | 9553.0492 | 9553.0492 | 9553.0492 | 9553.0492 | 9553.0492 | 9553.0492 | 9553.0492 | 9553.0492 | 9553.0492 | 9553.0492 | 9553.0492 | 9553.0492 | 9553.0492 | 9553.0492 | 9553.0492 | 9553.0492 | 9553.0492 | 9553.0492 | 9553.0492 | 9553.0492 | 9553.0492 | 9553.0492 | 9553.0492 | 9553.0492 | 9553.0492 | 9553.0492 | 9553.0492 | 9553.0492 | 9553.0492 | 9553.0492 | 9553.0492 | 9553.0492 | 9553.0492 | 9553.0492 | 9553.0492 | 9553.0492 | 9553.0492 | 9553.0492 | 9553.0492 | 9553.0492 | 9553.0492 | 9553.0492 | 9553.0492 | 9553.0492 | 9553.0492 | 9553.0492 | 9553.0492 | 9553.0492 | 9553.0492 | 9553.0492 | 9553.0492 | 9553.0492 | 9553.0492 | 9553.0492 | 9553.0492 | 9553.0492 | 9553.0492 | 9553.0492 | 9553.0492 | 9553.0492 | 9553.0492 | 9553.0492 | 9553.0492 | 9553.0492 | 9553.0492 | 9553.0492 | 9553.0492 | 9553.0492 | 9553.0492 | 9553.0492 | 9553.0492 | 9553.0492 | 9553.0492 | 9553.0492 | 9553.0492 | 9553.0492 | 9553.0492 | 9553.0492 | 9553.0492 | 9553.0492 | 9553.0492 | 9553.0492 | 9553.0492 | 9553.0492 | 9553.0492 | 9553.0492 | 9553.0492 | 9553.0492 | 9553.0492 | 9553.0492 | 9553.0492 | 9553.0492 | 9553.0492 | 9553.0492 | 9553.0492 | 9553.0492 | 9553.0492 | 9553.0492 | 9553.0492 | 9553.0492 | 9553.0492 | 9553.0492 | 9553.0492 | 9553.0492 | 9553.0492 | 9553.0492 | 9553.0492 | 9553.0492 | 9553.0492 | 9553.0492 | 9553.0492 | 9553.0492 | 9553.0492 | 9553.0492 | 9553.0492 | 9553.0492 | 9553.0492 | 9553.0492 | 9553.0492 | 9553.0492 | 9553.0492 | 9553.0492 | 9553.0492 | 9553.0492 | 9553.0492 | 9553.0492 | 9553.0492 | 9553.0492 | 9553.0492 | 9553.0492 | 9553.0492 | 9553.0492 | 9553.0492 | 9553.0492 | 9553.0492 | 9553.0492 | 9553.0492 | 9553.0492 | 9553.0492 | 9553.0492 | 9553.0492 | 9553.0492 | 9553.0492 | 9553.0492 | 9553.0492 | 9553.0492 | 9553.0492 | 9553.0492 | 9553.0492 | 9553.0492 | 9553.0492 | 9553.0492 | 9553.0492 | 9553.0492 | 9553.0492 | 9553.0492 | 9553.0492 | 9553.0492 | 9553.0492 | 9553.0492 | 9553.0492 | 9553.0492 | 9553.0492 | 9553.0492 | 9553.0492 | 9553.0492 | 9553.0492 | 9553.0492 | 9553.0492 | 9553.0492 | 9553.0492 | 9553.0492 | 9553.0492 | 9553.0492 | 9553.0492 | 9553.0492 | 9553.0492
offshore wind | 0 | 0 | 0 | 0 | 0 | 0 | 0 | 0 | 0 | 0 | 0 | 0 | 0 | 0 | 0 | 0 | 0 | 0 | 0 | 0 | 0 | 0 | 0 | 0 | 0 | 0 | 0 | 0 | 0 | 0 | 0 | 0 | 0 | 0 | 0 | 0 | 0 | 0 | 0 | 0 | 0 | 0 | 0 | 0 | 0 | 0 | 0 | 0 | 0 | 0 | 0 | 0 | 0 | 0 | 0 | 0 | 0 | 0 | 0 | 0 | 0 | 0 | 0 | 0 | 0 | 0 | 0 | 0 | 0 | 0 | 0 | 0 | 0 | 0 | 0 | 0 | 0 | 0 | 0 | 0 | 0 | 0 | 0 | 0 | 0 | 0 | 0 | 0 | 0 | 0 | 0 | 0 | 0 | 0 | 0 | 0 | 0 | 0 | 0 | 0 | 0 | 0 | 0 | 0 | 0 | 0 | 0 | 0 | 0 | 0 | 0 | 0 | 0 | 0 | 0 | 0 | 0 | 0 | 0 | 0 | 0 | 0 | 0 | 0 | 0 | 0 | 0 | 0 | 0 | 0 | 0 | 0 | 0 | 0 | 0 | 0 | 0 | 0 | 0 | 0 | 0 | 0 | 0 | 0 | 0 | 0 | 0 | 0 | 0 | 0 | 0 | 0 | 0 | 0 | 0 | 0 | 0 | 0 | 0 | 0 | 0 | 0 | 0 | 0 | 0 | 0 | 0 | 0 | 0 | 0 | 0 | 0 | 0 | 0 | 0 | 0 | 0 | 0 | 0 | 0 | 0 | 0 | 0 | 0 | 0 | 0 | 0 | 0 | 0 | 0 | 0 | 0 | 0 | 0 | 0 | 0 | 0 | 0 | 0 | 0 | 0 | 0 | 0 | 0 | 0 | 0 | 0 | 0 | 0 | 0
crude oil | 0 | 0 | 0 | 0 | 0 | 0 | 0 | 0 | 0 | 0 | 0 | 0 | 0 | 0 | 0 | 0 | 0 | 0 | 0 | 0 | 0 | 0 | 0 | 0 | 0 | 0 | 0 | 0 | 0 | 0 | 0 | 0 | 0 | 0 | 0 | 0 | 0 | 0 | 0 | 0 | 0 | 0 | 0 | 0 | 0 | 0 | 0 | 0 | 0 | 0 | 0 | 0 | 0 | 0 | 0 | 0 | 0 | 0 | 0 | 0 | 0 | 0 | 0 | 0 | 0 | 0 | 0 | 0 | 0 | 0 | 0 | 0 | 0 | 0 | 0 | 0 | 0 | 0 | 0 | 0 | 0 | 0 | 0 | 0 | 0 | 0 | 0 | 0 | 0 | 0 | 0 | 0 | 0 | 0 | 0 | 0 | 0 | 0 | 0 | 0 | 0 | 0 | 0 | 0 | 0 | 0 | 0 | 0 | 0 | 0 | 0 | 0 | 0 | 0 | 0 | 0 | 0 | 0 | 0 | 0 | 0 | 0 | 0 | 0 | 0 | 0 | 0 | 0 | 0 | 0 | 0 | 0 | 0 | 0 | 0 | 0 | 0 | 0 | 0 | 0 | 0 | 0 | 0 | 0 | 0 | 0 | 0 | 0 | 0 | 0 | 0 | 0 | 0 | 0 | 0 | 0 | 0 | 0 | 0 | 0 | 0 | 0 | 0 | 0 | 0 | 0 | 0 | 0 | 0 | 0 | 0 | 0 | 0 | 0 | 0 | 0 | 0 | 0 | 0 | 0 | 0 | 0 | 0 | 0 | 0 | 0 | 0 | 0 | 0 | 0 | 0 | 0 | 0 | 0 | 0 | 0 | 0 | 0 | 0 | 0 | 0 | 0 | 0 | 0 | 0 | 0 | 0 | 0 | 0 | 0
heavy or residual fuel oil | 15735.111 | 15735.111 | 15735.111 | 15735.111 | 15735.111 | 15735.111 | 15735.111 | 15735.111 | 15735.111 | 15735.111 | 15735.111 | 15735.111 | 15735.111 | 15735.111 | 15735.111 | 15735.111 | 15735.111 | 15735.111 | 15735.111 | 15735.111 | 15735.111 | 15735.111 | 15735.111 | 15735.111 | 15735.111 | 15735.111 | 15735.111 | 15735.111 | 15735.111 | 15735.111 | 15735.111 | 15735.111 | 15735.111 | 15735.111 | 15735.111 | 15735.111 | 15735.111 | 15735.111 | 15735.111 | 15735.111 | 15735.111 | 15735.111 | 15735.111 | 15735.111 | 15735.111 | 15735.111 | 15735.111 | 15735.111 | 15735.111 | 15735.111 | 15735.111 | 15735.111 | 15735.111 | 15735.111 | 15735.111 | 15735.111 | 15735.111 | 15735.111 | 15735.111 | 15735.111 | 15735.111 | 15735.111 | 15735.111 | 15735.111 | 15735.111 | 15735.111 | 15735.111 | 15735.111 | 15735.111 | 15735.111 | 15735.111 | 15735.111 | 15735.111 | 15735.111 | 15735.111 | 15735.111 | 15735.111 | 15735.111 | 15735.111 | 15735.111 | 15735.111 | 15735.111 | 15735.111 | 15735.111 | 15735.111 | 15735.111 | 15735.111 | 15735.111 | 15735.111 | 15735.111 | 15735.111 | 15735.111 | 15735.111 | 15735.111 | 15735.111 | 15735.111 | 15735.111 | 15735.111 | 15735.111 | 15735.111 | 15735.111 | 15735.111 | 15735.111 | 15735.111 | 15735.111 | 15735.111 | 15735.111 | 15735.111 | 15735.111 | 15735.111 | 15735.111 | 15735.111 | 15735.111 | 15735.111 | 15735.111 | 15735.111 | 15735.111 | 15735.111 | 15735.111 | 15735.111 | 15735.111 | 15735.111 | 15735.111 | 15735.111 | 15735.111 | 15735.111 | 15735.111 | 15735.111 | 15735.111 | 15735.111 | 15735.111 | 15735.111 | 15735.111 | 15735.111 | 15735.111 | 15735.111 | 15735.111 | 15735.111 | 15735.111 | 15735.111 | 15735.111 | 15735.111 | 15735.111 | 15735.111 | 15735.111 | 15735.111 | 15735.111 | 15735.111 | 15735.111 | 15735.111 | 15735.111 | 15735.111 | 15735.111 | 15735.111 | 15735.111 | 15735.111 | 15735.111 | 15735.111 | 15735.111 | 15735.111 | 15735.111 | 15735.111 | 15735.111 | 15735.111 | 15735.111 | 15735.111 | 15735.111 | 15735.111 | 15735.111 | 15735.111 | 15735.111 | 15735.111 | 15735.111 | 15735.111 | 15735.111 | 15735.111 | 15735.111 | 15735.111 | 15735.111 | 15735.111 | 15735.111 | 15735.111 | 15735.111 | 15735.111 | 15735.111 | 15735.111 | 15735.111 | 15735.111 | 15735.111 | 15735.111 | 15735.111 | 15735.111 | 15735.111 | 15735.111 | 15735.111 | 15735.111 | 15735.111 | 15735.111 | 15735.111 | 15735.111 | 15735.111 | 15735.111 | 15735.111 | 15735.111 | 15735.111 | 15735.111 | 15735.111 | 15735.111 | 15735.111 | 15735.111
municipal solid waste | 27068.8938 | 27068.8938 | 27068.8938 | 27068.8938 | 27068.8938 | 27068.8938 | 27068.8938 | 27068.8938 | 27068.8938 | 27068.8938 | 27068.8938 | 27068.8938 | 27068.8938 | 27068.8938 | 27068.8938 | 27068.8938 | 27068.8938 | 27068.8938 | 27068.8938 | 27068.8938 | 27068.8938 | 27068.8938 | 27068.8938 | 27068.8938 | 27068.8938 | 27068.8938 | 27068.8938 | 27068.8938 | 27068.8938 | 27068.8938 | 27068.8938 | 27068.8938 | 27068.8938 | 27068.8938 | 27068.8938 | 27068.8938 | 27068.8938 | 27068.8938 | 27068.8938 | 27068.8938 | 27068.8938 | 27068.8938 | 27068.8938 | 27068.8938 | 27068.8938 | 27068.8938 | 27068.8938 | 27068.8938 | 27068.8938 | 27068.8938 | 27068.8938 | 27068.8938 | 27068.8938 | 27068.8938 | 27068.8938 | 27068.8938 | 27068.8938 | 27068.8938 | 27068.8938 | 27068.8938 | 27068.8938 | 27068.8938 | 27068.8938 | 27068.8938 | 27068.8938 | 27068.8938 | 27068.8938 | 27068.8938 | 27068.8938 | 27068.8938 | 27068.8938 | 27068.8938 | 27068.8938 | 27068.8938 | 27068.8938 | 27068.8938 | 27068.8938 | 27068.8938 | 27068.8938 | 27068.8938 | 27068.8938 | 27068.8938 | 27068.8938 | 27068.8938 | 27068.8938 | 27068.8938 | 27068.8938 | 27068.8938 | 27068.8938 | 27068.8938 | 27068.8938 | 27068.8938 | 27068.8938 | 27068.8938 | 27068.8938 | 27068.8938 | 27068.8938 | 27068.8938 | 27068.8938 | 27068.8938 | 27068.8938 | 27068.8938 | 27068.8938 | 27068.8938 | 27068.8938 | 27068.8938 | 27068.8938 | 27068.8938 | 27068.8938 | 27068.8938 | 27068.8938 | 27068.8938 | 27068.8938 | 27068.8938 | 27068.8938 | 27068.8938 | 27068.8938 | 27068.8938 | 27068.8938 | 27068.8938 | 27068.8938 | 27068.8938 | 27068.8938 | 27068.8938 | 27068.8938 | 27068.8938 | 27068.8938 | 27068.8938 | 27068.8938 | 27068.8938 | 27068.8938 | 27068.8938 | 27068.8938 | 27068.8938 | 27068.8938 | 27068.8938 | 27068.8938 | 27068.8938 | 27068.8938 | 27068.8938 | 27068.8938 | 27068.8938 | 27068.8938 | 27068.8938 | 27068.8938 | 27068.8938 | 27068.8938 | 27068.8938 | 27068.8938 | 27068.8938 | 27068.8938 | 27068.8938 | 27068.8938 | 27068.8938 | 27068.8938 | 27068.8938 | 27068.8938 | 27068.8938 | 27068.8938 | 27068.8938 | 27068.8938 | 27068.8938 | 27068.8938 | 27068.8938 | 27068.8938 | 27068.8938 | 27068.8938 | 27068.8938 | 27068.8938 | 27068.8938 | 27068.8938 | 27068.8938 | 27068.8938 | 27068.8938 | 27068.8938 | 27068.8938 | 27068.8938 | 27068.8938 | 27068.8938 | 27068.8938 | 27068.8938 | 27068.8938 | 27068.8938 | 27068.8938 | 27068.8938 | 27068.8938 | 27068.8938 | 27068.8938 | 27068.8938 | 27068.8938 | 27068.8938 | 27068.8938 | 27068.8938 | 27068.8938 | 27068.8938 | 27068.8938 | 27068.8938 | 27068.8938 | 27068.8938 | 27068.8938 | 27068.8938 | 27068.8938 | 27068.8938 | 27068.8938 | 27068.8938 | 27068.8938 | 27068.8938 | 27068.8938 | 27068.8938 | 27068.8938
hard coal w CCS | 24015.21 | 24015.21 | 24015.21 | 24015.21 | 24015.21 | 24015.21 | 24015.21 | 24015.21 | 24015.21 | 24015.21 | 24015.21 | 24015.21 | 24015.21 | 24015.21 | 24015.21 | 24015.21 | 24015.21 | 24015.21 | 24015.21 | 24015.21 | 24015.21 | 24015.21 | 24015.21 | 24015.21 | 24015.21 | 24015.21 | 24015.21 | 24015.21 | 24015.21 | 24015.21 | 24015.21 | 24015.21 | 24015.21 | 24015.21 | 24015.21 | 24015.21 | 24015.21 | 24015.21 | 24015.21 | 24015.21 | 24015.21 | 24015.21 | 24015.21 | 24015.21 | 24015.21 | 24015.21 | 24015.21 | 24015.21 | 24015.21 | 24015.21 | 24015.21 | 24015.21 | 24015.21 | 24015.21 | 24015.21 | 24015.21 | 24015.21 | 24015.21 | 24015.21 | 24015.21 | 24015.21 | 24015.21 | 24015.21 | 24015.21 | 24015.21 | 24015.21 | 24015.21 | 24015.21 | 24015.21 | 24015.21 | 24015.21 | 24015.21 | 24015.21 | 24015.21 | 24015.21 | 24015.21 | 24015.21 | 24015.21 | 24015.21 | 24015.21 | 24015.21 | 24015.21 | 24015.21 | 24015.21 | 24015.21 | 24015.21 | 24015.21 | 24015.21 | 24015.21 | 24015.21 | 24015.21 | 24015.21 | 24015.21 | 24015.21 | 24015.21 | 24015.21 | 24015.21 | 24015.21 | 24015.21 | 24015.21 | 24015.21 | 24015.21 | 24015.21 | 24015.21 | 24015.21 | 24015.21 | 24015.21 | 24015.21 | 24015.21 | 24015.21 | 24015.21 | 24015.21 | 24015.21 | 24015.21 | 24015.21 | 24015.21 | 24015.21 | 24015.21 | 24015.21 | 24015.21 | 24015.21 | 24015.21 | 24015.21 | 24015.21 | 24015.21 | 24015.21 | 24015.21 | 24015.21 | 24015.21 | 24015.21 | 24015.21 | 24015.21 | 24015.21 | 24015.21 | 24015.21 | 24015.21 | 24015.21 | 24015.21 | 24015.21 | 24015.21 | 24015.21 | 24015.21 | 24015.21 | 24015.21 | 24015.21 | 24015.21 | 24015.21 | 24015.21 | 24015.21 | 24015.21 | 24015.21 | 24015.21 | 24015.21 | 24015.21 | 24015.21 | 24015.21 | 24015.21 | 24015.21 | 24015.21 | 24015.21 | 24015.21 | 24015.21 | 24015.21 | 24015.21 | 24015.21 | 24015.21 | 24015.21 | 24015.21 | 24015.21 | 24015.21 | 24015.21 | 24015.21 | 24015.21 | 24015.21 | 24015.21 | 24015.21 | 24015.21 | 24015.21 | 24015.21 | 24015.21 | 24015.21 | 24015.21 | 24015.21 | 24015.21 | 24015.21 | 24015.21 | 24015.21 | 24015.21 | 24015.21 | 24015.21 | 24015.21 | 24015.21 | 24015.21 | 24015.21 | 24015.21 | 24015.21 | 24015.21 | 24015.21 | 24015.21 | 24015.21 | 24015.21 | 24015.21 | 24015.21 | 24015.21 | 24015.21 | 24015.21 | 24015.21 | 24015.21 | 24015.21 | 24015.21
natural gas combined cycle w CCS | 0 | 0 | 0 | 0 | 0 | 0 | 0 | 0 | 0 | 0 | 0 | 0 | 0 | 0 | 0 | 0 | 0 | 0 | 0 | 0 | 0 | 0 | 0 | 0 | 0 | 0 | 0 | 0 | 0 | 0 | 0 | 0 | 0 | 0 | 0 | 0 | 0 | 0 | 0 | 0 | 0 | 0 | 0 | 0 | 0 | 0 | 0 | 0 | 0 | 0 | 0 | 0 | 0 | 0 | 0 | 0 | 0 | 0 | 0 | 0 | 0 | 0 | 0 | 0 | 0 | 0 | 0 | 0 | 0 | 0 | 0 | 0 | 0 | 0 | 0 | 0 | 0 | 0 | 0 | 0 | 0 | 0 | 0 | 0 | 0 | 0 | 0 | 0 | 0 | 0 | 0 | 0 | 0 | 0 | 0 | 0 | 0 | 0 | 0 | 0 | 0 | 0 | 0 | 0 | 0 | 0 | 0 | 0 | 0 | 0 | 0 | 0 | 0 | 0 | 0 | 0 | 0 | 0 | 0 | 0 | 0 | 0 | 0 | 0 | 0 | 0 | 0 | 0 | 0 | 0 | 0 | 0 | 0 | 0 | 0 | 0 | 0 | 0 | 0 | 0 | 0 | 0 | 0 | 0 | 0 | 0 | 0 | 0 | 0 | 0 | 0 | 0 | 0 | 0 | 0 | 0 | 0 | 0 | 0 | 0 | 0 | 0 | 0 | 0 | 0 | 0 | 0 | 0 | 0 | 0 | 0 | 0 | 0 | 0 | 0 | 0 | 0 | 0 | 0 | 0 | 0 | 0 | 0 | 0 | 0 | 0 | 0 | 0 | 0 | 0 | 0 | 0 | 0 | 0 | 0 | 0 | 0 | 0 | 0 | 0 | 0 | 0 | 0 | 0 | 0 | 0 | 0 | 0 | 0 | 0
biomass w CCS | 8473.0413 | 8473.0413 | 8473.0413 | 8473.0413 | 8473.0413 | 8473.0413 | 8473.0413 | 8473.0413 | 8473.0413 | 8473.0413 | 8473.0413 | 8473.0413 | 8473.0413 | 8473.0413 | 8473.0413 | 8473.0413 | 8473.0413 | 8473.0413 | 8473.0413 | 8473.0413 | 8473.0413 | 8473.0413 | 8473.0413 | 8473.0413 | 8473.0413 | 8473.0413 | 8473.0413 | 8473.0413 | 8473.0413 | 8473.0413 | 8473.0413 | 8473.0413 | 8473.0413 | 8473.0413 | 8473.0413 | 8473.0413 | 8473.0413 | 8473.0413 | 8473.0413 | 8473.0413 | 8473.0413 | 8473.0413 | 8473.0413 | 8473.0413 | 8473.0413 | 8473.0413 | 8473.0413 | 8473.0413 | 8473.0413 | 8473.0413 | 8473.0413 | 8473.0413 | 8473.0413 | 8473.0413 | 8473.0413 | 8473.0413 | 8473.0413 | 8473.0413 | 8473.0413 | 8473.0413 | 8473.0413 | 8473.0413 | 8473.0413 | 8473.0413 | 8473.0413 | 8473.0413 | 8473.0413 | 8473.0413 | 8473.0413 | 8473.0413 | 8473.0413 | 8473.0413 | 8473.0413 | 8473.0413 | 8473.0413 | 8473.0413 | 8473.0413 | 8473.0413 | 8473.0413 | 8473.0413 | 8473.0413 | 8473.0413 | 8473.0413 | 8473.0413 | 8473.0413 | 8473.0413 | 8473.0413 | 8473.0413 | 8473.0413 | 8473.0413 | 8473.0413 | 8473.0413 | 8473.0413 | 8473.0413 | 8473.0413 | 8473.0413 | 8473.0413 | 8473.0413 | 8473.0413 | 8473.0413 | 8473.0413 | 8473.0413 | 8473.0413 | 8473.0413 | 8473.0413 | 8473.0413 | 8473.0413 | 8473.0413 | 8473.0413 | 8473.0413 | 8473.0413 | 8473.0413 | 8473.0413 | 8473.0413 | 8473.0413 | 8473.0413 | 8473.0413 | 8473.0413 | 8473.0413 | 8473.0413 | 8473.0413 | 8473.0413 | 8473.0413 | 8473.0413 | 8473.0413 | 8473.0413 | 8473.0413 | 8473.0413 | 8473.0413 | 8473.0413 | 8473.0413 | 8473.0413 | 8473.0413 | 8473.0413 | 8473.0413 | 8473.0413 | 8473.0413 | 8473.0413 | 8473.0413 | 8473.0413 | 8473.0413 | 8473.0413 | 8473.0413 | 8473.0413 | 8473.0413 | 8473.0413 | 8473.0413 | 8473.0413 | 8473.0413 | 8473.0413 | 8473.0413 | 8473.0413 | 8473.0413 | 8473.0413 | 8473.0413 | 8473.0413 | 8473.0413 | 8473.0413 | 8473.0413 | 8473.0413 | 8473.0413 | 8473.0413 | 8473.0413 | 8473.0413 | 8473.0413 | 8473.0413 | 8473.0413 | 8473.0413 | 8473.0413 | 8473.0413 | 8473.0413 | 8473.0413 | 8473.0413 | 8473.0413 | 8473.0413 | 8473.0413 | 8473.0413 | 8473.0413 | 8473.0413 | 8473.0413 | 8473.0413 | 8473.0413 | 8473.0413 | 8473.0413 | 8473.0413 | 8473.0413 | 8473.0413 | 8473.0413 | 8473.0413 | 8473.0413 | 8473.0413 | 8473.0413 | 8473.0413 | 8473.0413 | 8473.0413 | 8473.0413 | 8473.0413 | 8473.0413 | 8473.0413 | 8473.0413 | 8473.0413 | 8473.0413 | 8473.0413 | 8473.0413 | 8473.0413 | 8473.0413 | 8473.0413 | 8473.0413 | 8473.0413 | 8473.0413
lignite w CCS | 24015.21 | 24015.21 | 24015.21 | 24015.21 | 24015.21 | 24015.21 | 24015.21 | 24015.21 | 24015.21 | 24015.21 | 24015.21 | 24015.21 | 24015.21 | 24015.21 | 24015.21 | 24015.21 | 24015.21 | 24015.21 | 24015.21 | 24015.21 | 24015.21 | 24015.21 | 24015.21 | 24015.21 | 24015.21 | 24015.21 | 24015.21 | 24015.21 | 24015.21 | 24015.21 | 24015.21 | 24015.21 | 24015.21 | 24015.21 | 24015.21 | 24015.21 | 24015.21 | 24015.21 | 24015.21 | 24015.21 | 24015.21 | 24015.21 | 24015.21 | 24015.21 | 24015.21 | 24015.21 | 24015.21 | 24015.21 | 24015.21 | 24015.21 | 24015.21 | 24015.21 | 24015.21 | 24015.21 | 24015.21 | 24015.21 | 24015.21 | 24015.21 | 24015.21 | 24015.21 | 24015.21 | 24015.21 | 24015.21 | 24015.21 | 24015.21 | 24015.21 | 24015.21 | 24015.21 | 24015.21 | 24015.21 | 24015.21 | 24015.21 | 24015.21 | 24015.21 | 24015.21 | 24015.21 | 24015.21 | 24015.21 | 24015.21 | 24015.21 | 24015.21 | 24015.21 | 24015.21 | 24015.21 | 24015.21 | 24015.21 | 24015.21 | 24015.21 | 24015.21 | 24015.21 | 24015.21 | 24015.21 | 24015.21 | 24015.21 | 24015.21 | 24015.21 | 24015.21 | 24015.21 | 24015.21 | 24015.21 | 24015.21 | 24015.21 | 24015.21 | 24015.21 | 24015.21 | 24015.21 | 24015.21 | 24015.21 | 24015.21 | 24015.21 | 24015.21 | 24015.21 | 24015.21 | 24015.21 | 24015.21 | 24015.21 | 24015.21 | 24015.21 | 24015.21 | 24015.21 | 24015.21 | 24015.21 | 24015.21 | 24015.21 | 24015.21 | 24015.21 | 24015.21 | 24015.21 | 24015.21 | 24015.21 | 24015.21 | 24015.21 | 24015.21 | 24015.21 | 24015.21 | 24015.21 | 24015.21 | 24015.21 | 24015.21 | 24015.21 | 24015.21 | 24015.21 | 24015.21 | 24015.21 | 24015.21 | 24015.21 | 24015.21 | 24015.21 | 24015.21 | 24015.21 | 24015.21 | 24015.21 | 24015.21 | 24015.21 | 24015.21 | 24015.21 | 24015.21 | 24015.21 | 24015.21 | 24015.21 | 24015.21 | 24015.21 | 24015.21 | 24015.21 | 24015.21 | 24015.21 | 24015.21 | 24015.21 | 24015.21 | 24015.21 | 24015.21 | 24015.21 | 24015.21 | 24015.21 | 24015.21 | 24015.21 | 24015.21 | 24015.21 | 24015.21 | 24015.21 | 24015.21 | 24015.21 | 24015.21 | 24015.21 | 24015.21 | 24015.21 | 24015.21 | 24015.21 | 24015.21 | 24015.21 | 24015.21 | 24015.21 | 24015.21 | 24015.21 | 24015.21 | 24015.21 | 24015.21 | 24015.21 | 24015.21 | 24015.21 | 24015.21 | 24015.21 | 24015.21 | 24015.21 | 24015.21 | 24015.21 | 24015.21 | 24015.21 | 24015.21 | 24015.21
small modular reactor | 55528.1155 | 55528.1155 | 55528.1155 | 55528.1155 | 55528.1155 | 55528.1155 | 55528.1155 | 55528.1155 | 55528.1155 | 55528.1155 | 55528.1155 | 55528.1155 | 55528.1155 | 55528.1155 | 55528.1155 | 55528.1155 | 55528.1155 | 55528.1155 | 55528.1155 | 55528.1155 | 55528.1155 | 55528.1155 | 55528.1155 | 55528.1155 | 55528.1155 | 55528.1155 | 55528.1155 | 55528.1155 | 55528.1155 | 55528.1155 | 55528.1155 | 55528.1155 | 55528.1155 | 55528.1155 | 55528.1155 | 55528.1155 | 55528.1155 | 55528.1155 | 55528.1155 | 55528.1155 | 55528.1155 | 55528.1155 | 55528.1155 | 55528.1155 | 55528.1155 | 55528.1155 | 55528.1155 | 55528.1155 | 55528.1155 | 55528.1155 | 55528.1155 | 55528.1155 | 55528.1155 | 55528.1155 | 55528.1155 | 55528.1155 | 55528.1155 | 55528.1155 | 55528.1155 | 55528.1155 | 55528.1155 | 55528.1155 | 55528.1155 | 55528.1155 | 55528.1155 | 55528.1155 | 55528.1155 | 55528.1155 | 55528.1155 | 55528.1155 | 55528.1155 | 55528.1155 | 55528.1155 | 55528.1155 | 55528.1155 | 55528.1155 | 55528.1155 | 55528.1155 | 55528.1155 | 55528.1155 | 55528.1155 | 55528.1155 | 55528.1155 | 55528.1155 | 55528.1155 | 55528.1155 | 55528.1155 | 55528.1155 | 55528.1155 | 55528.1155 | 55528.1155 | 55528.1155 | 55528.1155 | 55528.1155 | 55528.1155 | 55528.1155 | 55528.1155 | 55528.1155 | 55528.1155 | 55528.1155 | 55528.1155 | 55528.1155 | 55528.1155 | 55528.1155 | 55528.1155 | 55528.1155 | 55528.1155 | 55528.1155 | 55528.1155 | 55528.1155 | 55528.1155 | 55528.1155 | 55528.1155 | 55528.1155 | 55528.1155 | 55528.1155 | 55528.1155 | 55528.1155 | 55528.1155 | 55528.1155 | 55528.1155 | 55528.1155 | 55528.1155 | 55528.1155 | 55528.1155 | 55528.1155 | 55528.1155 | 55528.1155 | 55528.1155 | 55528.1155 | 55528.1155 | 55528.1155 | 55528.1155 | 55528.1155 | 55528.1155 | 55528.1155 | 55528.1155 | 55528.1155 | 55528.1155 | 55528.1155 | 55528.1155 | 55528.1155 | 55528.1155 | 55528.1155 | 55528.1155 | 55528.1155 | 55528.1155 | 55528.1155 | 55528.1155 | 55528.1155 | 55528.1155 | 55528.1155 | 55528.1155 | 55528.1155 | 55528.1155 | 55528.1155 | 55528.1155 | 55528.1155 | 55528.1155 | 55528.1155 | 55528.1155 | 55528.1155 | 55528.1155 | 55528.1155 | 55528.1155 | 55528.1155 | 55528.1155 | 55528.1155 | 55528.1155 | 55528.1155 | 55528.1155 | 55528.1155 | 55528.1155 | 55528.1155 | 55528.1155 | 55528.1155 | 55528.1155 | 55528.1155 | 55528.1155 | 55528.1155 | 55528.1155 | 55528.1155 | 55528.1155 | 55528.1155 | 55528.1155 | 55528.1155 | 55528.1155 | 55528.1155 | 55528.1155 | 55528.1155 | 55528.1155 | 55528.1155 | 55528.1155 | 55528.1155 | 55528.1155 | 55528.1155 | 55528.1155 | 55528.1155 | 55528.1155 | 55528.1155 | 55528.1155 | 55528.1155 | 55528.1155 | 55528.1155 | 55528.1155 | 55528.1155 | 55528.1155 | 55528.1155 | 55528.1155 | 55528.1155
hydrogen combustion turbine | 0 | 0 | 0 | 0 | 0 | 0 | 0 | 0 | 0 | 0 | 0 | 0 | 0 | 0 | 0 | 0 | 0 | 0 | 0 | 0 | 0 | 0 | 0 | 0 | 0 | 0 | 0 | 0 | 0 | 0 | 0 | 0 | 0 | 0 | 0 | 0 | 0 | 0 | 0 | 0 | 0 | 0 | 0 | 0 | 0 | 0 | 0 | 0 | 0 | 0 | 0 | 0 | 0 | 0 | 0 | 0 | 0 | 0 | 0 | 0 | 0 | 0 | 0 | 0 | 0 | 0 | 0 | 0 | 0 | 0 | 0 | 0 | 0 | 0 | 0 | 0 | 0 | 0 | 0 | 0 | 0 | 0 | 0 | 0 | 0 | 0 | 0 | 0 | 0 | 0 | 0 | 0 | 0 | 0 | 0 | 0 | 0 | 0 | 0 | 0 | 0 | 0 | 0 | 0 | 0 | 0 | 0 | 0 | 0 | 0 | 0 | 0 | 0 | 0 | 0 | 0 | 0 | 0 | 0 | 0 | 0 | 0 | 0 | 0 | 0 | 0 | 0 | 0 | 0 | 0 | 0 | 0 | 0 | 0 | 0 | 0 | 0 | 0 | 0 | 0 | 0 | 0 | 0 | 0 | 0 | 0 | 0 | 0 | 0 | 0 | 0 | 0 | 0 | 0 | 0 | 0 | 0 | 0 | 0 | 0 | 0 | 0 | 0 | 0 | 0 | 0 | 0 | 0 | 0 | 0 | 0 | 0 | 0 | 0 | 0 | 0 | 0 | 0 | 0 | 0 | 0 | 0 | 0 | 0 | 0 | 0 | 0 | 0 | 0 | 0 | 0 | 0 | 0 | 0 | 0 | 0 | 0 | 0 | 0 | 0 | 0 | 0 | 0 | 0 | 0 | 0 | 0 | 0 | 0 | 0
hydrogen combined cycle | 0 | 0 | 0 | 0 | 0 | 0 | 0 | 0 | 0 | 0 | 0 | 0 | 0 | 0 | 0 | 0 | 0 | 0 | 0 | 0 | 0 | 0 | 0 | 0 | 0 | 0 | 0 | 0 | 0 | 0 | 0 | 0 | 0 | 0 | 0 | 0 | 0 | 0 | 0 | 0 | 0 | 0 | 0 | 0 | 0 | 0 | 0 | 0 | 0 | 0 | 0 | 0 | 0 | 0 | 0 | 0 | 0 | 0 | 0 | 0 | 0 | 0 | 0 | 0 | 0 | 0 | 0 | 0 | 0 | 0 | 0 | 0 | 0 | 0 | 0 | 0 | 0 | 0 | 0 | 0 | 0 | 0 | 0 | 0 | 0 | 0 | 0 | 0 | 0 | 0 | 0 | 0 | 0 | 0 | 0 | 0 | 0 | 0 | 0 | 0 | 0 | 0 | 0 | 0 | 0 | 0 | 0 | 0 | 0 | 0 | 0 | 0 | 0 | 0 | 0 | 0 | 0 | 0 | 0 | 0 | 0 | 0 | 0 | 0 | 0 | 0 | 0 | 0 | 0 | 0 | 0 | 0 | 0 | 0 | 0 | 0 | 0 | 0 | 0 | 0 | 0 | 0 | 0 | 0 | 0 | 0 | 0 | 0 | 0 | 0 | 0 | 0 | 0 | 0 | 0 | 0 | 0 | 0 | 0 | 0 | 0 | 0 | 0 | 0 | 0 | 0 | 0 | 0 | 0 | 0 | 0 | 0 | 0 | 0 | 0 | 0 | 0 | 0 | 0 | 0 | 0 | 0 | 0 | 0 | 0 | 0 | 0 | 0 | 0 | 0 | 0 | 0 | 0 | 0 | 0 | 0 | 0 | 0 | 0 | 0 | 0 | 0 | 0 | 0 | 0 | 0 | 0 | 0 | 0 | 0

## CCaMC-AFOaMCpUC
Fixed O&M ($/MW) | Vintage1891 | Vintage1892 | Vintage1893 | Vintage1894 | Vintage1895 | Vintage1896 | Vintage1897 | Vintage1898 | Vintage1899 | Vintage1900 | Vintage1901 | Vintage1902 | Vintage1903 | Vintage1904 | Vintage1905 | Vintage1906 | Vintage1907 | Vintage1908 | Vintage1909 | Vintage1910 | Vintage1911 | Vintage1912 | Vintage1913 | Vintage1914 | Vintage1915 | Vintage1916 | Vintage1917 | Vintage1918 | Vintage1919 | Vintage1920 | Vintage1921 | Vintage1922 | Vintage1923 | Vintage1924 | Vintage1925 | Vintage1926 | Vintage1927 | Vintage1928 | Vintage1929 | Vintage1930 | Vintage1931 | Vintage1932 | Vintage1933 | Vintage1934 | Vintage1935 | Vintage1936 | Vintage1937 | Vintage1938 | Vintage1939 | Vintage1940 | Vintage1941 | Vintage1942 | Vintage1943 | Vintage1944 | Vintage1945 | Vintage1946 | Vintage1947 | Vintage1948 | Vintage1949 | Vintage1950 | Vintage1951 | Vintage1952 | Vintage1953 | Vintage1954 | Vintage1955 | Vintage1956 | Vintage1957 | Vintage1958 | Vintage1959 | Vintage1960 | Vintage1961 | Vintage1962 | Vintage1963 | Vintage1964 | Vintage1965 | Vintage1966 | Vintage1967 | Vintage1968 | Vintage1969 | Vintage1970 | Vintage1971 | Vintage1972 | Vintage1973 | Vintage1974 | Vintage1975 | Vintage1976 | Vintage1977 | Vintage1978 | Vintage1979 | Vintage1980 | Vintage1981 | Vintage1982 | Vintage1983 | Vintage1984 | Vintage1985 | Vintage1986 | Vintage1987 | Vintage1988 | Vintage1989 | Vintage1990 | Vintage1991 | Vintage1992 | Vintage1993 | Vintage1994 | Vintage1995 | Vintage1996 | Vintage1997 | Vintage1998 | Vintage1999 | Vintage2000 | Vintage2001 | Vintage2002 | Vintage2003 | Vintage2004 | Vintage2005 | Vintage2006 | Vintage2007 | Vintage2008 | Vintage2009 | Vintage2010 | Vintage2011 | Vintage2012 | Vintage2013 | Vintage2014 | Vintage2015 | Vintage2016 | Vintage2017 | Vintage2018 | Vintage2019 | Vintage2020 | Vintage2021 | Vintage2022 | Vintage2023 | Vintage2024 | Vintage2025 | Vintage2026 | Vintage2027 | Vintage2028 | Vintage2029 | Vintage2030 | Vintage2031 | Vintage2032 | Vintage2033 | Vintage2034 | Vintage2035 | Vintage2036 | Vintage2037 | Vintage2038 | Vintage2039 | Vintage2040 | Vintage2041 | Vintage2042 | Vintage2043 | Vintage2044 | Vintage2045 | Vintage2046 | Vintage2047 | Vintage2048 | Vintage2049 | Vintage2050 | Vintage2051 | Vintage2052 | Vintage2053 | Vintage2054 | Vintage2055 | Vintage2056 | Vintage2057 | Vintage2058 | Vintage2059 | Vintage2060 | Vintage2061 | Vintage2062 | Vintage2063 | Vintage2064 | Vintage2065 | Vintage2066 | Vintage2067 | Vintage2068 | Vintage2069 | Vintage2070 | Vintage2071 | Vintage2072 | Vintage2073 | Vintage2074 | Vintage2075 | Vintage2076 | Vintage2077 | Vintage2078 | Vintage2079 | Vintage2080 | Vintage2081 | Vintage2082 | Vintage2083 | Vintage2084 | Vintage2085 | Vintage2086 | Vintage2087 | Vintage2088 | Vintage2089 | Vintage2090 | Vintage2091 | Vintage2092 | Vintage2093 | Vintage2094 | Vintage2095 | Vintage2096 | Vintage2097 | Vintage2098 | Vintage2099 | Vintage2100
hard coal | 56505.0598 | 62002.388 | 62002.388 | 62002.388 | 62002.388 | 62002.388 | 62002.388 | 62002.388 | 62002.388 | 62002.388 | 62002.388 | 62002.388 | 62002.388 | 62002.388 | 62002.388 | 62002.388 | 62002.388 | 62002.388 | 62002.388 | 62002.388 | 62002.388 | 62002.388 | 62002.388 | 62002.388 | 62002.388 | 62002.388 | 62002.388 | 62002.388 | 62002.388 | 62002.388 | 62002.388 | 62002.388 | 62002.388 | 62002.388 | 62002.388 | 62002.388 | 62002.388 | 62002.388 | 62002.388 | 62002.388 | 62002.388 | 62002.388 | 62002.388 | 62002.388 | 62002.388 | 62002.388 | 62002.388 | 62002.388 | 62002.388 | 62002.388 | 62002.388 | 62002.388 | 62002.388 | 62002.388 | 62002.388 | 62002.388 | 62002.388 | 62002.388 | 62002.388 | 62002.388 | 62002.388 | 62002.388 | 62002.388 | 62002.388 | 62002.388 | 62002.388 | 62002.388 | 62002.388 | 62002.388 | 62002.388 | 62002.388 | 62002.388 | 62002.388 | 62002.388 | 62002.388 | 62002.388 | 62002.388 | 62002.388 | 62002.388 | 62002.388 | 62002.388 | 62002.388 | 62002.388 | 62002.388 | 62002.388 | 62002.388 | 62002.388 | 62002.388 | 62002.388 | 62002.388 | 62002.388 | 62002.388 | 62002.388 | 62002.388 | 62002.388 | 62002.388 | 62002.388 | 62002.388 | 62002.388 | 62002.388 | 62002.388 | 62002.388 | 62002.388 | 62002.388 | 62002.388 | 62002.388 | 62002.388 | 62002.388 | 62002.388 | 62002.388 | 62002.388 | 62002.388 | 62002.388 | 62002.388 | 62002.388 | 62002.388 | 62002.388 | 62002.388 | 62002.388 | 62002.388 | 62002.388 | 62002.388 | 62002.388 | 62002.388 | 62002.388 | 62002.388 | 62002.388 | 62002.388 | 62002.388 | 62002.388 | 62002.388 | 62002.388 | 62002.388 | 62002.388 | 62002.388 | 62002.388 | 62002.388 | 62002.388 | 62002.388 | 62002.388 | 62002.388 | 62002.388 | 62002.388 | 62002.388 | 62002.388 | 62002.388 | 62002.388 | 62002.388 | 62002.388 | 62002.388 | 62002.388 | 62002.388 | 62002.388 | 62002.388 | 62002.388 | 62002.388 | 62002.388 | 62002.388 | 62002.388 | 62002.388 | 62002.388 | 62002.388 | 62002.388 | 62002.388 | 62002.388 | 62002.388 | 62002.388 | 62002.388 | 62002.388 | 62002.388 | 62002.388 | 62002.388 | 62002.388 | 62002.388 | 62002.388 | 62002.388 | 62002.388 | 62002.388 | 62002.388 | 62002.388 | 62002.388 | 62002.388 | 62002.388 | 62002.388 | 62002.388 | 62002.388 | 62002.388 | 62002.388 | 62002.388 | 62002.388 | 62002.388 | 62002.388 | 62002.388 | 62002.388 | 62002.388 | 62002.388 | 62002.388 | 62002.388 | 62002.388 | 62002.388 | 62002.388 | 62002.388 | 62002.388 | 62002.388 | 62002.388 | 62002.388 | 62002.388 | 62002.388 | 62002.388 | 62002.388
natural gas steam turbine | 37151.9959 | 40766.4814 | 40766.4814 | 40766.4814 | 40766.4814 | 40766.4814 | 40766.4814 | 40766.4814 | 40766.4814 | 40766.4814 | 40766.4814 | 40766.4814 | 40766.4814 | 40766.4814 | 40766.4814 | 40766.4814 | 40766.4814 | 40766.4814 | 40766.4814 | 40766.4814 | 40766.4814 | 40766.4814 | 40766.4814 | 40766.4814 | 40766.4814 | 40766.4814 | 40766.4814 | 40766.4814 | 40766.4814 | 40766.4814 | 40766.4814 | 40766.4814 | 40766.4814 | 40766.4814 | 40766.4814 | 40766.4814 | 40766.4814 | 40766.4814 | 40766.4814 | 40766.4814 | 40766.4814 | 40766.4814 | 40766.4814 | 40766.4814 | 40766.4814 | 40766.4814 | 40766.4814 | 40766.4814 | 40766.4814 | 40766.4814 | 40766.4814 | 40766.4814 | 40766.4814 | 40766.4814 | 40766.4814 | 40766.4814 | 40766.4814 | 40766.4814 | 40766.4814 | 40766.4814 | 40766.4814 | 40766.4814 | 40766.4814 | 40766.4814 | 40766.4814 | 40766.4814 | 40766.4814 | 40766.4814 | 40766.4814 | 40766.4814 | 40766.4814 | 40766.4814 | 40766.4814 | 40766.4814 | 40766.4814 | 40766.4814 | 40766.4814 | 40766.4814 | 40766.4814 | 40766.4814 | 40766.4814 | 40766.4814 | 40766.4814 | 40766.4814 | 40766.4814 | 40766.4814 | 40766.4814 | 40766.4814 | 40766.4814 | 40766.4814 | 40766.4814 | 40766.4814 | 40766.4814 | 40766.4814 | 40766.4814 | 40766.4814 | 40766.4814 | 40766.4814 | 40766.4814 | 40766.4814 | 40766.4814 | 40766.4814 | 40766.4814 | 40766.4814 | 40766.4814 | 40766.4814 | 40766.4814 | 40766.4814 | 40766.4814 | 40766.4814 | 40766.4814 | 40766.4814 | 40766.4814 | 40766.4814 | 40766.4814 | 40766.4814 | 40766.4814 | 40766.4814 | 40766.4814 | 40766.4814 | 40766.4814 | 40766.4814 | 40766.4814 | 40766.4814 | 40766.4814 | 40766.4814 | 40766.4814 | 40766.4814 | 40766.4814 | 40766.4814 | 40766.4814 | 40766.4814 | 40766.4814 | 40766.4814 | 40766.4814 | 40766.4814 | 40766.4814 | 40766.4814 | 40766.4814 | 40766.4814 | 40766.4814 | 40766.4814 | 40766.4814 | 40766.4814 | 40766.4814 | 40766.4814 | 40766.4814 | 40766.4814 | 40766.4814 | 40766.4814 | 40766.4814 | 40766.4814 | 40766.4814 | 40766.4814 | 40766.4814 | 40766.4814 | 40766.4814 | 40766.4814 | 40766.4814 | 40766.4814 | 40766.4814 | 40766.4814 | 40766.4814 | 40766.4814 | 40766.4814 | 40766.4814 | 40766.4814 | 40766.4814 | 40766.4814 | 40766.4814 | 40766.4814 | 40766.4814 | 40766.4814 | 40766.4814 | 40766.4814 | 40766.4814 | 40766.4814 | 40766.4814 | 40766.4814 | 40766.4814 | 40766.4814 | 40766.4814 | 40766.4814 | 40766.4814 | 40766.4814 | 40766.4814 | 40766.4814 | 40766.4814 | 40766.4814 | 40766.4814 | 40766.4814 | 40766.4814 | 40766.4814 | 40766.4814 | 40766.4814 | 40766.4814 | 40766.4814 | 40766.4814 | 40766.4814 | 40766.4814 | 40766.4814 | 40766.4814 | 40766.4814 | 40766.4814 | 40766.4814 | 40766.4814 | 40766.4814 | 40766.4814 | 40766.4814 | 40766.4814
natural gas combined cycle | 37151.9959 | 40766.4814 | 40766.4814 | 40766.4814 | 40766.4814 | 40766.4814 | 40766.4814 | 40766.4814 | 40766.4814 | 40766.4814 | 40766.4814 | 40766.4814 | 40766.4814 | 40766.4814 | 40766.4814 | 40766.4814 | 40766.4814 | 40766.4814 | 40766.4814 | 40766.4814 | 40766.4814 | 40766.4814 | 40766.4814 | 40766.4814 | 40766.4814 | 40766.4814 | 40766.4814 | 40766.4814 | 40766.4814 | 40766.4814 | 40766.4814 | 40766.4814 | 40766.4814 | 40766.4814 | 40766.4814 | 40766.4814 | 40766.4814 | 40766.4814 | 40766.4814 | 40766.4814 | 40766.4814 | 40766.4814 | 40766.4814 | 40766.4814 | 40766.4814 | 40766.4814 | 40766.4814 | 40766.4814 | 40766.4814 | 40766.4814 | 40766.4814 | 40766.4814 | 40766.4814 | 40766.4814 | 40766.4814 | 40766.4814 | 40766.4814 | 40766.4814 | 40766.4814 | 40766.4814 | 40766.4814 | 40766.4814 | 40766.4814 | 40766.4814 | 40766.4814 | 40766.4814 | 40766.4814 | 40766.4814 | 40766.4814 | 40766.4814 | 40766.4814 | 40766.4814 | 40766.4814 | 40766.4814 | 40766.4814 | 40766.4814 | 40766.4814 | 40766.4814 | 40766.4814 | 40766.4814 | 40766.4814 | 40766.4814 | 40766.4814 | 40766.4814 | 40766.4814 | 40766.4814 | 40766.4814 | 40766.4814 | 40766.4814 | 40766.4814 | 40766.4814 | 40766.4814 | 40766.4814 | 40766.4814 | 40766.4814 | 40766.4814 | 40766.4814 | 40766.4814 | 40766.4814 | 40766.4814 | 40766.4814 | 40766.4814 | 40766.4814 | 40766.4814 | 40766.4814 | 40766.4814 | 40766.4814 | 40766.4814 | 40766.4814 | 40766.4814 | 40766.4814 | 40766.4814 | 40766.4814 | 40766.4814 | 40766.4814 | 40766.4814 | 40766.4814 | 40766.4814 | 40766.4814 | 40766.4814 | 40766.4814 | 40766.4814 | 40766.4814 | 40766.4814 | 40766.4814 | 40766.4814 | 40766.4814 | 40766.4814 | 40766.4814 | 40766.4814 | 40766.4814 | 40766.4814 | 40766.4814 | 40766.4814 | 40766.4814 | 40766.4814 | 40766.4814 | 40766.4814 | 40766.4814 | 40766.4814 | 40766.4814 | 40766.4814 | 40766.4814 | 40766.4814 | 40766.4814 | 40766.4814 | 40766.4814 | 40766.4814 | 40766.4814 | 40766.4814 | 40766.4814 | 40766.4814 | 40766.4814 | 40766.4814 | 40766.4814 | 40766.4814 | 40766.4814 | 40766.4814 | 40766.4814 | 40766.4814 | 40766.4814 | 40766.4814 | 40766.4814 | 40766.4814 | 40766.4814 | 40766.4814 | 40766.4814 | 40766.4814 | 40766.4814 | 40766.4814 | 40766.4814 | 40766.4814 | 40766.4814 | 40766.4814 | 40766.4814 | 40766.4814 | 40766.4814 | 40766.4814 | 40766.4814 | 40766.4814 | 40766.4814 | 40766.4814 | 40766.4814 | 40766.4814 | 40766.4814 | 40766.4814 | 40766.4814 | 40766.4814 | 40766.4814 | 40766.4814 | 40766.4814 | 40766.4814 | 40766.4814 | 40766.4814 | 40766.4814 | 40766.4814 | 40766.4814 | 40766.4814 | 40766.4814 | 40766.4814 | 40766.4814 | 40766.4814 | 40766.4814 | 40766.4814 | 40766.4814 | 40766.4814 | 40766.4814 | 40766.4814 | 40766.4814 | 40766.4814
nuclear | 141484.6682 | 155249.5888 | 155249.5888 | 155249.5888 | 155249.5888 | 155249.5888 | 155249.5888 | 155249.5888 | 155249.5888 | 155249.5888 | 155249.5888 | 155249.5888 | 155249.5888 | 155249.5888 | 155249.5888 | 155249.5888 | 155249.5888 | 155249.5888 | 155249.5888 | 155249.5888 | 155249.5888 | 155249.5888 | 155249.5888 | 155249.5888 | 155249.5888 | 155249.5888 | 155249.5888 | 155249.5888 | 155249.5888 | 155249.5888 | 155249.5888 | 155249.5888 | 155249.5888 | 155249.5888 | 155249.5888 | 155249.5888 | 155249.5888 | 155249.5888 | 155249.5888 | 155249.5888 | 155249.5888 | 155249.5888 | 155249.5888 | 155249.5888 | 155249.5888 | 155249.5888 | 155249.5888 | 155249.5888 | 155249.5888 | 155249.5888 | 155249.5888 | 155249.5888 | 155249.5888 | 155249.5888 | 155249.5888 | 155249.5888 | 155249.5888 | 155249.5888 | 155249.5888 | 155249.5888 | 155249.5888 | 155249.5888 | 155249.5888 | 155249.5888 | 155249.5888 | 155249.5888 | 155249.5888 | 155249.5888 | 155249.5888 | 155249.5888 | 155249.5888 | 155249.5888 | 155249.5888 | 155249.5888 | 155249.5888 | 155249.5888 | 155249.5888 | 155249.5888 | 155249.5888 | 155249.5888 | 155249.5888 | 155249.5888 | 155249.5888 | 155249.5888 | 155249.5888 | 155249.5888 | 155249.5888 | 155249.5888 | 155249.5888 | 155249.5888 | 155249.5888 | 155249.5888 | 155249.5888 | 155249.5888 | 155249.5888 | 155249.5888 | 155249.5888 | 155249.5888 | 155249.5888 | 155249.5888 | 155249.5888 | 155249.5888 | 155249.5888 | 155249.5888 | 155249.5888 | 155249.5888 | 155249.5888 | 155249.5888 | 155249.5888 | 155249.5888 | 155249.5888 | 155249.5888 | 155249.5888 | 155249.5888 | 155249.5888 | 155249.5888 | 155249.5888 | 155249.5888 | 155249.5888 | 155249.5888 | 155249.5888 | 155249.5888 | 155249.5888 | 155249.5888 | 155249.5888 | 155249.5888 | 155249.5888 | 155249.5888 | 155249.5888 | 155249.5888 | 155249.5888 | 155249.5888 | 155249.5888 | 155249.5888 | 155249.5888 | 155249.5888 | 155249.5888 | 155249.5888 | 155249.5888 | 155249.5888 | 155249.5888 | 155249.5888 | 155249.5888 | 155249.5888 | 155249.5888 | 155249.5888 | 155249.5888 | 155249.5888 | 155249.5888 | 155249.5888 | 155249.5888 | 155249.5888 | 155249.5888 | 155249.5888 | 155249.5888 | 155249.5888 | 155249.5888 | 155249.5888 | 155249.5888 | 155249.5888 | 155249.5888 | 155249.5888 | 155249.5888 | 155249.5888 | 155249.5888 | 155249.5888 | 155249.5888 | 155249.5888 | 155249.5888 | 155249.5888 | 155249.5888 | 155249.5888 | 155249.5888 | 155249.5888 | 155249.5888 | 155249.5888 | 155249.5888 | 155249.5888 | 155249.5888 | 155249.5888 | 155249.5888 | 155249.5888 | 155249.5888 | 155249.5888 | 155249.5888 | 155249.5888 | 155249.5888 | 155249.5888 | 155249.5888 | 155249.5888 | 155249.5888 | 155249.5888 | 155249.5888 | 155249.5888 | 155249.5888 | 155249.5888 | 155249.5888 | 155249.5888 | 155249.5888 | 155249.5888 | 155249.5888 | 155249.5888 | 155249.5888 | 155249.5888 | 155249.5888 | 155249.5888 | 155249.5888 | 155249.5888 | 155249.5888 | 155249.5888
hydro | 16314.1089 | 16314.1089 | 16314.1089 | 16314.1089 | 16314.1089 | 16314.1089 | 16314.1089 | 16314.1089 | 16314.1089 | 16314.1089 | 16314.1089 | 16314.1089 | 16314.1089 | 16314.1089 | 16314.1089 | 16314.1089 | 16314.1089 | 16314.1089 | 16314.1089 | 16314.1089 | 16314.1089 | 16314.1089 | 16314.1089 | 16314.1089 | 16314.1089 | 16314.1089 | 16314.1089 | 16314.1089 | 16314.1089 | 16314.1089 | 16314.1089 | 16314.1089 | 16314.1089 | 16314.1089 | 16314.1089 | 16314.1089 | 16314.1089 | 16314.1089 | 16314.1089 | 16314.1089 | 16314.1089 | 16314.1089 | 16314.1089 | 16314.1089 | 16314.1089 | 16314.1089 | 16314.1089 | 16314.1089 | 16314.1089 | 16314.1089 | 16314.1089 | 16314.1089 | 16314.1089 | 16314.1089 | 16314.1089 | 16314.1089 | 16314.1089 | 16314.1089 | 16314.1089 | 16314.1089 | 16314.1089 | 16314.1089 | 16314.1089 | 16314.1089 | 16314.1089 | 16314.1089 | 16314.1089 | 16314.1089 | 16314.1089 | 16314.1089 | 16314.1089 | 16314.1089 | 16314.1089 | 16314.1089 | 16314.1089 | 16314.1089 | 16314.1089 | 16314.1089 | 16314.1089 | 16314.1089 | 16314.1089 | 16314.1089 | 16314.1089 | 16314.1089 | 16314.1089 | 16314.1089 | 16314.1089 | 16314.1089 | 16314.1089 | 16314.1089 | 16314.1089 | 16314.1089 | 16314.1089 | 16314.1089 | 16314.1089 | 16314.1089 | 16314.1089 | 16314.1089 | 16314.1089 | 16314.1089 | 16314.1089 | 16314.1089 | 16314.1089 | 16314.1089 | 16314.1089 | 16314.1089 | 16314.1089 | 16314.1089 | 16314.1089 | 16314.1089 | 16314.1089 | 16314.1089 | 16314.1089 | 16314.1089 | 16314.1089 | 16314.1089 | 16314.1089 | 16314.1089 | 16314.1089 | 16314.1089 | 16314.1089 | 16314.1089 | 16314.1089 | 16314.1089 | 16314.1089 | 16314.1089 | 16314.1089 | 16314.1089 | 16314.1089 | 16314.1089 | 16314.1089 | 16314.1089 | 16314.1089 | 16314.1089 | 16314.1089 | 16314.1089 | 16314.1089 | 16314.1089 | 16314.1089 | 16314.1089 | 16314.1089 | 16314.1089 | 16314.1089 | 16314.1089 | 16314.1089 | 16314.1089 | 16314.1089 | 16314.1089 | 16314.1089 | 16314.1089 | 16314.1089 | 16314.1089 | 16314.1089 | 16314.1089 | 16314.1089 | 16314.1089 | 16314.1089 | 16314.1089 | 16314.1089 | 16314.1089 | 16314.1089 | 16314.1089 | 16314.1089 | 16314.1089 | 16314.1089 | 16314.1089 | 16314.1089 | 16314.1089 | 16314.1089 | 16314.1089 | 16314.1089 | 16314.1089 | 16314.1089 | 16314.1089 | 16314.1089 | 16314.1089 | 16314.1089 | 16314.1089 | 16314.1089 | 16314.1089 | 16314.1089 | 16314.1089 | 16314.1089 | 16314.1089 | 16314.1089 | 16314.1089 | 16314.1089 | 16314.1089 | 16314.1089 | 16314.1089 | 16314.1089 | 16314.1089 | 16314.1089 | 16314.1089 | 16314.1089 | 16314.1089 | 16314.1089 | 16314.1089 | 16314.1089 | 16314.1089 | 16314.1089 | 16314.1089 | 16314.1089 | 16314.1089 | 16314.1089 | 16314.1089 | 16314.1089 | 16314.1089 | 16314.1089 | 16314.1089
onshore wind | 43246.8853 | 47454.3373 | 47454.3373 | 47454.3373 | 47454.3373 | 47454.3373 | 47454.3373 | 47454.3373 | 47454.3373 | 47454.3373 | 47454.3373 | 47454.3373 | 47454.3373 | 47454.3373 | 47454.3373 | 47454.3373 | 47454.3373 | 47454.3373 | 47454.3373 | 47454.3373 | 47454.3373 | 47454.3373 | 47454.3373 | 47454.3373 | 47454.3373 | 47454.3373 | 47454.3373 | 47454.3373 | 47454.3373 | 47454.3373 | 47454.3373 | 47454.3373 | 47454.3373 | 47454.3373 | 47454.3373 | 47454.3373 | 47454.3373 | 47454.3373 | 47454.3373 | 47454.3373 | 47454.3373 | 47454.3373 | 47454.3373 | 47454.3373 | 47454.3373 | 47454.3373 | 47454.3373 | 47454.3373 | 47454.3373 | 47454.3373 | 47454.3373 | 47454.3373 | 47454.3373 | 47454.3373 | 47454.3373 | 47454.3373 | 47454.3373 | 47454.3373 | 47454.3373 | 47454.3373 | 47454.3373 | 47454.3373 | 47454.3373 | 47454.3373 | 47454.3373 | 47454.3373 | 47454.3373 | 47454.3373 | 47454.3373 | 47454.3373 | 47454.3373 | 47454.3373 | 47454.3373 | 47454.3373 | 47454.3373 | 47454.3373 | 47454.3373 | 47454.3373 | 47454.3373 | 47454.3373 | 47454.3373 | 47454.3373 | 47454.3373 | 47454.3373 | 47454.3373 | 47454.3373 | 47454.3373 | 47454.3373 | 47454.3373 | 47454.3373 | 47454.3373 | 47454.3373 | 47454.3373 | 47454.3373 | 47454.3373 | 47454.3373 | 47454.3373 | 47454.3373 | 47454.3373 | 47454.3373 | 47454.3373 | 47454.3373 | 47454.3373 | 47454.3373 | 47454.3373 | 47454.3373 | 47454.3373 | 47454.3373 | 47454.3373 | 47454.3373 | 47454.3373 | 47454.3373 | 47454.3373 | 47454.3373 | 47454.3373 | 47454.3373 | 47454.3373 | 47454.3373 | 47454.3373 | 47454.3373 | 47454.3373 | 47454.3373 | 47454.3373 | 47454.3373 | 47454.3373 | 47454.3373 | 47454.3373 | 47454.3373 | 47454.3373 | 47454.3373 | 47454.3373 | 47454.3373 | 47454.3373 | 47454.3373 | 47454.3373 | 47454.3373 | 47454.3373 | 47454.3373 | 47454.3373 | 47454.3373 | 47454.3373 | 47454.3373 | 47454.3373 | 47454.3373 | 47454.3373 | 47454.3373 | 47454.3373 | 47454.3373 | 47454.3373 | 47454.3373 | 47454.3373 | 47454.3373 | 47454.3373 | 47454.3373 | 47454.3373 | 47454.3373 | 47454.3373 | 47454.3373 | 47454.3373 | 47454.3373 | 47454.3373 | 47454.3373 | 47454.3373 | 47454.3373 | 47454.3373 | 47454.3373 | 47454.3373 | 47454.3373 | 47454.3373 | 47454.3373 | 47454.3373 | 47454.3373 | 47454.3373 | 47454.3373 | 47454.3373 | 47454.3373 | 47454.3373 | 47454.3373 | 47454.3373 | 47454.3373 | 47454.3373 | 47454.3373 | 47454.3373 | 47454.3373 | 47454.3373 | 47454.3373 | 47454.3373 | 47454.3373 | 47454.3373 | 47454.3373 | 47454.3373 | 47454.3373 | 47454.3373 | 47454.3373 | 47454.3373 | 47454.3373 | 47454.3373 | 47454.3373 | 47454.3373 | 47454.3373 | 47454.3373 | 47454.3373 | 47454.3373 | 47454.3373 | 47454.3373 | 47454.3373 | 47454.3373 | 47454.3373 | 47454.3373 | 47454.3373
solar PV | 21078.905 | 23129.6534 | 23129.6534 | 23129.6534 | 23129.6534 | 23129.6534 | 23129.6534 | 23129.6534 | 23129.6534 | 23129.6534 | 23129.6534 | 23129.6534 | 23129.6534 | 23129.6534 | 23129.6534 | 23129.6534 | 23129.6534 | 23129.6534 | 23129.6534 | 23129.6534 | 23129.6534 | 23129.6534 | 23129.6534 | 23129.6534 | 23129.6534 | 23129.6534 | 23129.6534 | 23129.6534 | 23129.6534 | 23129.6534 | 23129.6534 | 23129.6534 | 23129.6534 | 23129.6534 | 23129.6534 | 23129.6534 | 23129.6534 | 23129.6534 | 23129.6534 | 23129.6534 | 23129.6534 | 23129.6534 | 23129.6534 | 23129.6534 | 23129.6534 | 23129.6534 | 23129.6534 | 23129.6534 | 23129.6534 | 23129.6534 | 23129.6534 | 23129.6534 | 23129.6534 | 23129.6534 | 23129.6534 | 23129.6534 | 23129.6534 | 23129.6534 | 23129.6534 | 23129.6534 | 23129.6534 | 23129.6534 | 23129.6534 | 23129.6534 | 23129.6534 | 23129.6534 | 23129.6534 | 23129.6534 | 23129.6534 | 23129.6534 | 23129.6534 | 23129.6534 | 23129.6534 | 23129.6534 | 23129.6534 | 23129.6534 | 23129.6534 | 23129.6534 | 23129.6534 | 23129.6534 | 23129.6534 | 23129.6534 | 23129.6534 | 23129.6534 | 23129.6534 | 23129.6534 | 23129.6534 | 23129.6534 | 23129.6534 | 23129.6534 | 23129.6534 | 23129.6534 | 23129.6534 | 23129.6534 | 23129.6534 | 23129.6534 | 23129.6534 | 23129.6534 | 23129.6534 | 23129.6534 | 23129.6534 | 23129.6534 | 23129.6534 | 23129.6534 | 23129.6534 | 23129.6534 | 23129.6534 | 23129.6534 | 23129.6534 | 23129.6534 | 23129.6534 | 23129.6534 | 23129.6534 | 23129.6534 | 23129.6534 | 23129.6534 | 23129.6534 | 23129.6534 | 23129.6534 | 23129.6534 | 23129.6534 | 23129.6534 | 23129.6534 | 23129.6534 | 23129.6534 | 23129.6534 | 23129.6534 | 23129.6534 | 23129.6534 | 23129.6534 | 23129.6534 | 23129.6534 | 23129.6534 | 23129.6534 | 23129.6534 | 23129.6534 | 23129.6534 | 23129.6534 | 23129.6534 | 23129.6534 | 23129.6534 | 23129.6534 | 23129.6534 | 23129.6534 | 23129.6534 | 23129.6534 | 23129.6534 | 23129.6534 | 23129.6534 | 23129.6534 | 23129.6534 | 23129.6534 | 23129.6534 | 23129.6534 | 23129.6534 | 23129.6534 | 23129.6534 | 23129.6534 | 23129.6534 | 23129.6534 | 23129.6534 | 23129.6534 | 23129.6534 | 23129.6534 | 23129.6534 | 23129.6534 | 23129.6534 | 23129.6534 | 23129.6534 | 23129.6534 | 23129.6534 | 23129.6534 | 23129.6534 | 23129.6534 | 23129.6534 | 23129.6534 | 23129.6534 | 23129.6534 | 23129.6534 | 23129.6534 | 23129.6534 | 23129.6534 | 23129.6534 | 23129.6534 | 23129.6534 | 23129.6534 | 23129.6534 | 23129.6534 | 23129.6534 | 23129.6534 | 23129.6534 | 23129.6534 | 23129.6534 | 23129.6534 | 23129.6534 | 23129.6534 | 23129.6534 | 23129.6534 | 23129.6534 | 23129.6534 | 23129.6534 | 23129.6534 | 23129.6534 | 23129.6534 | 23129.6534 | 23129.6534 | 23129.6534 | 23129.6534 | 23129.6534 | 23129.6534
solar thermal | 77455.9691 | 77455.9691 | 77455.9691 | 77455.9691 | 77455.9691 | 77455.9691 | 77455.9691 | 77455.9691 | 77455.9691 | 77455.9691 | 77455.9691 | 77455.9691 | 77455.9691 | 77455.9691 | 77455.9691 | 77455.9691 | 77455.9691 | 77455.9691 | 77455.9691 | 77455.9691 | 77455.9691 | 77455.9691 | 77455.9691 | 77455.9691 | 77455.9691 | 77455.9691 | 77455.9691 | 77455.9691 | 77455.9691 | 77455.9691 | 77455.9691 | 77455.9691 | 77455.9691 | 77455.9691 | 77455.9691 | 77455.9691 | 77455.9691 | 77455.9691 | 77455.9691 | 77455.9691 | 77455.9691 | 77455.9691 | 77455.9691 | 77455.9691 | 77455.9691 | 77455.9691 | 77455.9691 | 77455.9691 | 77455.9691 | 77455.9691 | 77455.9691 | 77455.9691 | 77455.9691 | 77455.9691 | 77455.9691 | 77455.9691 | 77455.9691 | 77455.9691 | 77455.9691 | 77455.9691 | 77455.9691 | 77455.9691 | 77455.9691 | 77455.9691 | 77455.9691 | 77455.9691 | 77455.9691 | 77455.9691 | 77455.9691 | 77455.9691 | 77455.9691 | 77455.9691 | 77455.9691 | 77455.9691 | 77455.9691 | 77455.9691 | 77455.9691 | 77455.9691 | 77455.9691 | 77455.9691 | 77455.9691 | 77455.9691 | 77455.9691 | 77455.9691 | 77455.9691 | 77455.9691 | 77455.9691 | 77455.9691 | 77455.9691 | 77455.9691 | 77455.9691 | 77455.9691 | 77455.9691 | 77455.9691 | 77455.9691 | 77455.9691 | 77455.9691 | 77455.9691 | 77455.9691 | 77455.9691 | 77455.9691 | 77455.9691 | 77455.9691 | 77455.9691 | 77455.9691 | 77455.9691 | 77455.9691 | 77455.9691 | 77455.9691 | 77455.9691 | 77455.9691 | 77455.9691 | 77455.9691 | 77455.9691 | 77455.9691 | 77455.9691 | 77455.9691 | 77455.9691 | 77455.9691 | 77455.9691 | 77455.9691 | 77455.9691 | 77455.9691 | 77455.9691 | 77455.9691 | 77455.9691 | 77455.9691 | 77455.9691 | 77455.9691 | 77455.9691 | 77455.9691 | 77455.9691 | 77455.9691 | 77455.9691 | 77455.9691 | 77455.9691 | 77455.9691 | 77455.9691 | 77455.9691 | 77455.9691 | 77455.9691 | 77455.9691 | 77455.9691 | 77455.9691 | 77455.9691 | 77455.9691 | 77455.9691 | 77455.9691 | 77455.9691 | 77455.9691 | 77455.9691 | 77455.9691 | 77455.9691 | 77455.9691 | 77455.9691 | 77455.9691 | 77455.9691 | 77455.9691 | 77455.9691 | 77455.9691 | 77455.9691 | 77455.9691 | 77455.9691 | 77455.9691 | 77455.9691 | 77455.9691 | 77455.9691 | 77455.9691 | 77455.9691 | 77455.9691 | 77455.9691 | 77455.9691 | 77455.9691 | 77455.9691 | 77455.9691 | 77455.9691 | 77455.9691 | 77455.9691 | 77455.9691 | 77455.9691 | 77455.9691 | 77455.9691 | 77455.9691 | 77455.9691 | 77455.9691 | 77455.9691 | 77455.9691 | 77455.9691 | 77455.9691 | 77455.9691 | 77455.9691 | 77455.9691 | 77455.9691 | 77455.9691 | 77455.9691 | 77455.9691 | 77455.9691 | 77455.9691 | 77455.9691 | 77455.9691 | 77455.9691 | 77455.9691 | 77455.9691 | 77455.9691 | 77455.9691 | 77455.9691 | 77455.9691 | 77455.9691 | 77455.9691 | 77455.9691
biomass | 81009.6936 | 88891.0564 | 88891.0564 | 88891.0564 | 88891.0564 | 88891.0564 | 88891.0564 | 88891.0564 | 88891.0564 | 88891.0564 | 88891.0564 | 88891.0564 | 88891.0564 | 88891.0564 | 88891.0564 | 88891.0564 | 88891.0564 | 88891.0564 | 88891.0564 | 88891.0564 | 88891.0564 | 88891.0564 | 88891.0564 | 88891.0564 | 88891.0564 | 88891.0564 | 88891.0564 | 88891.0564 | 88891.0564 | 88891.0564 | 88891.0564 | 88891.0564 | 88891.0564 | 88891.0564 | 88891.0564 | 88891.0564 | 88891.0564 | 88891.0564 | 88891.0564 | 88891.0564 | 88891.0564 | 88891.0564 | 88891.0564 | 88891.0564 | 88891.0564 | 88891.0564 | 88891.0564 | 88891.0564 | 88891.0564 | 88891.0564 | 88891.0564 | 88891.0564 | 88891.0564 | 88891.0564 | 88891.0564 | 88891.0564 | 88891.0564 | 88891.0564 | 88891.0564 | 88891.0564 | 88891.0564 | 88891.0564 | 88891.0564 | 88891.0564 | 88891.0564 | 88891.0564 | 88891.0564 | 88891.0564 | 88891.0564 | 88891.0564 | 88891.0564 | 88891.0564 | 88891.0564 | 88891.0564 | 88891.0564 | 88891.0564 | 88891.0564 | 88891.0564 | 88891.0564 | 88891.0564 | 88891.0564 | 88891.0564 | 88891.0564 | 88891.0564 | 88891.0564 | 88891.0564 | 88891.0564 | 88891.0564 | 88891.0564 | 88891.0564 | 88891.0564 | 88891.0564 | 88891.0564 | 88891.0564 | 88891.0564 | 88891.0564 | 88891.0564 | 88891.0564 | 88891.0564 | 88891.0564 | 88891.0564 | 88891.0564 | 88891.0564 | 88891.0564 | 88891.0564 | 88891.0564 | 88891.0564 | 88891.0564 | 88891.0564 | 88891.0564 | 88891.0564 | 88891.0564 | 88891.0564 | 88891.0564 | 88891.0564 | 88891.0564 | 88891.0564 | 88891.0564 | 88891.0564 | 88891.0564 | 88891.0564 | 88891.0564 | 88891.0564 | 88891.0564 | 88891.0564 | 88891.0564 | 88891.0564 | 88891.0564 | 88891.0564 | 88891.0564 | 88891.0564 | 88891.0564 | 88891.0564 | 88891.0564 | 88891.0564 | 88891.0564 | 88891.0564 | 88891.0564 | 88891.0564 | 88891.0564 | 88891.0564 | 88891.0564 | 88891.0564 | 88891.0564 | 88891.0564 | 88891.0564 | 88891.0564 | 88891.0564 | 88891.0564 | 88891.0564 | 88891.0564 | 88891.0564 | 88891.0564 | 88891.0564 | 88891.0564 | 88891.0564 | 88891.0564 | 88891.0564 | 88891.0564 | 88891.0564 | 88891.0564 | 88891.0564 | 88891.0564 | 88891.0564 | 88891.0564 | 88891.0564 | 88891.0564 | 88891.0564 | 88891.0564 | 88891.0564 | 88891.0564 | 88891.0564 | 88891.0564 | 88891.0564 | 88891.0564 | 88891.0564 | 88891.0564 | 88891.0564 | 88891.0564 | 88891.0564 | 88891.0564 | 88891.0564 | 88891.0564 | 88891.0564 | 88891.0564 | 88891.0564 | 88891.0564 | 88891.0564 | 88891.0564 | 88891.0564 | 88891.0564 | 88891.0564 | 88891.0564 | 88891.0564 | 88891.0564 | 88891.0564 | 88891.0564 | 88891.0564 | 88891.0564 | 88891.0564 | 88891.0564 | 88891.0564 | 88891.0564 | 88891.0564 | 88891.0564 | 88891.0564 | 88891.0564 | 88891.0564 | 88891.0564 | 88891.0564
geothermal | 152401.1018 | 152401.1018 | 152401.1018 | 152401.1018 | 152401.1018 | 152401.1018 | 152401.1018 | 152401.1018 | 152401.1018 | 152401.1018 | 152401.1018 | 152401.1018 | 152401.1018 | 152401.1018 | 152401.1018 | 152401.1018 | 152401.1018 | 152401.1018 | 152401.1018 | 152401.1018 | 152401.1018 | 152401.1018 | 152401.1018 | 152401.1018 | 152401.1018 | 152401.1018 | 152401.1018 | 152401.1018 | 152401.1018 | 152401.1018 | 152401.1018 | 152401.1018 | 152401.1018 | 152401.1018 | 152401.1018 | 152401.1018 | 152401.1018 | 152401.1018 | 152401.1018 | 152401.1018 | 152401.1018 | 152401.1018 | 152401.1018 | 152401.1018 | 152401.1018 | 152401.1018 | 152401.1018 | 152401.1018 | 152401.1018 | 152401.1018 | 152401.1018 | 152401.1018 | 152401.1018 | 152401.1018 | 152401.1018 | 152401.1018 | 152401.1018 | 152401.1018 | 152401.1018 | 152401.1018 | 152401.1018 | 152401.1018 | 152401.1018 | 152401.1018 | 152401.1018 | 152401.1018 | 152401.1018 | 152401.1018 | 152401.1018 | 152401.1018 | 152401.1018 | 152401.1018 | 152401.1018 | 152401.1018 | 152401.1018 | 152401.1018 | 152401.1018 | 152401.1018 | 152401.1018 | 152401.1018 | 152401.1018 | 152401.1018 | 152401.1018 | 152401.1018 | 152401.1018 | 152401.1018 | 152401.1018 | 152401.1018 | 152401.1018 | 152401.1018 | 152401.1018 | 152401.1018 | 152401.1018 | 152401.1018 | 152401.1018 | 152401.1018 | 152401.1018 | 152401.1018 | 152401.1018 | 152401.1018 | 152401.1018 | 152401.1018 | 152401.1018 | 152401.1018 | 152401.1018 | 152401.1018 | 152401.1018 | 152401.1018 | 152401.1018 | 152401.1018 | 152401.1018 | 152401.1018 | 152401.1018 | 152401.1018 | 152401.1018 | 152401.1018 | 152401.1018 | 152401.1018 | 152401.1018 | 152401.1018 | 152401.1018 | 152401.1018 | 152401.1018 | 152401.1018 | 152401.1018 | 152401.1018 | 152401.1018 | 152401.1018 | 152401.1018 | 152401.1018 | 152401.1018 | 152401.1018 | 152401.1018 | 152401.1018 | 152401.1018 | 152401.1018 | 152401.1018 | 152401.1018 | 152401.1018 | 152401.1018 | 152401.1018 | 152401.1018 | 152401.1018 | 152401.1018 | 152401.1018 | 152401.1018 | 152401.1018 | 152401.1018 | 152401.1018 | 152401.1018 | 152401.1018 | 152401.1018 | 152401.1018 | 152401.1018 | 152401.1018 | 152401.1018 | 152401.1018 | 152401.1018 | 152401.1018 | 152401.1018 | 152401.1018 | 152401.1018 | 152401.1018 | 152401.1018 | 152401.1018 | 152401.1018 | 152401.1018 | 152401.1018 | 152401.1018 | 152401.1018 | 152401.1018 | 152401.1018 | 152401.1018 | 152401.1018 | 152401.1018 | 152401.1018 | 152401.1018 | 152401.1018 | 152401.1018 | 152401.1018 | 152401.1018 | 152401.1018 | 152401.1018 | 152401.1018 | 152401.1018 | 152401.1018 | 152401.1018 | 152401.1018 | 152401.1018 | 152401.1018 | 152401.1018 | 152401.1018 | 152401.1018 | 152401.1018 | 152401.1018 | 152401.1018 | 152401.1018 | 152401.1018 | 152401.1018 | 152401.1018 | 152401.1018 | 152401.1018 | 152401.1018 | 152401.1018 | 152401.1018 | 152401.1018 | 152401.1018 | 152401.1018 | 152401.1018 | 152401.1018
petroleum | 7973.6811 | 7973.6811 | 7973.6811 | 7973.6811 | 7973.6811 | 7973.6811 | 7973.6811 | 7973.6811 | 7973.6811 | 7973.6811 | 7973.6811 | 7973.6811 | 7973.6811 | 7973.6811 | 7973.6811 | 7973.6811 | 7973.6811 | 7973.6811 | 7973.6811 | 7973.6811 | 7973.6811 | 7973.6811 | 7973.6811 | 7973.6811 | 7973.6811 | 7973.6811 | 7973.6811 | 7973.6811 | 7973.6811 | 7973.6811 | 7973.6811 | 7973.6811 | 7973.6811 | 7973.6811 | 7973.6811 | 7973.6811 | 7973.6811 | 7973.6811 | 7973.6811 | 7973.6811 | 7973.6811 | 7973.6811 | 7973.6811 | 7973.6811 | 7973.6811 | 7973.6811 | 7973.6811 | 7973.6811 | 7973.6811 | 7973.6811 | 7973.6811 | 7973.6811 | 7973.6811 | 7973.6811 | 7973.6811 | 7973.6811 | 7973.6811 | 7973.6811 | 7973.6811 | 7973.6811 | 7973.6811 | 7973.6811 | 7973.6811 | 7973.6811 | 7973.6811 | 7973.6811 | 7973.6811 | 7973.6811 | 7973.6811 | 7973.6811 | 7973.6811 | 7973.6811 | 7973.6811 | 7973.6811 | 7973.6811 | 7973.6811 | 7973.6811 | 7973.6811 | 7973.6811 | 7973.6811 | 7973.6811 | 7973.6811 | 7973.6811 | 7973.6811 | 7973.6811 | 7973.6811 | 7973.6811 | 7973.6811 | 7973.6811 | 7973.6811 | 7973.6811 | 7973.6811 | 7973.6811 | 7973.6811 | 7973.6811 | 7973.6811 | 7973.6811 | 7973.6811 | 7973.6811 | 7973.6811 | 7973.6811 | 7973.6811 | 7973.6811 | 7973.6811 | 7973.6811 | 7973.6811 | 7973.6811 | 7973.6811 | 7973.6811 | 7973.6811 | 7973.6811 | 7973.6811 | 7973.6811 | 7973.6811 | 7973.6811 | 7973.6811 | 7973.6811 | 7973.6811 | 7973.6811 | 7973.6811 | 7973.6811 | 7973.6811 | 7973.6811 | 7973.6811 | 7973.6811 | 7973.6811 | 7973.6811 | 7973.6811 | 7973.6811 | 7973.6811 | 7973.6811 | 7973.6811 | 7973.6811 | 7973.6811 | 7973.6811 | 7973.6811 | 7973.6811 | 7973.6811 | 7973.6811 | 7973.6811 | 7973.6811 | 7973.6811 | 7973.6811 | 7973.6811 | 7973.6811 | 7973.6811 | 7973.6811 | 7973.6811 | 7973.6811 | 7973.6811 | 7973.6811 | 7973.6811 | 7973.6811 | 7973.6811 | 7973.6811 | 7973.6811 | 7973.6811 | 7973.6811 | 7973.6811 | 7973.6811 | 7973.6811 | 7973.6811 | 7973.6811 | 7973.6811 | 7973.6811 | 7973.6811 | 7973.6811 | 7973.6811 | 7973.6811 | 7973.6811 | 7973.6811 | 7973.6811 | 7973.6811 | 7973.6811 | 7973.6811 | 7973.6811 | 7973.6811 | 7973.6811 | 7973.6811 | 7973.6811 | 7973.6811 | 7973.6811 | 7973.6811 | 7973.6811 | 7973.6811 | 7973.6811 | 7973.6811 | 7973.6811 | 7973.6811 | 7973.6811 | 7973.6811 | 7973.6811 | 7973.6811 | 7973.6811 | 7973.6811 | 7973.6811 | 7973.6811 | 7973.6811 | 7973.6811 | 7973.6811 | 7973.6811 | 7973.6811 | 7973.6811 | 7973.6811 | 7973.6811 | 7973.6811 | 7973.6811 | 7973.6811 | 7973.6811 | 7973.6811
natural gas peaker | 7144.2571 | 7144.2571 | 7144.2571 | 7144.2571 | 7144.2571 | 7144.2571 | 7144.2571 | 7144.2571 | 7144.2571 | 7144.2571 | 7144.2571 | 7144.2571 | 7144.2571 | 7144.2571 | 7144.2571 | 7144.2571 | 7144.2571 | 7144.2571 | 7144.2571 | 7144.2571 | 7144.2571 | 7144.2571 | 7144.2571 | 7144.2571 | 7144.2571 | 7144.2571 | 7144.2571 | 7144.2571 | 7144.2571 | 7144.2571 | 7144.2571 | 7144.2571 | 7144.2571 | 7144.2571 | 7144.2571 | 7144.2571 | 7144.2571 | 7144.2571 | 7144.2571 | 7144.2571 | 7144.2571 | 7144.2571 | 7144.2571 | 7144.2571 | 7144.2571 | 7144.2571 | 7144.2571 | 7144.2571 | 7144.2571 | 7144.2571 | 7144.2571 | 7144.2571 | 7144.2571 | 7144.2571 | 7144.2571 | 7144.2571 | 7144.2571 | 7144.2571 | 7144.2571 | 7144.2571 | 7144.2571 | 7144.2571 | 7144.2571 | 7144.2571 | 7144.2571 | 7144.2571 | 7144.2571 | 7144.2571 | 7144.2571 | 7144.2571 | 7144.2571 | 7144.2571 | 7144.2571 | 7144.2571 | 7144.2571 | 7144.2571 | 7144.2571 | 7144.2571 | 7144.2571 | 7144.2571 | 7144.2571 | 7144.2571 | 7144.2571 | 7144.2571 | 7144.2571 | 7144.2571 | 7144.2571 | 7144.2571 | 7144.2571 | 7144.2571 | 7144.2571 | 7144.2571 | 7144.2571 | 7144.2571 | 7144.2571 | 7144.2571 | 7144.2571 | 7144.2571 | 7144.2571 | 7144.2571 | 7144.2571 | 7144.2571 | 7144.2571 | 7144.2571 | 7144.2571 | 7144.2571 | 7144.2571 | 7144.2571 | 7144.2571 | 7144.2571 | 7144.2571 | 7144.2571 | 7144.2571 | 7144.2571 | 7144.2571 | 7144.2571 | 7144.2571 | 7144.2571 | 7144.2571 | 7144.2571 | 7144.2571 | 7144.2571 | 7144.2571 | 7144.2571 | 7144.2571 | 7144.2571 | 7144.2571 | 7144.2571 | 7144.2571 | 7144.2571 | 7144.2571 | 7144.2571 | 7144.2571 | 7144.2571 | 7144.2571 | 7144.2571 | 7144.2571 | 7144.2571 | 7144.2571 | 7144.2571 | 7144.2571 | 7144.2571 | 7144.2571 | 7144.2571 | 7144.2571 | 7144.2571 | 7144.2571 | 7144.2571 | 7144.2571 | 7144.2571 | 7144.2571 | 7144.2571 | 7144.2571 | 7144.2571 | 7144.2571 | 7144.2571 | 7144.2571 | 7144.2571 | 7144.2571 | 7144.2571 | 7144.2571 | 7144.2571 | 7144.2571 | 7144.2571 | 7144.2571 | 7144.2571 | 7144.2571 | 7144.2571 | 7144.2571 | 7144.2571 | 7144.2571 | 7144.2571 | 7144.2571 | 7144.2571 | 7144.2571 | 7144.2571 | 7144.2571 | 7144.2571 | 7144.2571 | 7144.2571 | 7144.2571 | 7144.2571 | 7144.2571 | 7144.2571 | 7144.2571 | 7144.2571 | 7144.2571 | 7144.2571 | 7144.2571 | 7144.2571 | 7144.2571 | 7144.2571 | 7144.2571 | 7144.2571 | 7144.2571 | 7144.2571 | 7144.2571 | 7144.2571 | 7144.2571 | 7144.2571 | 7144.2571 | 7144.2571 | 7144.2571 | 7144.2571 | 7144.2571 | 7144.2571 | 7144.2571 | 7144.2571 | 7144.2571 | 7144.2571
lignite | 56505.0598 | 62002.388 | 62002.388 | 62002.388 | 62002.388 | 62002.388 | 62002.388 | 62002.388 | 62002.388 | 62002.388 | 62002.388 | 62002.388 | 62002.388 | 62002.388 | 62002.388 | 62002.388 | 62002.388 | 62002.388 | 62002.388 | 62002.388 | 62002.388 | 62002.388 | 62002.388 | 62002.388 | 62002.388 | 62002.388 | 62002.388 | 62002.388 | 62002.388 | 62002.388 | 62002.388 | 62002.388 | 62002.388 | 62002.388 | 62002.388 | 62002.388 | 62002.388 | 62002.388 | 62002.388 | 62002.388 | 62002.388 | 62002.388 | 62002.388 | 62002.388 | 62002.388 | 62002.388 | 62002.388 | 62002.388 | 62002.388 | 62002.388 | 62002.388 | 62002.388 | 62002.388 | 62002.388 | 62002.388 | 62002.388 | 62002.388 | 62002.388 | 62002.388 | 62002.388 | 62002.388 | 62002.388 | 62002.388 | 62002.388 | 62002.388 | 62002.388 | 62002.388 | 62002.388 | 62002.388 | 62002.388 | 62002.388 | 62002.388 | 62002.388 | 62002.388 | 62002.388 | 62002.388 | 62002.388 | 62002.388 | 62002.388 | 62002.388 | 62002.388 | 62002.388 | 62002.388 | 62002.388 | 62002.388 | 62002.388 | 62002.388 | 62002.388 | 62002.388 | 62002.388 | 62002.388 | 62002.388 | 62002.388 | 62002.388 | 62002.388 | 62002.388 | 62002.388 | 62002.388 | 62002.388 | 62002.388 | 62002.388 | 62002.388 | 62002.388 | 62002.388 | 62002.388 | 62002.388 | 62002.388 | 62002.388 | 62002.388 | 62002.388 | 62002.388 | 62002.388 | 62002.388 | 62002.388 | 62002.388 | 62002.388 | 62002.388 | 62002.388 | 62002.388 | 62002.388 | 62002.388 | 62002.388 | 62002.388 | 62002.388 | 62002.388 | 62002.388 | 62002.388 | 62002.388 | 62002.388 | 62002.388 | 62002.388 | 62002.388 | 62002.388 | 62002.388 | 62002.388 | 62002.388 | 62002.388 | 62002.388 | 62002.388 | 62002.388 | 62002.388 | 62002.388 | 62002.388 | 62002.388 | 62002.388 | 62002.388 | 62002.388 | 62002.388 | 62002.388 | 62002.388 | 62002.388 | 62002.388 | 62002.388 | 62002.388 | 62002.388 | 62002.388 | 62002.388 | 62002.388 | 62002.388 | 62002.388 | 62002.388 | 62002.388 | 62002.388 | 62002.388 | 62002.388 | 62002.388 | 62002.388 | 62002.388 | 62002.388 | 62002.388 | 62002.388 | 62002.388 | 62002.388 | 62002.388 | 62002.388 | 62002.388 | 62002.388 | 62002.388 | 62002.388 | 62002.388 | 62002.388 | 62002.388 | 62002.388 | 62002.388 | 62002.388 | 62002.388 | 62002.388 | 62002.388 | 62002.388 | 62002.388 | 62002.388 | 62002.388 | 62002.388 | 62002.388 | 62002.388 | 62002.388 | 62002.388 | 62002.388 | 62002.388 | 62002.388 | 62002.388 | 62002.388 | 62002.388 | 62002.388 | 62002.388 | 62002.388 | 62002.388 | 62002.388 | 62002.388 | 62002.388
offshore wind | 107112.1718 | 107112.1718 | 107112.1718 | 107112.1718 | 107112.1718 | 107112.1718 | 107112.1718 | 107112.1718 | 107112.1718 | 107112.1718 | 107112.1718 | 107112.1718 | 107112.1718 | 107112.1718 | 107112.1718 | 107112.1718 | 107112.1718 | 107112.1718 | 107112.1718 | 107112.1718 | 107112.1718 | 107112.1718 | 107112.1718 | 107112.1718 | 107112.1718 | 107112.1718 | 107112.1718 | 107112.1718 | 107112.1718 | 107112.1718 | 107112.1718 | 107112.1718 | 107112.1718 | 107112.1718 | 107112.1718 | 107112.1718 | 107112.1718 | 107112.1718 | 107112.1718 | 107112.1718 | 107112.1718 | 107112.1718 | 107112.1718 | 107112.1718 | 107112.1718 | 107112.1718 | 107112.1718 | 107112.1718 | 107112.1718 | 107112.1718 | 107112.1718 | 107112.1718 | 107112.1718 | 107112.1718 | 107112.1718 | 107112.1718 | 107112.1718 | 107112.1718 | 107112.1718 | 107112.1718 | 107112.1718 | 107112.1718 | 107112.1718 | 107112.1718 | 107112.1718 | 107112.1718 | 107112.1718 | 107112.1718 | 107112.1718 | 107112.1718 | 107112.1718 | 107112.1718 | 107112.1718 | 107112.1718 | 107112.1718 | 107112.1718 | 107112.1718 | 107112.1718 | 107112.1718 | 107112.1718 | 107112.1718 | 107112.1718 | 107112.1718 | 107112.1718 | 107112.1718 | 107112.1718 | 107112.1718 | 107112.1718 | 107112.1718 | 107112.1718 | 107112.1718 | 107112.1718 | 107112.1718 | 107112.1718 | 107112.1718 | 107112.1718 | 107112.1718 | 107112.1718 | 107112.1718 | 107112.1718 | 107112.1718 | 107112.1718 | 107112.1718 | 107112.1718 | 107112.1718 | 107112.1718 | 107112.1718 | 107112.1718 | 107112.1718 | 107112.1718 | 107112.1718 | 107112.1718 | 107112.1718 | 107112.1718 | 107112.1718 | 107112.1718 | 107112.1718 | 107112.1718 | 107112.1718 | 107112.1718 | 107112.1718 | 107112.1718 | 107112.1718 | 107112.1718 | 107112.1718 | 107112.1718 | 107112.1718 | 107112.1718 | 107112.1718 | 107112.1718 | 107112.1718 | 107112.1718 | 107112.1718 | 107112.1718 | 107112.1718 | 107112.1718 | 107112.1718 | 107112.1718 | 107112.1718 | 107112.1718 | 107112.1718 | 107112.1718 | 107112.1718 | 107112.1718 | 107112.1718 | 107112.1718 | 107112.1718 | 107112.1718 | 107112.1718 | 107112.1718 | 107112.1718 | 107112.1718 | 107112.1718 | 107112.1718 | 107112.1718 | 107112.1718 | 107112.1718 | 107112.1718 | 107112.1718 | 107112.1718 | 107112.1718 | 107112.1718 | 107112.1718 | 107112.1718 | 107112.1718 | 107112.1718 | 107112.1718 | 107112.1718 | 107112.1718 | 107112.1718 | 107112.1718 | 107112.1718 | 107112.1718 | 107112.1718 | 107112.1718 | 107112.1718 | 107112.1718 | 107112.1718 | 107112.1718 | 107112.1718 | 107112.1718 | 107112.1718 | 107112.1718 | 107112.1718 | 107112.1718 | 107112.1718 | 107112.1718 | 107112.1718 | 107112.1718 | 107112.1718 | 107112.1718 | 107112.1718 | 107112.1718 | 107112.1718 | 107112.1718 | 107112.1718 | 107112.1718 | 107112.1718 | 107112.1718 | 107112.1718 | 107112.1718 | 107112.1718 | 107112.1718 | 107112.1718 | 107112.1718 | 107112.1718 | 107112.1718 | 107112.1718 | 107112.1718 | 107112.1718
crude oil | 7973.6811 | 7973.6811 | 7973.6811 | 7973.6811 | 7973.6811 | 7973.6811 | 7973.6811 | 7973.6811 | 7973.6811 | 7973.6811 | 7973.6811 | 7973.6811 | 7973.6811 | 7973.6811 | 7973.6811 | 7973.6811 | 7973.6811 | 7973.6811 | 7973.6811 | 7973.6811 | 7973.6811 | 7973.6811 | 7973.6811 | 7973.6811 | 7973.6811 | 7973.6811 | 7973.6811 | 7973.6811 | 7973.6811 | 7973.6811 | 7973.6811 | 7973.6811 | 7973.6811 | 7973.6811 | 7973.6811 | 7973.6811 | 7973.6811 | 7973.6811 | 7973.6811 | 7973.6811 | 7973.6811 | 7973.6811 | 7973.6811 | 7973.6811 | 7973.6811 | 7973.6811 | 7973.6811 | 7973.6811 | 7973.6811 | 7973.6811 | 7973.6811 | 7973.6811 | 7973.6811 | 7973.6811 | 7973.6811 | 7973.6811 | 7973.6811 | 7973.6811 | 7973.6811 | 7973.6811 | 7973.6811 | 7973.6811 | 7973.6811 | 7973.6811 | 7973.6811 | 7973.6811 | 7973.6811 | 7973.6811 | 7973.6811 | 7973.6811 | 7973.6811 | 7973.6811 | 7973.6811 | 7973.6811 | 7973.6811 | 7973.6811 | 7973.6811 | 7973.6811 | 7973.6811 | 7973.6811 | 7973.6811 | 7973.6811 | 7973.6811 | 7973.6811 | 7973.6811 | 7973.6811 | 7973.6811 | 7973.6811 | 7973.6811 | 7973.6811 | 7973.6811 | 7973.6811 | 7973.6811 | 7973.6811 | 7973.6811 | 7973.6811 | 7973.6811 | 7973.6811 | 7973.6811 | 7973.6811 | 7973.6811 | 7973.6811 | 7973.6811 | 7973.6811 | 7973.6811 | 7973.6811 | 7973.6811 | 7973.6811 | 7973.6811 | 7973.6811 | 7973.6811 | 7973.6811 | 7973.6811 | 7973.6811 | 7973.6811 | 7973.6811 | 7973.6811 | 7973.6811 | 7973.6811 | 7973.6811 | 7973.6811 | 7973.6811 | 7973.6811 | 7973.6811 | 7973.6811 | 7973.6811 | 7973.6811 | 7973.6811 | 7973.6811 | 7973.6811 | 7973.6811 | 7973.6811 | 7973.6811 | 7973.6811 | 7973.6811 | 7973.6811 | 7973.6811 | 7973.6811 | 7973.6811 | 7973.6811 | 7973.6811 | 7973.6811 | 7973.6811 | 7973.6811 | 7973.6811 | 7973.6811 | 7973.6811 | 7973.6811 | 7973.6811 | 7973.6811 | 7973.6811 | 7973.6811 | 7973.6811 | 7973.6811 | 7973.6811 | 7973.6811 | 7973.6811 | 7973.6811 | 7973.6811 | 7973.6811 | 7973.6811 | 7973.6811 | 7973.6811 | 7973.6811 | 7973.6811 | 7973.6811 | 7973.6811 | 7973.6811 | 7973.6811 | 7973.6811 | 7973.6811 | 7973.6811 | 7973.6811 | 7973.6811 | 7973.6811 | 7973.6811 | 7973.6811 | 7973.6811 | 7973.6811 | 7973.6811 | 7973.6811 | 7973.6811 | 7973.6811 | 7973.6811 | 7973.6811 | 7973.6811 | 7973.6811 | 7973.6811 | 7973.6811 | 7973.6811 | 7973.6811 | 7973.6811 | 7973.6811 | 7973.6811 | 7973.6811 | 7973.6811 | 7973.6811 | 7973.6811 | 7973.6811 | 7973.6811 | 7973.6811 | 7973.6811 | 7973.6811 | 7973.6811 | 7973.6811 | 7973.6811 | 7973.6811 | 7973.6811 | 7973.6811 | 7973.6811
heavy or residual fuel oil | 7973.6811 | 7973.6811 | 7973.6811 | 7973.6811 | 7973.6811 | 7973.6811 | 7973.6811 | 7973.6811 | 7973.6811 | 7973.6811 | 7973.6811 | 7973.6811 | 7973.6811 | 7973.6811 | 7973.6811 | 7973.6811 | 7973.6811 | 7973.6811 | 7973.6811 | 7973.6811 | 7973.6811 | 7973.6811 | 7973.6811 | 7973.6811 | 7973.6811 | 7973.6811 | 7973.6811 | 7973.6811 | 7973.6811 | 7973.6811 | 7973.6811 | 7973.6811 | 7973.6811 | 7973.6811 | 7973.6811 | 7973.6811 | 7973.6811 | 7973.6811 | 7973.6811 | 7973.6811 | 7973.6811 | 7973.6811 | 7973.6811 | 7973.6811 | 7973.6811 | 7973.6811 | 7973.6811 | 7973.6811 | 7973.6811 | 7973.6811 | 7973.6811 | 7973.6811 | 7973.6811 | 7973.6811 | 7973.6811 | 7973.6811 | 7973.6811 | 7973.6811 | 7973.6811 | 7973.6811 | 7973.6811 | 7973.6811 | 7973.6811 | 7973.6811 | 7973.6811 | 7973.6811 | 7973.6811 | 7973.6811 | 7973.6811 | 7973.6811 | 7973.6811 | 7973.6811 | 7973.6811 | 7973.6811 | 7973.6811 | 7973.6811 | 7973.6811 | 7973.6811 | 7973.6811 | 7973.6811 | 7973.6811 | 7973.6811 | 7973.6811 | 7973.6811 | 7973.6811 | 7973.6811 | 7973.6811 | 7973.6811 | 7973.6811 | 7973.6811 | 7973.6811 | 7973.6811 | 7973.6811 | 7973.6811 | 7973.6811 | 7973.6811 | 7973.6811 | 7973.6811 | 7973.6811 | 7973.6811 | 7973.6811 | 7973.6811 | 7973.6811 | 7973.6811 | 7973.6811 | 7973.6811 | 7973.6811 | 7973.6811 | 7973.6811 | 7973.6811 | 7973.6811 | 7973.6811 | 7973.6811 | 7973.6811 | 7973.6811 | 7973.6811 | 7973.6811 | 7973.6811 | 7973.6811 | 7973.6811 | 7973.6811 | 7973.6811 | 7973.6811 | 7973.6811 | 7973.6811 | 7973.6811 | 7973.6811 | 7973.6811 | 7973.6811 | 7973.6811 | 7973.6811 | 7973.6811 | 7973.6811 | 7973.6811 | 7973.6811 | 7973.6811 | 7973.6811 | 7973.6811 | 7973.6811 | 7973.6811 | 7973.6811 | 7973.6811 | 7973.6811 | 7973.6811 | 7973.6811 | 7973.6811 | 7973.6811 | 7973.6811 | 7973.6811 | 7973.6811 | 7973.6811 | 7973.6811 | 7973.6811 | 7973.6811 | 7973.6811 | 7973.6811 | 7973.6811 | 7973.6811 | 7973.6811 | 7973.6811 | 7973.6811 | 7973.6811 | 7973.6811 | 7973.6811 | 7973.6811 | 7973.6811 | 7973.6811 | 7973.6811 | 7973.6811 | 7973.6811 | 7973.6811 | 7973.6811 | 7973.6811 | 7973.6811 | 7973.6811 | 7973.6811 | 7973.6811 | 7973.6811 | 7973.6811 | 7973.6811 | 7973.6811 | 7973.6811 | 7973.6811 | 7973.6811 | 7973.6811 | 7973.6811 | 7973.6811 | 7973.6811 | 7973.6811 | 7973.6811 | 7973.6811 | 7973.6811 | 7973.6811 | 7973.6811 | 7973.6811 | 7973.6811 | 7973.6811 | 7973.6811 | 7973.6811 | 7973.6811 | 7973.6811 | 7973.6811 | 7973.6811 | 7973.6811 | 7973.6811 | 7973.6811 | 7973.6811 | 7973.6811 | 7973.6811 | 7973.6811
municipal solid waste | 453528.993 | 453528.993 | 453528.993 | 453528.993 | 453528.993 | 453528.993 | 453528.993 | 453528.993 | 453528.993 | 453528.993 | 453528.993 | 453528.993 | 453528.993 | 453528.993 | 453528.993 | 453528.993 | 453528.993 | 453528.993 | 453528.993 | 453528.993 | 453528.993 | 453528.993 | 453528.993 | 453528.993 | 453528.993 | 453528.993 | 453528.993 | 453528.993 | 453528.993 | 453528.993 | 453528.993 | 453528.993 | 453528.993 | 453528.993 | 453528.993 | 453528.993 | 453528.993 | 453528.993 | 453528.993 | 453528.993 | 453528.993 | 453528.993 | 453528.993 | 453528.993 | 453528.993 | 453528.993 | 453528.993 | 453528.993 | 453528.993 | 453528.993 | 453528.993 | 453528.993 | 453528.993 | 453528.993 | 453528.993 | 453528.993 | 453528.993 | 453528.993 | 453528.993 | 453528.993 | 453528.993 | 453528.993 | 453528.993 | 453528.993 | 453528.993 | 453528.993 | 453528.993 | 453528.993 | 453528.993 | 453528.993 | 453528.993 | 453528.993 | 453528.993 | 453528.993 | 453528.993 | 453528.993 | 453528.993 | 453528.993 | 453528.993 | 453528.993 | 453528.993 | 453528.993 | 453528.993 | 453528.993 | 453528.993 | 453528.993 | 453528.993 | 453528.993 | 453528.993 | 453528.993 | 453528.993 | 453528.993 | 453528.993 | 453528.993 | 453528.993 | 453528.993 | 453528.993 | 453528.993 | 453528.993 | 453528.993 | 453528.993 | 453528.993 | 453528.993 | 453528.993 | 453528.993 | 453528.993 | 453528.993 | 453528.993 | 453528.993 | 453528.993 | 453528.993 | 453528.993 | 453528.993 | 453528.993 | 453528.993 | 453528.993 | 453528.993 | 453528.993 | 453528.993 | 453528.993 | 453528.993 | 453528.993 | 453528.993 | 453528.993 | 453528.993 | 453528.993 | 453528.993 | 453528.993 | 453528.993 | 453528.993 | 453528.993 | 453528.993 | 453528.993 | 453528.993 | 453528.993 | 453528.993 | 453528.993 | 453528.993 | 453528.993 | 453528.993 | 453528.993 | 453528.993 | 453528.993 | 453528.993 | 453528.993 | 453528.993 | 453528.993 | 453528.993 | 453528.993 | 453528.993 | 453528.993 | 453528.993 | 453528.993 | 453528.993 | 453528.993 | 453528.993 | 453528.993 | 453528.993 | 453528.993 | 453528.993 | 453528.993 | 453528.993 | 453528.993 | 453528.993 | 453528.993 | 453528.993 | 453528.993 | 453528.993 | 453528.993 | 453528.993 | 453528.993 | 453528.993 | 453528.993 | 453528.993 | 453528.993 | 453528.993 | 453528.993 | 453528.993 | 453528.993 | 453528.993 | 453528.993 | 453528.993 | 453528.993 | 453528.993 | 453528.993 | 453528.993 | 453528.993 | 453528.993 | 453528.993 | 453528.993 | 453528.993 | 453528.993 | 453528.993 | 453528.993 | 453528.993 | 453528.993 | 453528.993 | 453528.993 | 453528.993 | 453528.993 | 453528.993 | 453528.993 | 453528.993 | 453528.993 | 453528.993 | 453528.993 | 453528.993 | 453528.993 | 453528.993 | 453528.993
hard coal w CCS | 105574.0945 | 105574.0945 | 105574.0945 | 105574.0945 | 105574.0945 | 105574.0945 | 105574.0945 | 105574.0945 | 105574.0945 | 105574.0945 | 105574.0945 | 105574.0945 | 105574.0945 | 105574.0945 | 105574.0945 | 105574.0945 | 105574.0945 | 105574.0945 | 105574.0945 | 105574.0945 | 105574.0945 | 105574.0945 | 105574.0945 | 105574.0945 | 105574.0945 | 105574.0945 | 105574.0945 | 105574.0945 | 105574.0945 | 105574.0945 | 105574.0945 | 105574.0945 | 105574.0945 | 105574.0945 | 105574.0945 | 105574.0945 | 105574.0945 | 105574.0945 | 105574.0945 | 105574.0945 | 105574.0945 | 105574.0945 | 105574.0945 | 105574.0945 | 105574.0945 | 105574.0945 | 105574.0945 | 105574.0945 | 105574.0945 | 105574.0945 | 105574.0945 | 105574.0945 | 105574.0945 | 105574.0945 | 105574.0945 | 105574.0945 | 105574.0945 | 105574.0945 | 105574.0945 | 105574.0945 | 105574.0945 | 105574.0945 | 105574.0945 | 105574.0945 | 105574.0945 | 105574.0945 | 105574.0945 | 105574.0945 | 105574.0945 | 105574.0945 | 105574.0945 | 105574.0945 | 105574.0945 | 105574.0945 | 105574.0945 | 105574.0945 | 105574.0945 | 105574.0945 | 105574.0945 | 105574.0945 | 105574.0945 | 105574.0945 | 105574.0945 | 105574.0945 | 105574.0945 | 105574.0945 | 105574.0945 | 105574.0945 | 105574.0945 | 105574.0945 | 105574.0945 | 105574.0945 | 105574.0945 | 105574.0945 | 105574.0945 | 105574.0945 | 105574.0945 | 105574.0945 | 105574.0945 | 105574.0945 | 105574.0945 | 105574.0945 | 105574.0945 | 105574.0945 | 105574.0945 | 105574.0945 | 105574.0945 | 105574.0945 | 105574.0945 | 105574.0945 | 105574.0945 | 105574.0945 | 105574.0945 | 105574.0945 | 105574.0945 | 105574.0945 | 105574.0945 | 105574.0945 | 105574.0945 | 105574.0945 | 105574.0945 | 105574.0945 | 105574.0945 | 105574.0945 | 105574.0945 | 105574.0945 | 105574.0945 | 105574.0945 | 105574.0945 | 105574.0945 | 105574.0945 | 105574.0945 | 105574.0945 | 105574.0945 | 105574.0945 | 105574.0945 | 105574.0945 | 105574.0945 | 105574.0945 | 105574.0945 | 105574.0945 | 105574.0945 | 105574.0945 | 105574.0945 | 105574.0945 | 105574.0945 | 105574.0945 | 105574.0945 | 105574.0945 | 105574.0945 | 105574.0945 | 105574.0945 | 105574.0945 | 105574.0945 | 105574.0945 | 105574.0945 | 105574.0945 | 105574.0945 | 105574.0945 | 105574.0945 | 105574.0945 | 105574.0945 | 105574.0945 | 105574.0945 | 105574.0945 | 105574.0945 | 105574.0945 | 105574.0945 | 105574.0945 | 105574.0945 | 105574.0945 | 105574.0945 | 105574.0945 | 105574.0945 | 105574.0945 | 105574.0945 | 105574.0945 | 105574.0945 | 105574.0945 | 105574.0945 | 105574.0945 | 105574.0945 | 105574.0945 | 105574.0945 | 105574.0945 | 105574.0945 | 105574.0945 | 105574.0945 | 105574.0945 | 105574.0945 | 105574.0945 | 105574.0945 | 105574.0945 | 105574.0945 | 105574.0945 | 105574.0945 | 105574.0945 | 105574.0945 | 105574.0945 | 105574.0945 | 105574.0945 | 105574.0945 | 105574.0945 | 105574.0945 | 105574.0945 | 105574.0945 | 105574.0945 | 105574.0945 | 105574.0945 | 105574.0945
natural gas combined cycle w CCS | 50922.9782 | 50922.9782 | 50922.9782 | 50922.9782 | 50922.9782 | 50922.9782 | 50922.9782 | 50922.9782 | 50922.9782 | 50922.9782 | 50922.9782 | 50922.9782 | 50922.9782 | 50922.9782 | 50922.9782 | 50922.9782 | 50922.9782 | 50922.9782 | 50922.9782 | 50922.9782 | 50922.9782 | 50922.9782 | 50922.9782 | 50922.9782 | 50922.9782 | 50922.9782 | 50922.9782 | 50922.9782 | 50922.9782 | 50922.9782 | 50922.9782 | 50922.9782 | 50922.9782 | 50922.9782 | 50922.9782 | 50922.9782 | 50922.9782 | 50922.9782 | 50922.9782 | 50922.9782 | 50922.9782 | 50922.9782 | 50922.9782 | 50922.9782 | 50922.9782 | 50922.9782 | 50922.9782 | 50922.9782 | 50922.9782 | 50922.9782 | 50922.9782 | 50922.9782 | 50922.9782 | 50922.9782 | 50922.9782 | 50922.9782 | 50922.9782 | 50922.9782 | 50922.9782 | 50922.9782 | 50922.9782 | 50922.9782 | 50922.9782 | 50922.9782 | 50922.9782 | 50922.9782 | 50922.9782 | 50922.9782 | 50922.9782 | 50922.9782 | 50922.9782 | 50922.9782 | 50922.9782 | 50922.9782 | 50922.9782 | 50922.9782 | 50922.9782 | 50922.9782 | 50922.9782 | 50922.9782 | 50922.9782 | 50922.9782 | 50922.9782 | 50922.9782 | 50922.9782 | 50922.9782 | 50922.9782 | 50922.9782 | 50922.9782 | 50922.9782 | 50922.9782 | 50922.9782 | 50922.9782 | 50922.9782 | 50922.9782 | 50922.9782 | 50922.9782 | 50922.9782 | 50922.9782 | 50922.9782 | 50922.9782 | 50922.9782 | 50922.9782 | 50922.9782 | 50922.9782 | 50922.9782 | 50922.9782 | 50922.9782 | 50922.9782 | 50922.9782 | 50922.9782 | 50922.9782 | 50922.9782 | 50922.9782 | 50922.9782 | 50922.9782 | 50922.9782 | 50922.9782 | 50922.9782 | 50922.9782 | 50922.9782 | 50922.9782 | 50922.9782 | 50922.9782 | 50922.9782 | 50922.9782 | 50922.9782 | 50922.9782 | 50922.9782 | 50922.9782 | 50922.9782 | 50922.9782 | 50922.9782 | 50922.9782 | 50922.9782 | 50922.9782 | 50922.9782 | 50922.9782 | 50922.9782 | 50922.9782 | 50922.9782 | 50922.9782 | 50922.9782 | 50922.9782 | 50922.9782 | 50922.9782 | 50922.9782 | 50922.9782 | 50922.9782 | 50922.9782 | 50922.9782 | 50922.9782 | 50922.9782 | 50922.9782 | 50922.9782 | 50922.9782 | 50922.9782 | 50922.9782 | 50922.9782 | 50922.9782 | 50922.9782 | 50922.9782 | 50922.9782 | 50922.9782 | 50922.9782 | 50922.9782 | 50922.9782 | 50922.9782 | 50922.9782 | 50922.9782 | 50922.9782 | 50922.9782 | 50922.9782 | 50922.9782 | 50922.9782 | 50922.9782 | 50922.9782 | 50922.9782 | 50922.9782 | 50922.9782 | 50922.9782 | 50922.9782 | 50922.9782 | 50922.9782 | 50922.9782 | 50922.9782 | 50922.9782 | 50922.9782 | 50922.9782 | 50922.9782 | 50922.9782 | 50922.9782 | 50922.9782 | 50922.9782 | 50922.9782 | 50922.9782 | 50922.9782 | 50922.9782 | 50922.9782 | 50922.9782 | 50922.9782 | 50922.9782 | 50922.9782 | 50922.9782 | 50922.9782 | 50922.9782 | 50922.9782 | 50922.9782 | 50922.9782 | 50922.9782
biomass w CCS | 170571.9081 | 170571.9081 | 170571.9081 | 170571.9081 | 170571.9081 | 170571.9081 | 170571.9081 | 170571.9081 | 170571.9081 | 170571.9081 | 170571.9081 | 170571.9081 | 170571.9081 | 170571.9081 | 170571.9081 | 170571.9081 | 170571.9081 | 170571.9081 | 170571.9081 | 170571.9081 | 170571.9081 | 170571.9081 | 170571.9081 | 170571.9081 | 170571.9081 | 170571.9081 | 170571.9081 | 170571.9081 | 170571.9081 | 170571.9081 | 170571.9081 | 170571.9081 | 170571.9081 | 170571.9081 | 170571.9081 | 170571.9081 | 170571.9081 | 170571.9081 | 170571.9081 | 170571.9081 | 170571.9081 | 170571.9081 | 170571.9081 | 170571.9081 | 170571.9081 | 170571.9081 | 170571.9081 | 170571.9081 | 170571.9081 | 170571.9081 | 170571.9081 | 170571.9081 | 170571.9081 | 170571.9081 | 170571.9081 | 170571.9081 | 170571.9081 | 170571.9081 | 170571.9081 | 170571.9081 | 170571.9081 | 170571.9081 | 170571.9081 | 170571.9081 | 170571.9081 | 170571.9081 | 170571.9081 | 170571.9081 | 170571.9081 | 170571.9081 | 170571.9081 | 170571.9081 | 170571.9081 | 170571.9081 | 170571.9081 | 170571.9081 | 170571.9081 | 170571.9081 | 170571.9081 | 170571.9081 | 170571.9081 | 170571.9081 | 170571.9081 | 170571.9081 | 170571.9081 | 170571.9081 | 170571.9081 | 170571.9081 | 170571.9081 | 170571.9081 | 170571.9081 | 170571.9081 | 170571.9081 | 170571.9081 | 170571.9081 | 170571.9081 | 170571.9081 | 170571.9081 | 170571.9081 | 170571.9081 | 170571.9081 | 170571.9081 | 170571.9081 | 170571.9081 | 170571.9081 | 170571.9081 | 170571.9081 | 170571.9081 | 170571.9081 | 170571.9081 | 170571.9081 | 170571.9081 | 170571.9081 | 170571.9081 | 170571.9081 | 170571.9081 | 170571.9081 | 170571.9081 | 170571.9081 | 170571.9081 | 170571.9081 | 170571.9081 | 170571.9081 | 170571.9081 | 170571.9081 | 170571.9081 | 170571.9081 | 170571.9081 | 170571.9081 | 170571.9081 | 170571.9081 | 170571.9081 | 170571.9081 | 170571.9081 | 170571.9081 | 170571.9081 | 170571.9081 | 170571.9081 | 170571.9081 | 170571.9081 | 170571.9081 | 170571.9081 | 170571.9081 | 170571.9081 | 170571.9081 | 170571.9081 | 170571.9081 | 170571.9081 | 170571.9081 | 170571.9081 | 170571.9081 | 170571.9081 | 170571.9081 | 170571.9081 | 170571.9081 | 170571.9081 | 170571.9081 | 170571.9081 | 170571.9081 | 170571.9081 | 170571.9081 | 170571.9081 | 170571.9081 | 170571.9081 | 170571.9081 | 170571.9081 | 170571.9081 | 170571.9081 | 170571.9081 | 170571.9081 | 170571.9081 | 170571.9081 | 170571.9081 | 170571.9081 | 170571.9081 | 170571.9081 | 170571.9081 | 170571.9081 | 170571.9081 | 170571.9081 | 170571.9081 | 170571.9081 | 170571.9081 | 170571.9081 | 170571.9081 | 170571.9081 | 170571.9081 | 170571.9081 | 170571.9081 | 170571.9081 | 170571.9081 | 170571.9081 | 170571.9081 | 170571.9081 | 170571.9081 | 170571.9081 | 170571.9081 | 170571.9081 | 170571.9081 | 170571.9081 | 170571.9081 | 170571.9081 | 170571.9081 | 170571.9081 | 170571.9081 | 170571.9081 | 170571.9081 | 170571.9081 | 170571.9081 | 170571.9081
lignite w CCS | 105574.0945 | 105574.0945 | 105574.0945 | 105574.0945 | 105574.0945 | 105574.0945 | 105574.0945 | 105574.0945 | 105574.0945 | 105574.0945 | 105574.0945 | 105574.0945 | 105574.0945 | 105574.0945 | 105574.0945 | 105574.0945 | 105574.0945 | 105574.0945 | 105574.0945 | 105574.0945 | 105574.0945 | 105574.0945 | 105574.0945 | 105574.0945 | 105574.0945 | 105574.0945 | 105574.0945 | 105574.0945 | 105574.0945 | 105574.0945 | 105574.0945 | 105574.0945 | 105574.0945 | 105574.0945 | 105574.0945 | 105574.0945 | 105574.0945 | 105574.0945 | 105574.0945 | 105574.0945 | 105574.0945 | 105574.0945 | 105574.0945 | 105574.0945 | 105574.0945 | 105574.0945 | 105574.0945 | 105574.0945 | 105574.0945 | 105574.0945 | 105574.0945 | 105574.0945 | 105574.0945 | 105574.0945 | 105574.0945 | 105574.0945 | 105574.0945 | 105574.0945 | 105574.0945 | 105574.0945 | 105574.0945 | 105574.0945 | 105574.0945 | 105574.0945 | 105574.0945 | 105574.0945 | 105574.0945 | 105574.0945 | 105574.0945 | 105574.0945 | 105574.0945 | 105574.0945 | 105574.0945 | 105574.0945 | 105574.0945 | 105574.0945 | 105574.0945 | 105574.0945 | 105574.0945 | 105574.0945 | 105574.0945 | 105574.0945 | 105574.0945 | 105574.0945 | 105574.0945 | 105574.0945 | 105574.0945 | 105574.0945 | 105574.0945 | 105574.0945 | 105574.0945 | 105574.0945 | 105574.0945 | 105574.0945 | 105574.0945 | 105574.0945 | 105574.0945 | 105574.0945 | 105574.0945 | 105574.0945 | 105574.0945 | 105574.0945 | 105574.0945 | 105574.0945 | 105574.0945 | 105574.0945 | 105574.0945 | 105574.0945 | 105574.0945 | 105574.0945 | 105574.0945 | 105574.0945 | 105574.0945 | 105574.0945 | 105574.0945 | 105574.0945 | 105574.0945 | 105574.0945 | 105574.0945 | 105574.0945 | 105574.0945 | 105574.0945 | 105574.0945 | 105574.0945 | 105574.0945 | 105574.0945 | 105574.0945 | 105574.0945 | 105574.0945 | 105574.0945 | 105574.0945 | 105574.0945 | 105574.0945 | 105574.0945 | 105574.0945 | 105574.0945 | 105574.0945 | 105574.0945 | 105574.0945 | 105574.0945 | 105574.0945 | 105574.0945 | 105574.0945 | 105574.0945 | 105574.0945 | 105574.0945 | 105574.0945 | 105574.0945 | 105574.0945 | 105574.0945 | 105574.0945 | 105574.0945 | 105574.0945 | 105574.0945 | 105574.0945 | 105574.0945 | 105574.0945 | 105574.0945 | 105574.0945 | 105574.0945 | 105574.0945 | 105574.0945 | 105574.0945 | 105574.0945 | 105574.0945 | 105574.0945 | 105574.0945 | 105574.0945 | 105574.0945 | 105574.0945 | 105574.0945 | 105574.0945 | 105574.0945 | 105574.0945 | 105574.0945 | 105574.0945 | 105574.0945 | 105574.0945 | 105574.0945 | 105574.0945 | 105574.0945 | 105574.0945 | 105574.0945 | 105574.0945 | 105574.0945 | 105574.0945 | 105574.0945 | 105574.0945 | 105574.0945 | 105574.0945 | 105574.0945 | 105574.0945 | 105574.0945 | 105574.0945 | 105574.0945 | 105574.0945 | 105574.0945 | 105574.0945 | 105574.0945 | 105574.0945 | 105574.0945 | 105574.0945 | 105574.0945 | 105574.0945 | 105574.0945 | 105574.0945 | 105574.0945 | 105574.0945 | 105574.0945 | 105574.0945
small modular reactor | 100659.7306 | 100659.7306 | 100659.7306 | 100659.7306 | 100659.7306 | 100659.7306 | 100659.7306 | 100659.7306 | 100659.7306 | 100659.7306 | 100659.7306 | 100659.7306 | 100659.7306 | 100659.7306 | 100659.7306 | 100659.7306 | 100659.7306 | 100659.7306 | 100659.7306 | 100659.7306 | 100659.7306 | 100659.7306 | 100659.7306 | 100659.7306 | 100659.7306 | 100659.7306 | 100659.7306 | 100659.7306 | 100659.7306 | 100659.7306 | 100659.7306 | 100659.7306 | 100659.7306 | 100659.7306 | 100659.7306 | 100659.7306 | 100659.7306 | 100659.7306 | 100659.7306 | 100659.7306 | 100659.7306 | 100659.7306 | 100659.7306 | 100659.7306 | 100659.7306 | 100659.7306 | 100659.7306 | 100659.7306 | 100659.7306 | 100659.7306 | 100659.7306 | 100659.7306 | 100659.7306 | 100659.7306 | 100659.7306 | 100659.7306 | 100659.7306 | 100659.7306 | 100659.7306 | 100659.7306 | 100659.7306 | 100659.7306 | 100659.7306 | 100659.7306 | 100659.7306 | 100659.7306 | 100659.7306 | 100659.7306 | 100659.7306 | 100659.7306 | 100659.7306 | 100659.7306 | 100659.7306 | 100659.7306 | 100659.7306 | 100659.7306 | 100659.7306 | 100659.7306 | 100659.7306 | 100659.7306 | 100659.7306 | 100659.7306 | 100659.7306 | 100659.7306 | 100659.7306 | 100659.7306 | 100659.7306 | 100659.7306 | 100659.7306 | 100659.7306 | 100659.7306 | 100659.7306 | 100659.7306 | 100659.7306 | 100659.7306 | 100659.7306 | 100659.7306 | 100659.7306 | 100659.7306 | 100659.7306 | 100659.7306 | 100659.7306 | 100659.7306 | 100659.7306 | 100659.7306 | 100659.7306 | 100659.7306 | 100659.7306 | 100659.7306 | 100659.7306 | 100659.7306 | 100659.7306 | 100659.7306 | 100659.7306 | 100659.7306 | 100659.7306 | 100659.7306 | 100659.7306 | 100659.7306 | 100659.7306 | 100659.7306 | 100659.7306 | 100659.7306 | 100659.7306 | 100659.7306 | 100659.7306 | 100659.7306 | 100659.7306 | 100659.7306 | 100659.7306 | 100659.7306 | 100659.7306 | 100659.7306 | 100659.7306 | 100659.7306 | 100659.7306 | 100659.7306 | 100659.7306 | 100659.7306 | 100659.7306 | 100659.7306 | 100659.7306 | 100659.7306 | 100659.7306 | 100659.7306 | 100659.7306 | 100659.7306 | 100659.7306 | 100659.7306 | 100659.7306 | 100659.7306 | 100659.7306 | 100659.7306 | 100659.7306 | 100659.7306 | 100659.7306 | 100659.7306 | 100659.7306 | 100659.7306 | 100659.7306 | 100659.7306 | 100659.7306 | 100659.7306 | 100659.7306 | 100659.7306 | 100659.7306 | 100659.7306 | 100659.7306 | 100659.7306 | 100659.7306 | 100659.7306 | 100659.7306 | 100659.7306 | 100659.7306 | 100659.7306 | 100659.7306 | 100659.7306 | 100659.7306 | 100659.7306 | 100659.7306 | 100659.7306 | 100659.7306 | 100659.7306 | 100659.7306 | 100659.7306 | 100659.7306 | 100659.7306 | 100659.7306 | 100659.7306 | 100659.7306 | 100659.7306 | 100659.7306 | 100659.7306 | 100659.7306 | 100659.7306 | 100659.7306 | 100659.7306 | 100659.7306 | 100659.7306 | 100659.7306 | 100659.7306 | 100659.7306 | 100659.7306 | 100659.7306 | 100659.7306 | 100659.7306 | 100659.7306 | 100659.7306 | 100659.7306 | 100659.7306
hydrogen combustion turbine | 7144.2571 | 7144.2571 | 7144.2571 | 7144.2571 | 7144.2571 | 7144.2571 | 7144.2571 | 7144.2571 | 7144.2571 | 7144.2571 | 7144.2571 | 7144.2571 | 7144.2571 | 7144.2571 | 7144.2571 | 7144.2571 | 7144.2571 | 7144.2571 | 7144.2571 | 7144.2571 | 7144.2571 | 7144.2571 | 7144.2571 | 7144.2571 | 7144.2571 | 7144.2571 | 7144.2571 | 7144.2571 | 7144.2571 | 7144.2571 | 7144.2571 | 7144.2571 | 7144.2571 | 7144.2571 | 7144.2571 | 7144.2571 | 7144.2571 | 7144.2571 | 7144.2571 | 7144.2571 | 7144.2571 | 7144.2571 | 7144.2571 | 7144.2571 | 7144.2571 | 7144.2571 | 7144.2571 | 7144.2571 | 7144.2571 | 7144.2571 | 7144.2571 | 7144.2571 | 7144.2571 | 7144.2571 | 7144.2571 | 7144.2571 | 7144.2571 | 7144.2571 | 7144.2571 | 7144.2571 | 7144.2571 | 7144.2571 | 7144.2571 | 7144.2571 | 7144.2571 | 7144.2571 | 7144.2571 | 7144.2571 | 7144.2571 | 7144.2571 | 7144.2571 | 7144.2571 | 7144.2571 | 7144.2571 | 7144.2571 | 7144.2571 | 7144.2571 | 7144.2571 | 7144.2571 | 7144.2571 | 7144.2571 | 7144.2571 | 7144.2571 | 7144.2571 | 7144.2571 | 7144.2571 | 7144.2571 | 7144.2571 | 7144.2571 | 7144.2571 | 7144.2571 | 7144.2571 | 7144.2571 | 7144.2571 | 7144.2571 | 7144.2571 | 7144.2571 | 7144.2571 | 7144.2571 | 7144.2571 | 7144.2571 | 7144.2571 | 7144.2571 | 7144.2571 | 7144.2571 | 7144.2571 | 7144.2571 | 7144.2571 | 7144.2571 | 7144.2571 | 7144.2571 | 7144.2571 | 7144.2571 | 7144.2571 | 7144.2571 | 7144.2571 | 7144.2571 | 7144.2571 | 7144.2571 | 7144.2571 | 7144.2571 | 7144.2571 | 7144.2571 | 7144.2571 | 7144.2571 | 7144.2571 | 7144.2571 | 7144.2571 | 7144.2571 | 7144.2571 | 7144.2571 | 7144.2571 | 7144.2571 | 7144.2571 | 7144.2571 | 7144.2571 | 7144.2571 | 7144.2571 | 7144.2571 | 7144.2571 | 7144.2571 | 7144.2571 | 7144.2571 | 7144.2571 | 7144.2571 | 7144.2571 | 7144.2571 | 7144.2571 | 7144.2571 | 7144.2571 | 7144.2571 | 7144.2571 | 7144.2571 | 7144.2571 | 7144.2571 | 7144.2571 | 7144.2571 | 7144.2571 | 7144.2571 | 7144.2571 | 7144.2571 | 7144.2571 | 7144.2571 | 7144.2571 | 7144.2571 | 7144.2571 | 7144.2571 | 7144.2571 | 7144.2571 | 7144.2571 | 7144.2571 | 7144.2571 | 7144.2571 | 7144.2571 | 7144.2571 | 7144.2571 | 7144.2571 | 7144.2571 | 7144.2571 | 7144.2571 | 7144.2571 | 7144.2571 | 7144.2571 | 7144.2571 | 7144.2571 | 7144.2571 | 7144.2571 | 7144.2571 | 7144.2571 | 7144.2571 | 7144.2571 | 7144.2571 | 7144.2571 | 7144.2571 | 7144.2571 | 7144.2571 | 7144.2571 | 7144.2571 | 7144.2571 | 7144.2571 | 7144.2571 | 7144.2571 | 7144.2571 | 7144.2571 | 7144.2571 | 7144.2571 | 7144.2571 | 7144.2571 | 7144.2571 | 7144.2571
hydrogen combined cycle | 8958.6976 | 8958.6976 | 8958.6976 | 8958.6976 | 8958.6976 | 8958.6976 | 8958.6976 | 8958.6976 | 8958.6976 | 8958.6976 | 8958.6976 | 8958.6976 | 8958.6976 | 8958.6976 | 8958.6976 | 8958.6976 | 8958.6976 | 8958.6976 | 8958.6976 | 8958.6976 | 8958.6976 | 8958.6976 | 8958.6976 | 8958.6976 | 8958.6976 | 8958.6976 | 8958.6976 | 8958.6976 | 8958.6976 | 8958.6976 | 8958.6976 | 8958.6976 | 8958.6976 | 8958.6976 | 8958.6976 | 8958.6976 | 8958.6976 | 8958.6976 | 8958.6976 | 8958.6976 | 8958.6976 | 8958.6976 | 8958.6976 | 8958.6976 | 8958.6976 | 8958.6976 | 8958.6976 | 8958.6976 | 8958.6976 | 8958.6976 | 8958.6976 | 8958.6976 | 8958.6976 | 8958.6976 | 8958.6976 | 8958.6976 | 8958.6976 | 8958.6976 | 8958.6976 | 8958.6976 | 8958.6976 | 8958.6976 | 8958.6976 | 8958.6976 | 8958.6976 | 8958.6976 | 8958.6976 | 8958.6976 | 8958.6976 | 8958.6976 | 8958.6976 | 8958.6976 | 8958.6976 | 8958.6976 | 8958.6976 | 8958.6976 | 8958.6976 | 8958.6976 | 8958.6976 | 8958.6976 | 8958.6976 | 8958.6976 | 8958.6976 | 8958.6976 | 8958.6976 | 8958.6976 | 8958.6976 | 8958.6976 | 8958.6976 | 8958.6976 | 8958.6976 | 8958.6976 | 8958.6976 | 8958.6976 | 8958.6976 | 8958.6976 | 8958.6976 | 8958.6976 | 8958.6976 | 8958.6976 | 8958.6976 | 8958.6976 | 8958.6976 | 8958.6976 | 8958.6976 | 8958.6976 | 8958.6976 | 8958.6976 | 8958.6976 | 8958.6976 | 8958.6976 | 8958.6976 | 8958.6976 | 8958.6976 | 8958.6976 | 8958.6976 | 8958.6976 | 8958.6976 | 8958.6976 | 8958.6976 | 8958.6976 | 8958.6976 | 8958.6976 | 8958.6976 | 8958.6976 | 8958.6976 | 8958.6976 | 8958.6976 | 8958.6976 | 8958.6976 | 8958.6976 | 8958.6976 | 8958.6976 | 8958.6976 | 8958.6976 | 8958.6976 | 8958.6976 | 8958.6976 | 8958.6976 | 8958.6976 | 8958.6976 | 8958.6976 | 8958.6976 | 8958.6976 | 8958.6976 | 8958.6976 | 8958.6976 | 8958.6976 | 8958.6976 | 8958.6976 | 8958.6976 | 8958.6976 | 8958.6976 | 8958.6976 | 8958.6976 | 8958.6976 | 8958.6976 | 8958.6976 | 8958.6976 | 8958.6976 | 8958.6976 | 8958.6976 | 8958.6976 | 8958.6976 | 8958.6976 | 8958.6976 | 8958.6976 | 8958.6976 | 8958.6976 | 8958.6976 | 8958.6976 | 8958.6976 | 8958.6976 | 8958.6976 | 8958.6976 | 8958.6976 | 8958.6976 | 8958.6976 | 8958.6976 | 8958.6976 | 8958.6976 | 8958.6976 | 8958.6976 | 8958.6976 | 8958.6976 | 8958.6976 | 8958.6976 | 8958.6976 | 8958.6976 | 8958.6976 | 8958.6976 | 8958.6976 | 8958.6976 | 8958.6976 | 8958.6976 | 8958.6976 | 8958.6976 | 8958.6976 | 8958.6976 | 8958.6976 | 8958.6976 | 8958.6976 | 8958.6976 | 8958.6976 | 8958.6976 | 8958.6976 | 8958.6976 | 8958.6976 | 8958.6976 | 8958.6976

## CCaMC-VOaMCpUC
Variable O&M ($/MWh) | Vintage1891 | Vintage1892 | Vintage1893 | Vintage1894 | Vintage1895 | Vintage1896 | Vintage1897 | Vintage1898 | Vintage1899 | Vintage1900 | Vintage1901 | Vintage1902 | Vintage1903 | Vintage1904 | Vintage1905 | Vintage1906 | Vintage1907 | Vintage1908 | Vintage1909 | Vintage1910 | Vintage1911 | Vintage1912 | Vintage1913 | Vintage1914 | Vintage1915 | Vintage1916 | Vintage1917 | Vintage1918 | Vintage1919 | Vintage1920 | Vintage1921 | Vintage1922 | Vintage1923 | Vintage1924 | Vintage1925 | Vintage1926 | Vintage1927 | Vintage1928 | Vintage1929 | Vintage1930 | Vintage1931 | Vintage1932 | Vintage1933 | Vintage1934 | Vintage1935 | Vintage1936 | Vintage1937 | Vintage1938 | Vintage1939 | Vintage1940 | Vintage1941 | Vintage1942 | Vintage1943 | Vintage1944 | Vintage1945 | Vintage1946 | Vintage1947 | Vintage1948 | Vintage1949 | Vintage1950 | Vintage1951 | Vintage1952 | Vintage1953 | Vintage1954 | Vintage1955 | Vintage1956 | Vintage1957 | Vintage1958 | Vintage1959 | Vintage1960 | Vintage1961 | Vintage1962 | Vintage1963 | Vintage1964 | Vintage1965 | Vintage1966 | Vintage1967 | Vintage1968 | Vintage1969 | Vintage1970 | Vintage1971 | Vintage1972 | Vintage1973 | Vintage1974 | Vintage1975 | Vintage1976 | Vintage1977 | Vintage1978 | Vintage1979 | Vintage1980 | Vintage1981 | Vintage1982 | Vintage1983 | Vintage1984 | Vintage1985 | Vintage1986 | Vintage1987 | Vintage1988 | Vintage1989 | Vintage1990 | Vintage1991 | Vintage1992 | Vintage1993 | Vintage1994 | Vintage1995 | Vintage1996 | Vintage1997 | Vintage1998 | Vintage1999 | Vintage2000 | Vintage2001 | Vintage2002 | Vintage2003 | Vintage2004 | Vintage2005 | Vintage2006 | Vintage2007 | Vintage2008 | Vintage2009 | Vintage2010 | Vintage2011 | Vintage2012 | Vintage2013 | Vintage2014 | Vintage2015 | Vintage2016 | Vintage2017 | Vintage2018 | Vintage2019 | Vintage2020 | Vintage2021 | Vintage2022 | Vintage2023 | Vintage2024 | Vintage2025 | Vintage2026 | Vintage2027 | Vintage2028 | Vintage2029 | Vintage2030 | Vintage2031 | Vintage2032 | Vintage2033 | Vintage2034 | Vintage2035 | Vintage2036 | Vintage2037 | Vintage2038 | Vintage2039 | Vintage2040 | Vintage2041 | Vintage2042 | Vintage2043 | Vintage2044 | Vintage2045 | Vintage2046 | Vintage2047 | Vintage2048 | Vintage2049 | Vintage2050 | Vintage2051 | Vintage2052 | Vintage2053 | Vintage2054 | Vintage2055 | Vintage2056 | Vintage2057 | Vintage2058 | Vintage2059 | Vintage2060 | Vintage2061 | Vintage2062 | Vintage2063 | Vintage2064 | Vintage2065 | Vintage2066 | Vintage2067 | Vintage2068 | Vintage2069 | Vintage2070 | Vintage2071 | Vintage2072 | Vintage2073 | Vintage2074 | Vintage2075 | Vintage2076 | Vintage2077 | Vintage2078 | Vintage2079 | Vintage2080 | Vintage2081 | Vintage2082 | Vintage2083 | Vintage2084 | Vintage2085 | Vintage2086 | Vintage2087 | Vintage2088 | Vintage2089 | Vintage2090 | Vintage2091 | Vintage2092 | Vintage2093 | Vintage2094 | Vintage2095 | Vintage2096 | Vintage2097 | Vintage2098 | Vintage2099 | Vintage2100
hard coal | 1.0974 | 1.0974 | 1.0974 | 1.0974 | 1.0974 | 1.0974 | 1.0974 | 1.0974 | 1.0974 | 1.0974 | 1.0974 | 1.0974 | 1.0974 | 1.0974 | 1.0974 | 1.0974 | 1.0974 | 1.0974 | 1.0974 | 1.0974 | 1.0974 | 1.0974 | 1.0974 | 1.0974 | 1.0974 | 1.0974 | 1.0974 | 1.0974 | 1.0974 | 1.0974 | 1.0974 | 1.0974 | 1.0974 | 1.0974 | 1.0974 | 1.0974 | 1.0974 | 1.0974 | 1.0974 | 1.0974 | 1.0974 | 1.0974 | 1.0974 | 1.0974 | 1.0974 | 1.0974 | 1.0974 | 1.0974 | 1.0974 | 1.0974 | 1.0974 | 1.0974 | 1.0974 | 1.0974 | 1.0974 | 1.0974 | 1.0974 | 1.0974 | 1.0974 | 1.0974 | 1.0974 | 1.0974 | 1.0974 | 1.0974 | 1.0974 | 1.0974 | 1.0974 | 1.0974 | 1.0974 | 1.0974 | 1.0974 | 1.0974 | 1.0974 | 1.0974 | 1.0974 | 1.0974 | 1.0974 | 1.0974 | 1.0974 | 1.0974 | 1.0974 | 1.0974 | 1.0974 | 1.0974 | 1.0974 | 1.0974 | 1.0974 | 1.0974 | 1.0974 | 1.0974 | 1.0974 | 1.0974 | 1.0974 | 1.0974 | 1.0974 | 1.0974 | 1.0974 | 1.0974 | 1.0974 | 1.0974 | 1.0974 | 1.0974 | 1.0974 | 1.0974 | 1.0974 | 1.0974 | 1.0974 | 1.0974 | 1.0974 | 1.0974 | 1.0974 | 1.0974 | 1.0974 | 1.0974 | 1.0974 | 1.0974 | 1.0974 | 1.0974 | 1.0974 | 1.0974 | 1.0974 | 1.0974 | 1.0974 | 1.0974 | 1.0974 | 1.0974 | 1.0974 | 1.0974 | 1.0974 | 1.0974 | 1.0974 | 1.0974 | 1.0974 | 1.0974 | 1.0974 | 1.0974 | 1.0974 | 1.0974 | 1.0974 | 1.0974 | 1.0974 | 1.0974 | 1.0974 | 1.0974 | 1.0974 | 1.0974 | 1.0974 | 1.0974 | 1.0974 | 1.0974 | 1.0974 | 1.0974 | 1.0974 | 1.0974 | 1.0974 | 1.0974 | 1.0974 | 1.0974 | 1.0974 | 1.0974 | 1.0974 | 1.0974 | 1.0974 | 1.0974 | 1.0974 | 1.0974 | 1.0974 | 1.0974 | 1.0974 | 1.0974 | 1.0974 | 1.0974 | 1.0974 | 1.0974 | 1.0974 | 1.0974 | 1.0974 | 1.0974 | 1.0974 | 1.0974 | 1.0974 | 1.0974 | 1.0974 | 1.0974 | 1.0974 | 1.0974 | 1.0974 | 1.0974 | 1.0974 | 1.0974 | 1.0974 | 1.0974 | 1.0974 | 1.0974 | 1.0974 | 1.0974 | 1.0974 | 1.0974 | 1.0974 | 1.0974 | 1.0974 | 1.0974 | 1.0974 | 1.0974 | 1.0974 | 1.0974 | 1.0974 | 1.0974 | 1.0974 | 1.0974
natural gas steam turbine | 0.59519 | 0.59519 | 0.59519 | 0.59519 | 0.59519 | 0.59519 | 0.59519 | 0.59519 | 0.59519 | 0.59519 | 0.59519 | 0.59519 | 0.59519 | 0.59519 | 0.59519 | 0.59519 | 0.59519 | 0.59519 | 0.59519 | 0.59519 | 0.59519 | 0.59519 | 0.59519 | 0.59519 | 0.59519 | 0.59519 | 0.59519 | 0.59519 | 0.59519 | 0.59519 | 0.59519 | 0.59519 | 0.59519 | 0.59519 | 0.59519 | 0.59519 | 0.59519 | 0.59519 | 0.59519 | 0.59519 | 0.59519 | 0.59519 | 0.59519 | 0.59519 | 0.59519 | 0.59519 | 0.59519 | 0.59519 | 0.59519 | 0.59519 | 0.59519 | 0.59519 | 0.59519 | 0.59519 | 0.59519 | 0.59519 | 0.59519 | 0.59519 | 0.59519 | 0.59519 | 0.59519 | 0.59519 | 0.59519 | 0.59519 | 0.59519 | 0.59519 | 0.59519 | 0.59519 | 0.59519 | 0.59519 | 0.59519 | 0.59519 | 0.59519 | 0.59519 | 0.59519 | 0.59519 | 0.59519 | 0.59519 | 0.59519 | 0.59519 | 0.59519 | 0.59519 | 0.59519 | 0.59519 | 0.59519 | 0.59519 | 0.59519 | 0.59519 | 0.59519 | 0.59519 | 0.59519 | 0.59519 | 0.59519 | 0.59519 | 0.59519 | 0.59519 | 0.59519 | 0.59519 | 0.59519 | 0.59519 | 0.59519 | 0.59519 | 0.59519 | 0.59519 | 0.59519 | 0.59519 | 0.59519 | 0.59519 | 0.59519 | 0.59519 | 0.59519 | 0.59519 | 0.59519 | 0.59519 | 0.59519 | 0.59519 | 0.59519 | 0.59519 | 0.59519 | 0.59519 | 0.59519 | 0.59519 | 0.59519 | 0.59519 | 0.59519 | 0.59519 | 0.59519 | 0.59519 | 0.59519 | 0.59519 | 0.59519 | 0.59519 | 0.59519 | 0.59519 | 0.59519 | 0.59519 | 0.59519 | 0.59519 | 0.59519 | 0.59519 | 0.59519 | 0.59519 | 0.59519 | 0.59519 | 0.59519 | 0.59519 | 0.59519 | 0.59519 | 0.59519 | 0.59519 | 0.59519 | 0.59519 | 0.59519 | 0.59519 | 0.59519 | 0.59519 | 0.59519 | 0.59519 | 0.59519 | 0.59519 | 0.59519 | 0.59519 | 0.59519 | 0.59519 | 0.59519 | 0.59519 | 0.59519 | 0.59519 | 0.59519 | 0.59519 | 0.59519 | 0.59519 | 0.59519 | 0.59519 | 0.59519 | 0.59519 | 0.59519 | 0.59519 | 0.59519 | 0.59519 | 0.59519 | 0.59519 | 0.59519 | 0.59519 | 0.59519 | 0.59519 | 0.59519 | 0.59519 | 0.59519 | 0.59519 | 0.59519 | 0.59519 | 0.59519 | 0.59519 | 0.59519 | 0.59519 | 0.59519 | 0.59519 | 0.59519 | 0.59519 | 0.59519 | 0.59519 | 0.59519 | 0.59519 | 0.59519 | 0.59519 | 0.59519 | 0.59519 | 0.59519 | 0.59519
natural gas combined cycle | 0.59519 | 0.59519 | 0.59519 | 0.59519 | 0.59519 | 0.59519 | 0.59519 | 0.59519 | 0.59519 | 0.59519 | 0.59519 | 0.59519 | 0.59519 | 0.59519 | 0.59519 | 0.59519 | 0.59519 | 0.59519 | 0.59519 | 0.59519 | 0.59519 | 0.59519 | 0.59519 | 0.59519 | 0.59519 | 0.59519 | 0.59519 | 0.59519 | 0.59519 | 0.59519 | 0.59519 | 0.59519 | 0.59519 | 0.59519 | 0.59519 | 0.59519 | 0.59519 | 0.59519 | 0.59519 | 0.59519 | 0.59519 | 0.59519 | 0.59519 | 0.59519 | 0.59519 | 0.59519 | 0.59519 | 0.59519 | 0.59519 | 0.59519 | 0.59519 | 0.59519 | 0.59519 | 0.59519 | 0.59519 | 0.59519 | 0.59519 | 0.59519 | 0.59519 | 0.59519 | 0.59519 | 0.59519 | 0.59519 | 0.59519 | 0.59519 | 0.59519 | 0.59519 | 0.59519 | 0.59519 | 0.59519 | 0.59519 | 0.59519 | 0.59519 | 0.59519 | 0.59519 | 0.59519 | 0.59519 | 0.59519 | 0.59519 | 0.59519 | 0.59519 | 0.59519 | 0.59519 | 0.59519 | 0.59519 | 0.59519 | 0.59519 | 0.59519 | 0.59519 | 0.59519 | 0.59519 | 0.59519 | 0.59519 | 0.59519 | 0.59519 | 0.59519 | 0.59519 | 0.59519 | 0.59519 | 0.59519 | 0.59519 | 0.59519 | 0.59519 | 0.59519 | 0.59519 | 0.59519 | 0.59519 | 0.59519 | 0.59519 | 0.59519 | 0.59519 | 0.59519 | 0.59519 | 0.59519 | 0.59519 | 0.59519 | 0.59519 | 0.59519 | 0.59519 | 0.59519 | 0.59519 | 0.59519 | 0.59519 | 0.59519 | 0.59519 | 0.59519 | 0.59519 | 0.59519 | 0.59519 | 0.59519 | 0.59519 | 0.59519 | 0.59519 | 0.59519 | 0.59519 | 0.59519 | 0.59519 | 0.59519 | 0.59519 | 0.59519 | 0.59519 | 0.59519 | 0.59519 | 0.59519 | 0.59519 | 0.59519 | 0.59519 | 0.59519 | 0.59519 | 0.59519 | 0.59519 | 0.59519 | 0.59519 | 0.59519 | 0.59519 | 0.59519 | 0.59519 | 0.59519 | 0.59519 | 0.59519 | 0.59519 | 0.59519 | 0.59519 | 0.59519 | 0.59519 | 0.59519 | 0.59519 | 0.59519 | 0.59519 | 0.59519 | 0.59519 | 0.59519 | 0.59519 | 0.59519 | 0.59519 | 0.59519 | 0.59519 | 0.59519 | 0.59519 | 0.59519 | 0.59519 | 0.59519 | 0.59519 | 0.59519 | 0.59519 | 0.59519 | 0.59519 | 0.59519 | 0.59519 | 0.59519 | 0.59519 | 0.59519 | 0.59519 | 0.59519 | 0.59519 | 0.59519 | 0.59519 | 0.59519 | 0.59519 | 0.59519 | 0.59519 | 0.59519 | 0.59519 | 0.59519 | 0.59519 | 0.59519 | 0.59519 | 0.59519 | 0.59519 | 0.59519
nuclear | 1.8507 | 1.8507 | 1.8507 | 1.8507 | 1.8507 | 1.8507 | 1.8507 | 1.8507 | 1.8507 | 1.8507 | 1.8507 | 1.8507 | 1.8507 | 1.8507 | 1.8507 | 1.8507 | 1.8507 | 1.8507 | 1.8507 | 1.8507 | 1.8507 | 1.8507 | 1.8507 | 1.8507 | 1.8507 | 1.8507 | 1.8507 | 1.8507 | 1.8507 | 1.8507 | 1.8507 | 1.8507 | 1.8507 | 1.8507 | 1.8507 | 1.8507 | 1.8507 | 1.8507 | 1.8507 | 1.8507 | 1.8507 | 1.8507 | 1.8507 | 1.8507 | 1.8507 | 1.8507 | 1.8507 | 1.8507 | 1.8507 | 1.8507 | 1.8507 | 1.8507 | 1.8507 | 1.8507 | 1.8507 | 1.8507 | 1.8507 | 1.8507 | 1.8507 | 1.8507 | 1.8507 | 1.8507 | 1.8507 | 1.8507 | 1.8507 | 1.8507 | 1.8507 | 1.8507 | 1.8507 | 1.8507 | 1.8507 | 1.8507 | 1.8507 | 1.8507 | 1.8507 | 1.8507 | 1.8507 | 1.8507 | 1.8507 | 1.8507 | 1.8507 | 1.8507 | 1.8507 | 1.8507 | 1.8507 | 1.8507 | 1.8507 | 1.8507 | 1.8507 | 1.8507 | 1.8507 | 1.8507 | 1.8507 | 1.8507 | 1.8507 | 1.8507 | 1.8507 | 1.8507 | 1.8507 | 1.8507 | 1.8507 | 1.8507 | 1.8507 | 1.8507 | 1.8507 | 1.8507 | 1.8507 | 1.8507 | 1.8507 | 1.8507 | 1.8507 | 1.8507 | 1.8507 | 1.8507 | 1.8507 | 1.8507 | 1.8507 | 1.8507 | 1.8507 | 1.8507 | 1.8507 | 1.8507 | 1.8507 | 1.8507 | 1.8507 | 1.8507 | 1.8507 | 1.8507 | 1.8507 | 1.8507 | 1.8507 | 1.8507 | 1.8507 | 1.8507 | 1.8507 | 1.8507 | 1.8507 | 1.8507 | 1.8507 | 1.8507 | 1.8507 | 1.8507 | 1.8507 | 1.8507 | 1.8507 | 1.8507 | 1.8507 | 1.8507 | 1.8507 | 1.8507 | 1.8507 | 1.8507 | 1.8507 | 1.8507 | 1.8507 | 1.8507 | 1.8507 | 1.8507 | 1.8507 | 1.8507 | 1.8507 | 1.8507 | 1.8507 | 1.8507 | 1.8507 | 1.8507 | 1.8507 | 1.8507 | 1.8507 | 1.8507 | 1.8507 | 1.8507 | 1.8507 | 1.8507 | 1.8507 | 1.8507 | 1.8507 | 1.8507 | 1.8507 | 1.8507 | 1.8507 | 1.8507 | 1.8507 | 1.8507 | 1.8507 | 1.8507 | 1.8507 | 1.8507 | 1.8507 | 1.8507 | 1.8507 | 1.8507 | 1.8507 | 1.8507 | 1.8507 | 1.8507 | 1.8507 | 1.8507 | 1.8507 | 1.8507 | 1.8507 | 1.8507 | 1.8507 | 1.8507 | 1.8507 | 1.8507 | 1.8507 | 1.8507 | 1.8507 | 1.8507
hydro | 0 | 0 | 0 | 0 | 0 | 0 | 0 | 0 | 0 | 0 | 0 | 0 | 0 | 0 | 0 | 0 | 0 | 0 | 0 | 0 | 0 | 0 | 0 | 0 | 0 | 0 | 0 | 0 | 0 | 0 | 0 | 0 | 0 | 0 | 0 | 0 | 0 | 0 | 0 | 0 | 0 | 0 | 0 | 0 | 0 | 0 | 0 | 0 | 0 | 0 | 0 | 0 | 0 | 0 | 0 | 0 | 0 | 0 | 0 | 0 | 0 | 0 | 0 | 0 | 0 | 0 | 0 | 0 | 0 | 0 | 0 | 0 | 0 | 0 | 0 | 0 | 0 | 0 | 0 | 0 | 0 | 0 | 0 | 0 | 0 | 0 | 0 | 0 | 0 | 0 | 0 | 0 | 0 | 0 | 0 | 0 | 0 | 0 | 0 | 0 | 0 | 0 | 0 | 0 | 0 | 0 | 0 | 0 | 0 | 0 | 0 | 0 | 0 | 0 | 0 | 0 | 0 | 0 | 0 | 0 | 0 | 0 | 0 | 0 | 0 | 0 | 0 | 0 | 0 | 0 | 0 | 0 | 0 | 0 | 0 | 0 | 0 | 0 | 0 | 0 | 0 | 0 | 0 | 0 | 0 | 0 | 0 | 0 | 0 | 0 | 0 | 0 | 0 | 0 | 0 | 0 | 0 | 0 | 0 | 0 | 0 | 0 | 0 | 0 | 0 | 0 | 0 | 0 | 0 | 0 | 0 | 0 | 0 | 0 | 0 | 0 | 0 | 0 | 0 | 0 | 0 | 0 | 0 | 0 | 0 | 0 | 0 | 0 | 0 | 0 | 0 | 0 | 0 | 0 | 0 | 0 | 0 | 0 | 0 | 0 | 0 | 0 | 0 | 0 | 0 | 0 | 0 | 0 | 0 | 0
onshore wind | 0.092998 | 0.092998 | 0.092998 | 0.092998 | 0.092998 | 0.092998 | 0.092998 | 0.092998 | 0.092998 | 0.092998 | 0.092998 | 0.092998 | 0.092998 | 0.092998 | 0.092998 | 0.092998 | 0.092998 | 0.092998 | 0.092998 | 0.092998 | 0.092998 | 0.092998 | 0.092998 | 0.092998 | 0.092998 | 0.092998 | 0.092998 | 0.092998 | 0.092998 | 0.092998 | 0.092998 | 0.092998 | 0.092998 | 0.092998 | 0.092998 | 0.092998 | 0.092998 | 0.092998 | 0.092998 | 0.092998 | 0.092998 | 0.092998 | 0.092998 | 0.092998 | 0.092998 | 0.092998 | 0.092998 | 0.092998 | 0.092998 | 0.092998 | 0.092998 | 0.092998 | 0.092998 | 0.092998 | 0.092998 | 0.092998 | 0.092998 | 0.092998 | 0.092998 | 0.092998 | 0.092998 | 0.092998 | 0.092998 | 0.092998 | 0.092998 | 0.092998 | 0.092998 | 0.092998 | 0.092998 | 0.092998 | 0.092998 | 0.092998 | 0.092998 | 0.092998 | 0.092998 | 0.092998 | 0.092998 | 0.092998 | 0.092998 | 0.092998 | 0.092998 | 0.092998 | 0.092998 | 0.092998 | 0.092998 | 0.092998 | 0.092998 | 0.092998 | 0.092998 | 0.092998 | 0.092998 | 0.092998 | 0.092998 | 0.092998 | 0.092998 | 0.092998 | 0.092998 | 0.092998 | 0.092998 | 0.092998 | 0.092998 | 0.092998 | 0.092998 | 0.092998 | 0.092998 | 0.092998 | 0.092998 | 0.092998 | 0.092998 | 0.092998 | 0.092998 | 0.092998 | 0.092998 | 0.092998 | 0.092998 | 0.092998 | 0.092998 | 0.092998 | 0.092998 | 0.092998 | 0.092998 | 0.092998 | 0.092998 | 0.092998 | 0.092998 | 0.092998 | 0.092998 | 0.092998 | 0.092998 | 0.092998 | 0.092998 | 0.092998 | 0.092998 | 0.092998 | 0.092998 | 0.092998 | 0.092998 | 0.092998 | 0.092998 | 0.092998 | 0.092998 | 0.092998 | 0.092998 | 0.092998 | 0.092998 | 0.092998 | 0.092998 | 0.092998 | 0.092998 | 0.092998 | 0.092998 | 0.092998 | 0.092998 | 0.092998 | 0.092998 | 0.092998 | 0.092998 | 0.092998 | 0.092998 | 0.092998 | 0.092998 | 0.092998 | 0.092998 | 0.092998 | 0.092998 | 0.092998 | 0.092998 | 0.092998 | 0.092998 | 0.092998 | 0.092998 | 0.092998 | 0.092998 | 0.092998 | 0.092998 | 0.092998 | 0.092998 | 0.092998 | 0.092998 | 0.092998 | 0.092998 | 0.092998 | 0.092998 | 0.092998 | 0.092998 | 0.092998 | 0.092998 | 0.092998 | 0.092998 | 0.092998 | 0.092998 | 0.092998 | 0.092998 | 0.092998 | 0.092998 | 0.092998 | 0.092998 | 0.092998 | 0.092998 | 0.092998 | 0.092998 | 0.092998 | 0.092998 | 0.092998 | 0.092998 | 0.092998 | 0.092998 | 0.092998 | 0.092998 | 0.092998
solar PV | 0.092998 | 0.092998 | 0.092998 | 0.092998 | 0.092998 | 0.092998 | 0.092998 | 0.092998 | 0.092998 | 0.092998 | 0.092998 | 0.092998 | 0.092998 | 0.092998 | 0.092998 | 0.092998 | 0.092998 | 0.092998 | 0.092998 | 0.092998 | 0.092998 | 0.092998 | 0.092998 | 0.092998 | 0.092998 | 0.092998 | 0.092998 | 0.092998 | 0.092998 | 0.092998 | 0.092998 | 0.092998 | 0.092998 | 0.092998 | 0.092998 | 0.092998 | 0.092998 | 0.092998 | 0.092998 | 0.092998 | 0.092998 | 0.092998 | 0.092998 | 0.092998 | 0.092998 | 0.092998 | 0.092998 | 0.092998 | 0.092998 | 0.092998 | 0.092998 | 0.092998 | 0.092998 | 0.092998 | 0.092998 | 0.092998 | 0.092998 | 0.092998 | 0.092998 | 0.092998 | 0.092998 | 0.092998 | 0.092998 | 0.092998 | 0.092998 | 0.092998 | 0.092998 | 0.092998 | 0.092998 | 0.092998 | 0.092998 | 0.092998 | 0.092998 | 0.092998 | 0.092998 | 0.092998 | 0.092998 | 0.092998 | 0.092998 | 0.092998 | 0.092998 | 0.092998 | 0.092998 | 0.092998 | 0.092998 | 0.092998 | 0.092998 | 0.092998 | 0.092998 | 0.092998 | 0.092998 | 0.092998 | 0.092998 | 0.092998 | 0.092998 | 0.092998 | 0.092998 | 0.092998 | 0.092998 | 0.092998 | 0.092998 | 0.092998 | 0.092998 | 0.092998 | 0.092998 | 0.092998 | 0.092998 | 0.092998 | 0.092998 | 0.092998 | 0.092998 | 0.092998 | 0.092998 | 0.092998 | 0.092998 | 0.092998 | 0.092998 | 0.092998 | 0.092998 | 0.092998 | 0.092998 | 0.092998 | 0.092998 | 0.092998 | 0.092998 | 0.092998 | 0.092998 | 0.092998 | 0.092998 | 0.092998 | 0.092998 | 0.092998 | 0.092998 | 0.092998 | 0.092998 | 0.092998 | 0.092998 | 0.092998 | 0.092998 | 0.092998 | 0.092998 | 0.092998 | 0.092998 | 0.092998 | 0.092998 | 0.092998 | 0.092998 | 0.092998 | 0.092998 | 0.092998 | 0.092998 | 0.092998 | 0.092998 | 0.092998 | 0.092998 | 0.092998 | 0.092998 | 0.092998 | 0.092998 | 0.092998 | 0.092998 | 0.092998 | 0.092998 | 0.092998 | 0.092998 | 0.092998 | 0.092998 | 0.092998 | 0.092998 | 0.092998 | 0.092998 | 0.092998 | 0.092998 | 0.092998 | 0.092998 | 0.092998 | 0.092998 | 0.092998 | 0.092998 | 0.092998 | 0.092998 | 0.092998 | 0.092998 | 0.092998 | 0.092998 | 0.092998 | 0.092998 | 0.092998 | 0.092998 | 0.092998 | 0.092998 | 0.092998 | 0.092998 | 0.092998 | 0.092998 | 0.092998 | 0.092998 | 0.092998 | 0.092998 | 0.092998 | 0.092998 | 0.092998 | 0.092998 | 0.092998 | 0.092998 | 0.092998 | 0.092998 | 0.092998 | 0.092998 | 0.092998
solar thermal | 0 | 0 | 0 | 0 | 0 | 0 | 0 | 0 | 0 | 0 | 0 | 0 | 0 | 0 | 0 | 0 | 0 | 0 | 0 | 0 | 0 | 0 | 0 | 0 | 0 | 0 | 0 | 0 | 0 | 0 | 0 | 0 | 0 | 0 | 0 | 0 | 0 | 0 | 0 | 0 | 0 | 0 | 0 | 0 | 0 | 0 | 0 | 0 | 0 | 0 | 0 | 0 | 0 | 0 | 0 | 0 | 0 | 0 | 0 | 0 | 0 | 0 | 0 | 0 | 0 | 0 | 0 | 0 | 0 | 0 | 0 | 0 | 0 | 0 | 0 | 0 | 0 | 0 | 0 | 0 | 0 | 0 | 0 | 0 | 0 | 0 | 0 | 0 | 0 | 0 | 0 | 0 | 0 | 0 | 0 | 0 | 0 | 0 | 0 | 0 | 0 | 0 | 0 | 0 | 0 | 0 | 0 | 0 | 0 | 0 | 0 | 0 | 0 | 0 | 0 | 0 | 0 | 0 | 0 | 0 | 0 | 0 | 0 | 0 | 0 | 0 | 0 | 0 | 0 | 0 | 0 | 0 | 0 | 0 | 0 | 0 | 0 | 0 | 0 | 0 | 0 | 0 | 0 | 0 | 0 | 0 | 0 | 0 | 0 | 0 | 0 | 0 | 0 | 0 | 0 | 0 | 0 | 0 | 0 | 0 | 0 | 0 | 0 | 0 | 0 | 0 | 0 | 0 | 0 | 0 | 0 | 0 | 0 | 0 | 0 | 0 | 0 | 0 | 0 | 0 | 0 | 0 | 0 | 0 | 0 | 0 | 0 | 0 | 0 | 0 | 0 | 0 | 0 | 0 | 0 | 0 | 0 | 0 | 0 | 0 | 0 | 0 | 0 | 0 | 0 | 0 | 0 | 0 | 0 | 0
biomass | 6.0733 | 6.0733 | 6.0733 | 6.0733 | 6.0733 | 6.0733 | 6.0733 | 6.0733 | 6.0733 | 6.0733 | 6.0733 | 6.0733 | 6.0733 | 6.0733 | 6.0733 | 6.0733 | 6.0733 | 6.0733 | 6.0733 | 6.0733 | 6.0733 | 6.0733 | 6.0733 | 6.0733 | 6.0733 | 6.0733 | 6.0733 | 6.0733 | 6.0733 | 6.0733 | 6.0733 | 6.0733 | 6.0733 | 6.0733 | 6.0733 | 6.0733 | 6.0733 | 6.0733 | 6.0733 | 6.0733 | 6.0733 | 6.0733 | 6.0733 | 6.0733 | 6.0733 | 6.0733 | 6.0733 | 6.0733 | 6.0733 | 6.0733 | 6.0733 | 6.0733 | 6.0733 | 6.0733 | 6.0733 | 6.0733 | 6.0733 | 6.0733 | 6.0733 | 6.0733 | 6.0733 | 6.0733 | 6.0733 | 6.0733 | 6.0733 | 6.0733 | 6.0733 | 6.0733 | 6.0733 | 6.0733 | 6.0733 | 6.0733 | 6.0733 | 6.0733 | 6.0733 | 6.0733 | 6.0733 | 6.0733 | 6.0733 | 6.0733 | 6.0733 | 6.0733 | 6.0733 | 6.0733 | 6.0733 | 6.0733 | 6.0733 | 6.0733 | 6.0733 | 6.0733 | 6.0733 | 6.0733 | 6.0733 | 6.0733 | 6.0733 | 6.0733 | 6.0733 | 6.0733 | 6.0733 | 6.0733 | 6.0733 | 6.0733 | 6.0733 | 6.0733 | 6.0733 | 6.0733 | 6.0733 | 6.0733 | 6.0733 | 6.0733 | 6.0733 | 6.0733 | 6.0733 | 6.0733 | 6.0733 | 6.0733 | 6.0733 | 6.0733 | 6.0733 | 6.0733 | 6.0733 | 6.0733 | 6.0733 | 6.0733 | 6.0733 | 6.0733 | 6.0733 | 6.0733 | 6.0733 | 6.0733 | 6.0733 | 6.0733 | 6.0733 | 6.0733 | 6.0733 | 6.0733 | 6.0733 | 6.0733 | 6.0733 | 6.0733 | 6.0733 | 6.0733 | 6.0733 | 6.0733 | 6.0733 | 6.0733 | 6.0733 | 6.0733 | 6.0733 | 6.0733 | 6.0733 | 6.0733 | 6.0733 | 6.0733 | 6.0733 | 6.0733 | 6.0733 | 6.0733 | 6.0733 | 6.0733 | 6.0733 | 6.0733 | 6.0733 | 6.0733 | 6.0733 | 6.0733 | 6.0733 | 6.0733 | 6.0733 | 6.0733 | 6.0733 | 6.0733 | 6.0733 | 6.0733 | 6.0733 | 6.0733 | 6.0733 | 6.0733 | 6.0733 | 6.0733 | 6.0733 | 6.0733 | 6.0733 | 6.0733 | 6.0733 | 6.0733 | 6.0733 | 6.0733 | 6.0733 | 6.0733 | 6.0733 | 6.0733 | 6.0733 | 6.0733 | 6.0733 | 6.0733 | 6.0733 | 6.0733 | 6.0733 | 6.0733 | 6.0733 | 6.0733 | 6.0733 | 6.0733 | 6.0733 | 6.0733 | 6.0733 | 6.0733 | 6.0733 | 6.0733
geothermal | 0 | 0 | 0 | 0 | 0 | 0 | 0 | 0 | 0 | 0 | 0 | 0 | 0 | 0 | 0 | 0 | 0 | 0 | 0 | 0 | 0 | 0 | 0 | 0 | 0 | 0 | 0 | 0 | 0 | 0 | 0 | 0 | 0 | 0 | 0 | 0 | 0 | 0 | 0 | 0 | 0 | 0 | 0 | 0 | 0 | 0 | 0 | 0 | 0 | 0 | 0 | 0 | 0 | 0 | 0 | 0 | 0 | 0 | 0 | 0 | 0 | 0 | 0 | 0 | 0 | 0 | 0 | 0 | 0 | 0 | 0 | 0 | 0 | 0 | 0 | 0 | 0 | 0 | 0 | 0 | 0 | 0 | 0 | 0 | 0 | 0 | 0 | 0 | 0 | 0 | 0 | 0 | 0 | 0 | 0 | 0 | 0 | 0 | 0 | 0 | 0 | 0 | 0 | 0 | 0 | 0 | 0 | 0 | 0 | 0 | 0 | 0 | 0 | 0 | 0 | 0 | 0 | 0 | 0 | 0 | 0 | 0 | 0 | 0 | 0 | 0 | 0 | 0 | 0 | 0 | 0 | 0 | 0 | 0 | 0 | 0 | 0 | 0 | 0 | 0 | 0 | 0 | 0 | 0 | 0 | 0 | 0 | 0 | 0 | 0 | 0 | 0 | 0 | 0 | 0 | 0 | 0 | 0 | 0 | 0 | 0 | 0 | 0 | 0 | 0 | 0 | 0 | 0 | 0 | 0 | 0 | 0 | 0 | 0 | 0 | 0 | 0 | 0 | 0 | 0 | 0 | 0 | 0 | 0 | 0 | 0 | 0 | 0 | 0 | 0 | 0 | 0 | 0 | 0 | 0 | 0 | 0 | 0 | 0 | 0 | 0 | 0 | 0 | 0 | 0 | 0 | 0 | 0 | 0 | 0
petroleum | 39.4509 | 39.4509 | 39.4509 | 39.4509 | 39.4509 | 39.4509 | 39.4509 | 39.4509 | 39.4509 | 39.4509 | 39.4509 | 39.4509 | 39.4509 | 39.4509 | 39.4509 | 39.4509 | 39.4509 | 39.4509 | 39.4509 | 39.4509 | 39.4509 | 39.4509 | 39.4509 | 39.4509 | 39.4509 | 39.4509 | 39.4509 | 39.4509 | 39.4509 | 39.4509 | 39.4509 | 39.4509 | 39.4509 | 39.4509 | 39.4509 | 39.4509 | 39.4509 | 39.4509 | 39.4509 | 39.4509 | 39.4509 | 39.4509 | 39.4509 | 39.4509 | 39.4509 | 39.4509 | 39.4509 | 39.4509 | 39.4509 | 39.4509 | 39.4509 | 39.4509 | 39.4509 | 39.4509 | 39.4509 | 39.4509 | 39.4509 | 39.4509 | 39.4509 | 39.4509 | 39.4509 | 39.4509 | 39.4509 | 39.4509 | 39.4509 | 39.4509 | 39.4509 | 39.4509 | 39.4509 | 39.4509 | 39.4509 | 39.4509 | 39.4509 | 39.4509 | 39.4509 | 39.4509 | 39.4509 | 39.4509 | 39.4509 | 39.4509 | 39.4509 | 39.4509 | 39.4509 | 39.4509 | 39.4509 | 39.4509 | 39.4509 | 39.4509 | 39.4509 | 39.4509 | 39.4509 | 39.4509 | 39.4509 | 39.4509 | 39.4509 | 39.4509 | 39.4509 | 39.4509 | 39.4509 | 39.4509 | 39.4509 | 39.4509 | 39.4509 | 39.4509 | 39.4509 | 39.4509 | 39.4509 | 39.4509 | 39.4509 | 39.4509 | 39.4509 | 39.4509 | 39.4509 | 39.4509 | 39.4509 | 39.4509 | 39.4509 | 39.4509 | 39.4509 | 39.4509 | 39.4509 | 39.4509 | 39.4509 | 39.4509 | 39.4509 | 39.4509 | 39.4509 | 39.4509 | 39.4509 | 39.4509 | 39.4509 | 39.4509 | 39.4509 | 39.4509 | 39.4509 | 39.4509 | 39.4509 | 39.4509 | 39.4509 | 39.4509 | 39.4509 | 39.4509 | 39.4509 | 39.4509 | 39.4509 | 39.4509 | 39.4509 | 39.4509 | 39.4509 | 39.4509 | 39.4509 | 39.4509 | 39.4509 | 39.4509 | 39.4509 | 39.4509 | 39.4509 | 39.4509 | 39.4509 | 39.4509 | 39.4509 | 39.4509 | 39.4509 | 39.4509 | 39.4509 | 39.4509 | 39.4509 | 39.4509 | 39.4509 | 39.4509 | 39.4509 | 39.4509 | 39.4509 | 39.4509 | 39.4509 | 39.4509 | 39.4509 | 39.4509 | 39.4509 | 39.4509 | 39.4509 | 39.4509 | 39.4509 | 39.4509 | 39.4509 | 39.4509 | 39.4509 | 39.4509 | 39.4509 | 39.4509 | 39.4509 | 39.4509 | 39.4509 | 39.4509 | 39.4509 | 39.4509 | 39.4509 | 39.4509 | 39.4509 | 39.4509 | 39.4509 | 39.4509 | 39.4509 | 39.4509 | 39.4509 | 39.4509 | 39.4509 | 39.4509 | 39.4509 | 39.4509
natural gas peaker | 5.9582 | 5.9582 | 5.9582 | 5.9582 | 5.9582 | 5.9582 | 5.9582 | 5.9582 | 5.9582 | 5.9582 | 5.9582 | 5.9582 | 5.9582 | 5.9582 | 5.9582 | 5.9582 | 5.9582 | 5.9582 | 5.9582 | 5.9582 | 5.9582 | 5.9582 | 5.9582 | 5.9582 | 5.9582 | 5.9582 | 5.9582 | 5.9582 | 5.9582 | 5.9582 | 5.9582 | 5.9582 | 5.9582 | 5.9582 | 5.9582 | 5.9582 | 5.9582 | 5.9582 | 5.9582 | 5.9582 | 5.9582 | 5.9582 | 5.9582 | 5.9582 | 5.9582 | 5.9582 | 5.9582 | 5.9582 | 5.9582 | 5.9582 | 5.9582 | 5.9582 | 5.9582 | 5.9582 | 5.9582 | 5.9582 | 5.9582 | 5.9582 | 5.9582 | 5.9582 | 5.9582 | 5.9582 | 5.9582 | 5.9582 | 5.9582 | 5.9582 | 5.9582 | 5.9582 | 5.9582 | 5.9582 | 5.9582 | 5.9582 | 5.9582 | 5.9582 | 5.9582 | 5.9582 | 5.9582 | 5.9582 | 5.9582 | 5.9582 | 5.9582 | 5.9582 | 5.9582 | 5.9582 | 5.9582 | 5.9582 | 5.9582 | 5.9582 | 5.9582 | 5.9582 | 5.9582 | 5.9582 | 5.9582 | 5.9582 | 5.9582 | 5.9582 | 5.9582 | 5.9582 | 5.9582 | 5.9582 | 5.9582 | 5.9582 | 5.9582 | 5.9582 | 5.9582 | 5.9582 | 5.9582 | 5.9582 | 5.9582 | 5.9582 | 5.9582 | 5.9582 | 5.9582 | 5.9582 | 5.9582 | 5.9582 | 5.9582 | 5.9582 | 5.9582 | 5.9582 | 5.9582 | 5.9582 | 5.9582 | 5.9582 | 5.9582 | 5.9582 | 5.9582 | 5.9582 | 5.9582 | 5.9582 | 5.9582 | 5.9582 | 5.9582 | 5.9582 | 5.9582 | 5.9582 | 5.9582 | 5.9582 | 5.9582 | 5.9582 | 5.9582 | 5.9582 | 5.9582 | 5.9582 | 5.9582 | 5.9582 | 5.9582 | 5.9582 | 5.9582 | 5.9582 | 5.9582 | 5.9582 | 5.9582 | 5.9582 | 5.9582 | 5.9582 | 5.9582 | 5.9582 | 5.9582 | 5.9582 | 5.9582 | 5.9582 | 5.9582 | 5.9582 | 5.9582 | 5.9582 | 5.9582 | 5.9582 | 5.9582 | 5.9582 | 5.9582 | 5.9582 | 5.9582 | 5.9582 | 5.9582 | 5.9582 | 5.9582 | 5.9582 | 5.9582 | 5.9582 | 5.9582 | 5.9582 | 5.9582 | 5.9582 | 5.9582 | 5.9582 | 5.9582 | 5.9582 | 5.9582 | 5.9582 | 5.9582 | 5.9582 | 5.9582 | 5.9582 | 5.9582 | 5.9582 | 5.9582 | 5.9582 | 5.9582 | 5.9582 | 5.9582 | 5.9582 | 5.9582 | 5.9582 | 5.9582 | 5.9582 | 5.9582 | 5.9582 | 5.9582 | 5.9582
lignite | 6.1423 | 6.1423 | 6.1423 | 6.1423 | 6.1423 | 6.1423 | 6.1423 | 6.1423 | 6.1423 | 6.1423 | 6.1423 | 6.1423 | 6.1423 | 6.1423 | 6.1423 | 6.1423 | 6.1423 | 6.1423 | 6.1423 | 6.1423 | 6.1423 | 6.1423 | 6.1423 | 6.1423 | 6.1423 | 6.1423 | 6.1423 | 6.1423 | 6.1423 | 6.1423 | 6.1423 | 6.1423 | 6.1423 | 6.1423 | 6.1423 | 6.1423 | 6.1423 | 6.1423 | 6.1423 | 6.1423 | 6.1423 | 6.1423 | 6.1423 | 6.1423 | 6.1423 | 6.1423 | 6.1423 | 6.1423 | 6.1423 | 6.1423 | 6.1423 | 6.1423 | 6.1423 | 6.1423 | 6.1423 | 6.1423 | 6.1423 | 6.1423 | 6.1423 | 6.1423 | 6.1423 | 6.1423 | 6.1423 | 6.1423 | 6.1423 | 6.1423 | 6.1423 | 6.1423 | 6.1423 | 6.1423 | 6.1423 | 6.1423 | 6.1423 | 6.1423 | 6.1423 | 6.1423 | 6.1423 | 6.1423 | 6.1423 | 6.1423 | 6.1423 | 6.1423 | 6.1423 | 6.1423 | 6.1423 | 6.1423 | 6.1423 | 6.1423 | 6.1423 | 6.1423 | 6.1423 | 6.1423 | 6.1423 | 6.1423 | 6.1423 | 6.1423 | 6.1423 | 6.1423 | 6.1423 | 6.1423 | 6.1423 | 6.1423 | 6.1423 | 6.1423 | 6.1423 | 6.1423 | 6.1423 | 6.1423 | 6.1423 | 6.1423 | 6.1423 | 6.1423 | 6.1423 | 6.1423 | 6.1423 | 6.1423 | 6.1423 | 6.1423 | 6.1423 | 6.1423 | 6.1423 | 6.1423 | 6.1423 | 6.1423 | 6.1423 | 6.1423 | 6.1423 | 6.1423 | 6.1423 | 6.1423 | 6.1423 | 6.1423 | 6.1423 | 6.1423 | 6.1423 | 6.1423 | 6.1423 | 6.1423 | 6.1423 | 6.1423 | 6.1423 | 6.1423 | 6.1423 | 6.1423 | 6.1423 | 6.1423 | 6.1423 | 6.1423 | 6.1423 | 6.1423 | 6.1423 | 6.1423 | 6.1423 | 6.1423 | 6.1423 | 6.1423 | 6.1423 | 6.1423 | 6.1423 | 6.1423 | 6.1423 | 6.1423 | 6.1423 | 6.1423 | 6.1423 | 6.1423 | 6.1423 | 6.1423 | 6.1423 | 6.1423 | 6.1423 | 6.1423 | 6.1423 | 6.1423 | 6.1423 | 6.1423 | 6.1423 | 6.1423 | 6.1423 | 6.1423 | 6.1423 | 6.1423 | 6.1423 | 6.1423 | 6.1423 | 6.1423 | 6.1423 | 6.1423 | 6.1423 | 6.1423 | 6.1423 | 6.1423 | 6.1423 | 6.1423 | 6.1423 | 6.1423 | 6.1423 | 6.1423 | 6.1423 | 6.1423 | 6.1423 | 6.1423 | 6.1423 | 6.1423 | 6.1423 | 6.1423 | 6.1423 | 6.1423 | 6.1423 | 6.1423
offshore wind | 0 | 0 | 0 | 0 | 0 | 0 | 0 | 0 | 0 | 0 | 0 | 0 | 0 | 0 | 0 | 0 | 0 | 0 | 0 | 0 | 0 | 0 | 0 | 0 | 0 | 0 | 0 | 0 | 0 | 0 | 0 | 0 | 0 | 0 | 0 | 0 | 0 | 0 | 0 | 0 | 0 | 0 | 0 | 0 | 0 | 0 | 0 | 0 | 0 | 0 | 0 | 0 | 0 | 0 | 0 | 0 | 0 | 0 | 0 | 0 | 0 | 0 | 0 | 0 | 0 | 0 | 0 | 0 | 0 | 0 | 0 | 0 | 0 | 0 | 0 | 0 | 0 | 0 | 0 | 0 | 0 | 0 | 0 | 0 | 0 | 0 | 0 | 0 | 0 | 0 | 0 | 0 | 0 | 0 | 0 | 0 | 0 | 0 | 0 | 0 | 0 | 0 | 0 | 0 | 0 | 0 | 0 | 0 | 0 | 0 | 0 | 0 | 0 | 0 | 0 | 0 | 0 | 0 | 0 | 0 | 0 | 0 | 0 | 0 | 0 | 0 | 0 | 0 | 0 | 0 | 0 | 0 | 0 | 0 | 0 | 0 | 0 | 0 | 0 | 0 | 0 | 0 | 0 | 0 | 0 | 0 | 0 | 0 | 0 | 0 | 0 | 0 | 0 | 0 | 0 | 0 | 0 | 0 | 0 | 0 | 0 | 0 | 0 | 0 | 0 | 0 | 0 | 0 | 0 | 0 | 0 | 0 | 0 | 0 | 0 | 0 | 0 | 0 | 0 | 0 | 0 | 0 | 0 | 0 | 0 | 0 | 0 | 0 | 0 | 0 | 0 | 0 | 0 | 0 | 0 | 0 | 0 | 0 | 0 | 0 | 0 | 0 | 0 | 0 | 0 | 0 | 0 | 0 | 0 | 0
crude oil | 39.4509 | 39.4509 | 39.4509 | 39.4509 | 39.4509 | 39.4509 | 39.4509 | 39.4509 | 39.4509 | 39.4509 | 39.4509 | 39.4509 | 39.4509 | 39.4509 | 39.4509 | 39.4509 | 39.4509 | 39.4509 | 39.4509 | 39.4509 | 39.4509 | 39.4509 | 39.4509 | 39.4509 | 39.4509 | 39.4509 | 39.4509 | 39.4509 | 39.4509 | 39.4509 | 39.4509 | 39.4509 | 39.4509 | 39.4509 | 39.4509 | 39.4509 | 39.4509 | 39.4509 | 39.4509 | 39.4509 | 39.4509 | 39.4509 | 39.4509 | 39.4509 | 39.4509 | 39.4509 | 39.4509 | 39.4509 | 39.4509 | 39.4509 | 39.4509 | 39.4509 | 39.4509 | 39.4509 | 39.4509 | 39.4509 | 39.4509 | 39.4509 | 39.4509 | 39.4509 | 39.4509 | 39.4509 | 39.4509 | 39.4509 | 39.4509 | 39.4509 | 39.4509 | 39.4509 | 39.4509 | 39.4509 | 39.4509 | 39.4509 | 39.4509 | 39.4509 | 39.4509 | 39.4509 | 39.4509 | 39.4509 | 39.4509 | 39.4509 | 39.4509 | 39.4509 | 39.4509 | 39.4509 | 39.4509 | 39.4509 | 39.4509 | 39.4509 | 39.4509 | 39.4509 | 39.4509 | 39.4509 | 39.4509 | 39.4509 | 39.4509 | 39.4509 | 39.4509 | 39.4509 | 39.4509 | 39.4509 | 39.4509 | 39.4509 | 39.4509 | 39.4509 | 39.4509 | 39.4509 | 39.4509 | 39.4509 | 39.4509 | 39.4509 | 39.4509 | 39.4509 | 39.4509 | 39.4509 | 39.4509 | 39.4509 | 39.4509 | 39.4509 | 39.4509 | 39.4509 | 39.4509 | 39.4509 | 39.4509 | 39.4509 | 39.4509 | 39.4509 | 39.4509 | 39.4509 | 39.4509 | 39.4509 | 39.4509 | 39.4509 | 39.4509 | 39.4509 | 39.4509 | 39.4509 | 39.4509 | 39.4509 | 39.4509 | 39.4509 | 39.4509 | 39.4509 | 39.4509 | 39.4509 | 39.4509 | 39.4509 | 39.4509 | 39.4509 | 39.4509 | 39.4509 | 39.4509 | 39.4509 | 39.4509 | 39.4509 | 39.4509 | 39.4509 | 39.4509 | 39.4509 | 39.4509 | 39.4509 | 39.4509 | 39.4509 | 39.4509 | 39.4509 | 39.4509 | 39.4509 | 39.4509 | 39.4509 | 39.4509 | 39.4509 | 39.4509 | 39.4509 | 39.4509 | 39.4509 | 39.4509 | 39.4509 | 39.4509 | 39.4509 | 39.4509 | 39.4509 | 39.4509 | 39.4509 | 39.4509 | 39.4509 | 39.4509 | 39.4509 | 39.4509 | 39.4509 | 39.4509 | 39.4509 | 39.4509 | 39.4509 | 39.4509 | 39.4509 | 39.4509 | 39.4509 | 39.4509 | 39.4509 | 39.4509 | 39.4509 | 39.4509 | 39.4509 | 39.4509 | 39.4509 | 39.4509 | 39.4509 | 39.4509 | 39.4509 | 39.4509 | 39.4509
heavy or residual fuel oil | 39.4509 | 39.4509 | 39.4509 | 39.4509 | 39.4509 | 39.4509 | 39.4509 | 39.4509 | 39.4509 | 39.4509 | 39.4509 | 39.4509 | 39.4509 | 39.4509 | 39.4509 | 39.4509 | 39.4509 | 39.4509 | 39.4509 | 39.4509 | 39.4509 | 39.4509 | 39.4509 | 39.4509 | 39.4509 | 39.4509 | 39.4509 | 39.4509 | 39.4509 | 39.4509 | 39.4509 | 39.4509 | 39.4509 | 39.4509 | 39.4509 | 39.4509 | 39.4509 | 39.4509 | 39.4509 | 39.4509 | 39.4509 | 39.4509 | 39.4509 | 39.4509 | 39.4509 | 39.4509 | 39.4509 | 39.4509 | 39.4509 | 39.4509 | 39.4509 | 39.4509 | 39.4509 | 39.4509 | 39.4509 | 39.4509 | 39.4509 | 39.4509 | 39.4509 | 39.4509 | 39.4509 | 39.4509 | 39.4509 | 39.4509 | 39.4509 | 39.4509 | 39.4509 | 39.4509 | 39.4509 | 39.4509 | 39.4509 | 39.4509 | 39.4509 | 39.4509 | 39.4509 | 39.4509 | 39.4509 | 39.4509 | 39.4509 | 39.4509 | 39.4509 | 39.4509 | 39.4509 | 39.4509 | 39.4509 | 39.4509 | 39.4509 | 39.4509 | 39.4509 | 39.4509 | 39.4509 | 39.4509 | 39.4509 | 39.4509 | 39.4509 | 39.4509 | 39.4509 | 39.4509 | 39.4509 | 39.4509 | 39.4509 | 39.4509 | 39.4509 | 39.4509 | 39.4509 | 39.4509 | 39.4509 | 39.4509 | 39.4509 | 39.4509 | 39.4509 | 39.4509 | 39.4509 | 39.4509 | 39.4509 | 39.4509 | 39.4509 | 39.4509 | 39.4509 | 39.4509 | 39.4509 | 39.4509 | 39.4509 | 39.4509 | 39.4509 | 39.4509 | 39.4509 | 39.4509 | 39.4509 | 39.4509 | 39.4509 | 39.4509 | 39.4509 | 39.4509 | 39.4509 | 39.4509 | 39.4509 | 39.4509 | 39.4509 | 39.4509 | 39.4509 | 39.4509 | 39.4509 | 39.4509 | 39.4509 | 39.4509 | 39.4509 | 39.4509 | 39.4509 | 39.4509 | 39.4509 | 39.4509 | 39.4509 | 39.4509 | 39.4509 | 39.4509 | 39.4509 | 39.4509 | 39.4509 | 39.4509 | 39.4509 | 39.4509 | 39.4509 | 39.4509 | 39.4509 | 39.4509 | 39.4509 | 39.4509 | 39.4509 | 39.4509 | 39.4509 | 39.4509 | 39.4509 | 39.4509 | 39.4509 | 39.4509 | 39.4509 | 39.4509 | 39.4509 | 39.4509 | 39.4509 | 39.4509 | 39.4509 | 39.4509 | 39.4509 | 39.4509 | 39.4509 | 39.4509 | 39.4509 | 39.4509 | 39.4509 | 39.4509 | 39.4509 | 39.4509 | 39.4509 | 39.4509 | 39.4509 | 39.4509 | 39.4509 | 39.4509 | 39.4509 | 39.4509 | 39.4509 | 39.4509 | 39.4509 | 39.4509 | 39.4509 | 39.4509 | 39.4509 | 39.4509
municipal solid waste | 10.1013 | 10.1013 | 10.1013 | 10.1013 | 10.1013 | 10.1013 | 10.1013 | 10.1013 | 10.1013 | 10.1013 | 10.1013 | 10.1013 | 10.1013 | 10.1013 | 10.1013 | 10.1013 | 10.1013 | 10.1013 | 10.1013 | 10.1013 | 10.1013 | 10.1013 | 10.1013 | 10.1013 | 10.1013 | 10.1013 | 10.1013 | 10.1013 | 10.1013 | 10.1013 | 10.1013 | 10.1013 | 10.1013 | 10.1013 | 10.1013 | 10.1013 | 10.1013 | 10.1013 | 10.1013 | 10.1013 | 10.1013 | 10.1013 | 10.1013 | 10.1013 | 10.1013 | 10.1013 | 10.1013 | 10.1013 | 10.1013 | 10.1013 | 10.1013 | 10.1013 | 10.1013 | 10.1013 | 10.1013 | 10.1013 | 10.1013 | 10.1013 | 10.1013 | 10.1013 | 10.1013 | 10.1013 | 10.1013 | 10.1013 | 10.1013 | 10.1013 | 10.1013 | 10.1013 | 10.1013 | 10.1013 | 10.1013 | 10.1013 | 10.1013 | 10.1013 | 10.1013 | 10.1013 | 10.1013 | 10.1013 | 10.1013 | 10.1013 | 10.1013 | 10.1013 | 10.1013 | 10.1013 | 10.1013 | 10.1013 | 10.1013 | 10.1013 | 10.1013 | 10.1013 | 10.1013 | 10.1013 | 10.1013 | 10.1013 | 10.1013 | 10.1013 | 10.1013 | 10.1013 | 10.1013 | 10.1013 | 10.1013 | 10.1013 | 10.1013 | 10.1013 | 10.1013 | 10.1013 | 10.1013 | 10.1013 | 10.1013 | 10.1013 | 10.1013 | 10.1013 | 10.1013 | 10.1013 | 10.1013 | 10.1013 | 10.1013 | 10.1013 | 10.1013 | 10.1013 | 10.1013 | 10.1013 | 10.1013 | 10.1013 | 10.1013 | 10.1013 | 10.1013 | 10.1013 | 10.1013 | 10.1013 | 10.1013 | 10.1013 | 10.1013 | 10.1013 | 10.1013 | 10.1013 | 10.1013 | 10.1013 | 10.1013 | 10.1013 | 10.1013 | 10.1013 | 10.1013 | 10.1013 | 10.1013 | 10.1013 | 10.1013 | 10.1013 | 10.1013 | 10.1013 | 10.1013 | 10.1013 | 10.1013 | 10.1013 | 10.1013 | 10.1013 | 10.1013 | 10.1013 | 10.1013 | 10.1013 | 10.1013 | 10.1013 | 10.1013 | 10.1013 | 10.1013 | 10.1013 | 10.1013 | 10.1013 | 10.1013 | 10.1013 | 10.1013 | 10.1013 | 10.1013 | 10.1013 | 10.1013 | 10.1013 | 10.1013 | 10.1013 | 10.1013 | 10.1013 | 10.1013 | 10.1013 | 10.1013 | 10.1013 | 10.1013 | 10.1013 | 10.1013 | 10.1013 | 10.1013 | 10.1013 | 10.1013 | 10.1013 | 10.1013 | 10.1013 | 10.1013 | 10.1013 | 10.1013 | 10.1013 | 10.1013 | 10.1013 | 10.1013 | 10.1013 | 10.1013 | 10.1013 | 10.1013 | 10.1013 | 10.1013 | 10.1013 | 10.1013 | 10.1013
hard coal w CCS | 12.7519 | 12.7519 | 12.7519 | 12.7519 | 12.7519 | 12.7519 | 12.7519 | 12.7519 | 12.7519 | 12.7519 | 12.7519 | 12.7519 | 12.7519 | 12.7519 | 12.7519 | 12.7519 | 12.7519 | 12.7519 | 12.7519 | 12.7519 | 12.7519 | 12.7519 | 12.7519 | 12.7519 | 12.7519 | 12.7519 | 12.7519 | 12.7519 | 12.7519 | 12.7519 | 12.7519 | 12.7519 | 12.7519 | 12.7519 | 12.7519 | 12.7519 | 12.7519 | 12.7519 | 12.7519 | 12.7519 | 12.7519 | 12.7519 | 12.7519 | 12.7519 | 12.7519 | 12.7519 | 12.7519 | 12.7519 | 12.7519 | 12.7519 | 12.7519 | 12.7519 | 12.7519 | 12.7519 | 12.7519 | 12.7519 | 12.7519 | 12.7519 | 12.7519 | 12.7519 | 12.7519 | 12.7519 | 12.7519 | 12.7519 | 12.7519 | 12.7519 | 12.7519 | 12.7519 | 12.7519 | 12.7519 | 12.7519 | 12.7519 | 12.7519 | 12.7519 | 12.7519 | 12.7519 | 12.7519 | 12.7519 | 12.7519 | 12.7519 | 12.7519 | 12.7519 | 12.7519 | 12.7519 | 12.7519 | 12.7519 | 12.7519 | 12.7519 | 12.7519 | 12.7519 | 12.7519 | 12.7519 | 12.7519 | 12.7519 | 12.7519 | 12.7519 | 12.7519 | 12.7519 | 12.7519 | 12.7519 | 12.7519 | 12.7519 | 12.7519 | 12.7519 | 12.7519 | 12.7519 | 12.7519 | 12.7519 | 12.7519 | 12.7519 | 12.7519 | 12.7519 | 12.7519 | 12.7519 | 12.7519 | 12.7519 | 12.7519 | 12.7519 | 12.7519 | 12.7519 | 12.7519 | 12.7519 | 12.7519 | 12.7519 | 12.7519 | 12.7519 | 12.7519 | 12.7519 | 12.7519 | 12.7519 | 12.7519 | 12.7519 | 12.7519 | 12.7519 | 12.7519 | 12.7519 | 12.7519 | 12.7519 | 12.7519 | 12.7519 | 12.7519 | 12.7519 | 12.7519 | 12.7519 | 12.7519 | 12.7519 | 12.7519 | 12.7519 | 12.7519 | 12.7519 | 12.7519 | 12.7519 | 12.7519 | 12.7519 | 12.7519 | 12.7519 | 12.7519 | 12.7519 | 12.7519 | 12.7519 | 12.7519 | 12.7519 | 12.7519 | 12.7519 | 12.7519 | 12.7519 | 12.7519 | 12.7519 | 12.7519 | 12.7519 | 12.7519 | 12.7519 | 12.7519 | 12.7519 | 12.7519 | 12.7519 | 12.7519 | 12.7519 | 12.7519 | 12.7519 | 12.7519 | 12.7519 | 12.7519 | 12.7519 | 12.7519 | 12.7519 | 12.7519 | 12.7519 | 12.7519 | 12.7519 | 12.7519 | 12.7519 | 12.7519 | 12.7519 | 12.7519 | 12.7519 | 12.7519 | 12.7519 | 12.7519 | 12.7519 | 12.7519 | 12.7519 | 12.7519 | 12.7519 | 12.7519 | 12.7519 | 12.7519 | 12.7519 | 12.7519 | 12.7519
natural gas combined cycle w CCS | 3.7959 | 3.7959 | 3.7959 | 3.7959 | 3.7959 | 3.7959 | 3.7959 | 3.7959 | 3.7959 | 3.7959 | 3.7959 | 3.7959 | 3.7959 | 3.7959 | 3.7959 | 3.7959 | 3.7959 | 3.7959 | 3.7959 | 3.7959 | 3.7959 | 3.7959 | 3.7959 | 3.7959 | 3.7959 | 3.7959 | 3.7959 | 3.7959 | 3.7959 | 3.7959 | 3.7959 | 3.7959 | 3.7959 | 3.7959 | 3.7959 | 3.7959 | 3.7959 | 3.7959 | 3.7959 | 3.7959 | 3.7959 | 3.7959 | 3.7959 | 3.7959 | 3.7959 | 3.7959 | 3.7959 | 3.7959 | 3.7959 | 3.7959 | 3.7959 | 3.7959 | 3.7959 | 3.7959 | 3.7959 | 3.7959 | 3.7959 | 3.7959 | 3.7959 | 3.7959 | 3.7959 | 3.7959 | 3.7959 | 3.7959 | 3.7959 | 3.7959 | 3.7959 | 3.7959 | 3.7959 | 3.7959 | 3.7959 | 3.7959 | 3.7959 | 3.7959 | 3.7959 | 3.7959 | 3.7959 | 3.7959 | 3.7959 | 3.7959 | 3.7959 | 3.7959 | 3.7959 | 3.7959 | 3.7959 | 3.7959 | 3.7959 | 3.7959 | 3.7959 | 3.7959 | 3.7959 | 3.7959 | 3.7959 | 3.7959 | 3.7959 | 3.7959 | 3.7959 | 3.7959 | 3.7959 | 3.7959 | 3.7959 | 3.7959 | 3.7959 | 3.7959 | 3.7959 | 3.7959 | 3.7959 | 3.7959 | 3.7959 | 3.7959 | 3.7959 | 3.7959 | 3.7959 | 3.7959 | 3.7959 | 3.7959 | 3.7959 | 3.7959 | 3.7959 | 3.7959 | 3.7959 | 3.7959 | 3.7959 | 3.7959 | 3.7959 | 3.7959 | 3.7959 | 3.7959 | 3.7959 | 3.7959 | 3.7959 | 3.7959 | 3.7959 | 3.7959 | 3.7959 | 3.7959 | 3.7959 | 3.7959 | 3.7959 | 3.7959 | 3.7959 | 3.7959 | 3.7959 | 3.7959 | 3.7959 | 3.7959 | 3.7959 | 3.7959 | 3.7959 | 3.7959 | 3.7959 | 3.7959 | 3.7959 | 3.7959 | 3.7959 | 3.7959 | 3.7959 | 3.7959 | 3.7959 | 3.7959 | 3.7959 | 3.7959 | 3.7959 | 3.7959 | 3.7959 | 3.7959 | 3.7959 | 3.7959 | 3.7959 | 3.7959 | 3.7959 | 3.7959 | 3.7959 | 3.7959 | 3.7959 | 3.7959 | 3.7959 | 3.7959 | 3.7959 | 3.7959 | 3.7959 | 3.7959 | 3.7959 | 3.7959 | 3.7959 | 3.7959 | 3.7959 | 3.7959 | 3.7959 | 3.7959 | 3.7959 | 3.7959 | 3.7959 | 3.7959 | 3.7959 | 3.7959 | 3.7959 | 3.7959 | 3.7959 | 3.7959 | 3.7959 | 3.7959 | 3.7959 | 3.7959 | 3.7959 | 3.7959 | 3.7959 | 3.7959 | 3.7959 | 3.7959
biomass w CCS | 17.4784 | 17.4784 | 17.4784 | 17.4784 | 17.4784 | 17.4784 | 17.4784 | 17.4784 | 17.4784 | 17.4784 | 17.4784 | 17.4784 | 17.4784 | 17.4784 | 17.4784 | 17.4784 | 17.4784 | 17.4784 | 17.4784 | 17.4784 | 17.4784 | 17.4784 | 17.4784 | 17.4784 | 17.4784 | 17.4784 | 17.4784 | 17.4784 | 17.4784 | 17.4784 | 17.4784 | 17.4784 | 17.4784 | 17.4784 | 17.4784 | 17.4784 | 17.4784 | 17.4784 | 17.4784 | 17.4784 | 17.4784 | 17.4784 | 17.4784 | 17.4784 | 17.4784 | 17.4784 | 17.4784 | 17.4784 | 17.4784 | 17.4784 | 17.4784 | 17.4784 | 17.4784 | 17.4784 | 17.4784 | 17.4784 | 17.4784 | 17.4784 | 17.4784 | 17.4784 | 17.4784 | 17.4784 | 17.4784 | 17.4784 | 17.4784 | 17.4784 | 17.4784 | 17.4784 | 17.4784 | 17.4784 | 17.4784 | 17.4784 | 17.4784 | 17.4784 | 17.4784 | 17.4784 | 17.4784 | 17.4784 | 17.4784 | 17.4784 | 17.4784 | 17.4784 | 17.4784 | 17.4784 | 17.4784 | 17.4784 | 17.4784 | 17.4784 | 17.4784 | 17.4784 | 17.4784 | 17.4784 | 17.4784 | 17.4784 | 17.4784 | 17.4784 | 17.4784 | 17.4784 | 17.4784 | 17.4784 | 17.4784 | 17.4784 | 17.4784 | 17.4784 | 17.4784 | 17.4784 | 17.4784 | 17.4784 | 17.4784 | 17.4784 | 17.4784 | 17.4784 | 17.4784 | 17.4784 | 17.4784 | 17.4784 | 17.4784 | 17.4784 | 17.4784 | 17.4784 | 17.4784 | 17.4784 | 17.4784 | 17.4784 | 17.4784 | 17.4784 | 17.4784 | 17.4784 | 17.4784 | 17.4784 | 17.4784 | 17.4784 | 17.4784 | 17.4784 | 17.4784 | 17.4784 | 17.4784 | 17.4784 | 17.4784 | 17.4784 | 17.4784 | 17.4784 | 17.4784 | 17.4784 | 17.4784 | 17.4784 | 17.4784 | 17.4784 | 17.4784 | 17.4784 | 17.4784 | 17.4784 | 17.4784 | 17.4784 | 17.4784 | 17.4784 | 17.4784 | 17.4784 | 17.4784 | 17.4784 | 17.4784 | 17.4784 | 17.4784 | 17.4784 | 17.4784 | 17.4784 | 17.4784 | 17.4784 | 17.4784 | 17.4784 | 17.4784 | 17.4784 | 17.4784 | 17.4784 | 17.4784 | 17.4784 | 17.4784 | 17.4784 | 17.4784 | 17.4784 | 17.4784 | 17.4784 | 17.4784 | 17.4784 | 17.4784 | 17.4784 | 17.4784 | 17.4784 | 17.4784 | 17.4784 | 17.4784 | 17.4784 | 17.4784 | 17.4784 | 17.4784 | 17.4784 | 17.4784 | 17.4784 | 17.4784 | 17.4784 | 17.4784 | 17.4784 | 17.4784 | 17.4784 | 17.4784 | 17.4784 | 17.4784 | 17.4784 | 17.4784 | 17.4784
lignite w CCS | 21.6033 | 21.6033 | 21.6033 | 21.6033 | 21.6033 | 21.6033 | 21.6033 | 21.6033 | 21.6033 | 21.6033 | 21.6033 | 21.6033 | 21.6033 | 21.6033 | 21.6033 | 21.6033 | 21.6033 | 21.6033 | 21.6033 | 21.6033 | 21.6033 | 21.6033 | 21.6033 | 21.6033 | 21.6033 | 21.6033 | 21.6033 | 21.6033 | 21.6033 | 21.6033 | 21.6033 | 21.6033 | 21.6033 | 21.6033 | 21.6033 | 21.6033 | 21.6033 | 21.6033 | 21.6033 | 21.6033 | 21.6033 | 21.6033 | 21.6033 | 21.6033 | 21.6033 | 21.6033 | 21.6033 | 21.6033 | 21.6033 | 21.6033 | 21.6033 | 21.6033 | 21.6033 | 21.6033 | 21.6033 | 21.6033 | 21.6033 | 21.6033 | 21.6033 | 21.6033 | 21.6033 | 21.6033 | 21.6033 | 21.6033 | 21.6033 | 21.6033 | 21.6033 | 21.6033 | 21.6033 | 21.6033 | 21.6033 | 21.6033 | 21.6033 | 21.6033 | 21.6033 | 21.6033 | 21.6033 | 21.6033 | 21.6033 | 21.6033 | 21.6033 | 21.6033 | 21.6033 | 21.6033 | 21.6033 | 21.6033 | 21.6033 | 21.6033 | 21.6033 | 21.6033 | 21.6033 | 21.6033 | 21.6033 | 21.6033 | 21.6033 | 21.6033 | 21.6033 | 21.6033 | 21.6033 | 21.6033 | 21.6033 | 21.6033 | 21.6033 | 21.6033 | 21.6033 | 21.6033 | 21.6033 | 21.6033 | 21.6033 | 21.6033 | 21.6033 | 21.6033 | 21.6033 | 21.6033 | 21.6033 | 21.6033 | 21.6033 | 21.6033 | 21.6033 | 21.6033 | 21.6033 | 21.6033 | 21.6033 | 21.6033 | 21.6033 | 21.6033 | 21.6033 | 21.6033 | 21.6033 | 21.6033 | 21.6033 | 21.6033 | 21.6033 | 21.6033 | 21.6033 | 21.6033 | 21.6033 | 21.6033 | 21.6033 | 21.6033 | 21.6033 | 21.6033 | 21.6033 | 21.6033 | 21.6033 | 21.6033 | 21.6033 | 21.6033 | 21.6033 | 21.6033 | 21.6033 | 21.6033 | 21.6033 | 21.6033 | 21.6033 | 21.6033 | 21.6033 | 21.6033 | 21.6033 | 21.6033 | 21.6033 | 21.6033 | 21.6033 | 21.6033 | 21.6033 | 21.6033 | 21.6033 | 21.6033 | 21.6033 | 21.6033 | 21.6033 | 21.6033 | 21.6033 | 21.6033 | 21.6033 | 21.6033 | 21.6033 | 21.6033 | 21.6033 | 21.6033 | 21.6033 | 21.6033 | 21.6033 | 21.6033 | 21.6033 | 21.6033 | 21.6033 | 21.6033 | 21.6033 | 21.6033 | 21.6033 | 21.6033 | 21.6033 | 21.6033 | 21.6033 | 21.6033 | 21.6033 | 21.6033 | 21.6033 | 21.6033 | 21.6033 | 21.6033 | 21.6033 | 21.6033 | 21.6033 | 21.6033 | 21.6033 | 21.6033 | 21.6033 | 21.6033
small modular reactor | 2.6521 | 2.6521 | 2.6521 | 2.6521 | 2.6521 | 2.6521 | 2.6521 | 2.6521 | 2.6521 | 2.6521 | 2.6521 | 2.6521 | 2.6521 | 2.6521 | 2.6521 | 2.6521 | 2.6521 | 2.6521 | 2.6521 | 2.6521 | 2.6521 | 2.6521 | 2.6521 | 2.6521 | 2.6521 | 2.6521 | 2.6521 | 2.6521 | 2.6521 | 2.6521 | 2.6521 | 2.6521 | 2.6521 | 2.6521 | 2.6521 | 2.6521 | 2.6521 | 2.6521 | 2.6521 | 2.6521 | 2.6521 | 2.6521 | 2.6521 | 2.6521 | 2.6521 | 2.6521 | 2.6521 | 2.6521 | 2.6521 | 2.6521 | 2.6521 | 2.6521 | 2.6521 | 2.6521 | 2.6521 | 2.6521 | 2.6521 | 2.6521 | 2.6521 | 2.6521 | 2.6521 | 2.6521 | 2.6521 | 2.6521 | 2.6521 | 2.6521 | 2.6521 | 2.6521 | 2.6521 | 2.6521 | 2.6521 | 2.6521 | 2.6521 | 2.6521 | 2.6521 | 2.6521 | 2.6521 | 2.6521 | 2.6521 | 2.6521 | 2.6521 | 2.6521 | 2.6521 | 2.6521 | 2.6521 | 2.6521 | 2.6521 | 2.6521 | 2.6521 | 2.6521 | 2.6521 | 2.6521 | 2.6521 | 2.6521 | 2.6521 | 2.6521 | 2.6521 | 2.6521 | 2.6521 | 2.6521 | 2.6521 | 2.6521 | 2.6521 | 2.6521 | 2.6521 | 2.6521 | 2.6521 | 2.6521 | 2.6521 | 2.6521 | 2.6521 | 2.6521 | 2.6521 | 2.6521 | 2.6521 | 2.6521 | 2.6521 | 2.6521 | 2.6521 | 2.6521 | 2.6521 | 2.6521 | 2.6521 | 2.6521 | 2.6521 | 2.6521 | 2.6521 | 2.6521 | 2.6521 | 2.6521 | 2.6521 | 2.6521 | 2.6521 | 2.6521 | 2.6521 | 2.6521 | 2.6521 | 2.6521 | 2.6521 | 2.6521 | 2.6521 | 2.6521 | 2.6521 | 2.6521 | 2.6521 | 2.6521 | 2.6521 | 2.6521 | 2.6521 | 2.6521 | 2.6521 | 2.6521 | 2.6521 | 2.6521 | 2.6521 | 2.6521 | 2.6521 | 2.6521 | 2.6521 | 2.6521 | 2.6521 | 2.6521 | 2.6521 | 2.6521 | 2.6521 | 2.6521 | 2.6521 | 2.6521 | 2.6521 | 2.6521 | 2.6521 | 2.6521 | 2.6521 | 2.6521 | 2.6521 | 2.6521 | 2.6521 | 2.6521 | 2.6521 | 2.6521 | 2.6521 | 2.6521 | 2.6521 | 2.6521 | 2.6521 | 2.6521 | 2.6521 | 2.6521 | 2.6521 | 2.6521 | 2.6521 | 2.6521 | 2.6521 | 2.6521 | 2.6521 | 2.6521 | 2.6521 | 2.6521 | 2.6521 | 2.6521 | 2.6521 | 2.6521 | 2.6521 | 2.6521 | 2.6521 | 2.6521 | 2.6521 | 2.6521 | 2.6521 | 2.6521
hydrogen combustion turbine | 5.9582 | 5.9582 | 5.9582 | 5.9582 | 5.9582 | 5.9582 | 5.9582 | 5.9582 | 5.9582 | 5.9582 | 5.9582 | 5.9582 | 5.9582 | 5.9582 | 5.9582 | 5.9582 | 5.9582 | 5.9582 | 5.9582 | 5.9582 | 5.9582 | 5.9582 | 5.9582 | 5.9582 | 5.9582 | 5.9582 | 5.9582 | 5.9582 | 5.9582 | 5.9582 | 5.9582 | 5.9582 | 5.9582 | 5.9582 | 5.9582 | 5.9582 | 5.9582 | 5.9582 | 5.9582 | 5.9582 | 5.9582 | 5.9582 | 5.9582 | 5.9582 | 5.9582 | 5.9582 | 5.9582 | 5.9582 | 5.9582 | 5.9582 | 5.9582 | 5.9582 | 5.9582 | 5.9582 | 5.9582 | 5.9582 | 5.9582 | 5.9582 | 5.9582 | 5.9582 | 5.9582 | 5.9582 | 5.9582 | 5.9582 | 5.9582 | 5.9582 | 5.9582 | 5.9582 | 5.9582 | 5.9582 | 5.9582 | 5.9582 | 5.9582 | 5.9582 | 5.9582 | 5.9582 | 5.9582 | 5.9582 | 5.9582 | 5.9582 | 5.9582 | 5.9582 | 5.9582 | 5.9582 | 5.9582 | 5.9582 | 5.9582 | 5.9582 | 5.9582 | 5.9582 | 5.9582 | 5.9582 | 5.9582 | 5.9582 | 5.9582 | 5.9582 | 5.9582 | 5.9582 | 5.9582 | 5.9582 | 5.9582 | 5.9582 | 5.9582 | 5.9582 | 5.9582 | 5.9582 | 5.9582 | 5.9582 | 5.9582 | 5.9582 | 5.9582 | 5.9582 | 5.9582 | 5.9582 | 5.9582 | 5.9582 | 5.9582 | 5.9582 | 5.9582 | 5.9582 | 5.9582 | 5.9582 | 5.9582 | 5.9582 | 5.9582 | 5.9582 | 5.9582 | 5.9582 | 5.9582 | 5.9582 | 5.9582 | 5.9582 | 5.9582 | 5.9582 | 5.9582 | 5.9582 | 5.9582 | 5.9582 | 5.9582 | 5.9582 | 5.9582 | 5.9582 | 5.9582 | 5.9582 | 5.9582 | 5.9582 | 5.9582 | 5.9582 | 5.9582 | 5.9582 | 5.9582 | 5.9582 | 5.9582 | 5.9582 | 5.9582 | 5.9582 | 5.9582 | 5.9582 | 5.9582 | 5.9582 | 5.9582 | 5.9582 | 5.9582 | 5.9582 | 5.9582 | 5.9582 | 5.9582 | 5.9582 | 5.9582 | 5.9582 | 5.9582 | 5.9582 | 5.9582 | 5.9582 | 5.9582 | 5.9582 | 5.9582 | 5.9582 | 5.9582 | 5.9582 | 5.9582 | 5.9582 | 5.9582 | 5.9582 | 5.9582 | 5.9582 | 5.9582 | 5.9582 | 5.9582 | 5.9582 | 5.9582 | 5.9582 | 5.9582 | 5.9582 | 5.9582 | 5.9582 | 5.9582 | 5.9582 | 5.9582 | 5.9582 | 5.9582 | 5.9582 | 5.9582 | 5.9582 | 5.9582 | 5.9582 | 5.9582 | 5.9582 | 5.9582 | 5.9582
hydrogen combined cycle | 2.1561 | 2.1561 | 2.1561 | 2.1561 | 2.1561 | 2.1561 | 2.1561 | 2.1561 | 2.1561 | 2.1561 | 2.1561 | 2.1561 | 2.1561 | 2.1561 | 2.1561 | 2.1561 | 2.1561 | 2.1561 | 2.1561 | 2.1561 | 2.1561 | 2.1561 | 2.1561 | 2.1561 | 2.1561 | 2.1561 | 2.1561 | 2.1561 | 2.1561 | 2.1561 | 2.1561 | 2.1561 | 2.1561 | 2.1561 | 2.1561 | 2.1561 | 2.1561 | 2.1561 | 2.1561 | 2.1561 | 2.1561 | 2.1561 | 2.1561 | 2.1561 | 2.1561 | 2.1561 | 2.1561 | 2.1561 | 2.1561 | 2.1561 | 2.1561 | 2.1561 | 2.1561 | 2.1561 | 2.1561 | 2.1561 | 2.1561 | 2.1561 | 2.1561 | 2.1561 | 2.1561 | 2.1561 | 2.1561 | 2.1561 | 2.1561 | 2.1561 | 2.1561 | 2.1561 | 2.1561 | 2.1561 | 2.1561 | 2.1561 | 2.1561 | 2.1561 | 2.1561 | 2.1561 | 2.1561 | 2.1561 | 2.1561 | 2.1561 | 2.1561 | 2.1561 | 2.1561 | 2.1561 | 2.1561 | 2.1561 | 2.1561 | 2.1561 | 2.1561 | 2.1561 | 2.1561 | 2.1561 | 2.1561 | 2.1561 | 2.1561 | 2.1561 | 2.1561 | 2.1561 | 2.1561 | 2.1561 | 2.1561 | 2.1561 | 2.1561 | 2.1561 | 2.1561 | 2.1561 | 2.1561 | 2.1561 | 2.1561 | 2.1561 | 2.1561 | 2.1561 | 2.1561 | 2.1561 | 2.1561 | 2.1561 | 2.1561 | 2.1561 | 2.1561 | 2.1561 | 2.1561 | 2.1561 | 2.1561 | 2.1561 | 2.1561 | 2.1561 | 2.1561 | 2.1561 | 2.1561 | 2.1561 | 2.1561 | 2.1561 | 2.1561 | 2.1561 | 2.1561 | 2.1561 | 2.1561 | 2.1561 | 2.1561 | 2.1561 | 2.1561 | 2.1561 | 2.1561 | 2.1561 | 2.1561 | 2.1561 | 2.1561 | 2.1561 | 2.1561 | 2.1561 | 2.1561 | 2.1561 | 2.1561 | 2.1561 | 2.1561 | 2.1561 | 2.1561 | 2.1561 | 2.1561 | 2.1561 | 2.1561 | 2.1561 | 2.1561 | 2.1561 | 2.1561 | 2.1561 | 2.1561 | 2.1561 | 2.1561 | 2.1561 | 2.1561 | 2.1561 | 2.1561 | 2.1561 | 2.1561 | 2.1561 | 2.1561 | 2.1561 | 2.1561 | 2.1561 | 2.1561 | 2.1561 | 2.1561 | 2.1561 | 2.1561 | 2.1561 | 2.1561 | 2.1561 | 2.1561 | 2.1561 | 2.1561 | 2.1561 | 2.1561 | 2.1561 | 2.1561 | 2.1561 | 2.1561 | 2.1561 | 2.1561 | 2.1561 | 2.1561 | 2.1561 | 2.1561 | 2.1561 | 2.1561 | 2.1561 | 2.1561 | 2.1561 | 2.1561 | 2.1561

## CCaMC-BCCpUC
Unit: $/MW | 2021 | 2022 | 2023 | 2024 | 2025 | 2026 | 2027 | 2028 | 2029 | 2030 | 2031 | 2032 | 2033 | 2034 | 2035 | 2036 | 2037 | 2038 | 2039 | 2040 | 2041 | 2042 | 2043 | 2044 | 2045 | 2046 | 2047 | 2048 | 2049 | 2050
hard coal | 1386477.223 | 1435207.4995 | 1483937.776 | 1532668.0524 | 1581398.3289 | 1630128.6054 | 1678858.8819 | 1727589.1584 | 1776319.4349 | 1825049.7114 | 1873779.9879 | 1922510.2644 | 1971240.5409 | 2019970.8173 | 2068701.0938 | 2117431.3703 | 2166161.6468 | 2214891.9233 | 2263622.1998 | 2312352.4763 | 2361082.7528 | 2409813.0293 | 2458543.3057 | 2507273.5822 | 2556003.8587 | 2604734.1352 | 2653464.4117 | 2702194.6882 | 2750924.9647 | 2799655.2412
natural gas steam turbine | 2439851.4687 | 2362877.9031 | 2392405.1284 | 2422059.0269 | 2452201.8237 | 2482480.3603 | 2513272.9174 | 2544211.1573 | 2575690.2442 | 2607325.9262 | 2639531.1408 | 2671904.9372 | 2689652.2382 | 2722534.1403 | 2771823.7883 | 2789016.445 | 2805963.6648 | 2822846.5039 | 2839473.7934 | 2855934.7311 | 2872324.3404 | 2888692.0605 | 2904736.8482 | 2920498.321 | 2936072.5258 | 2951561.8 | 2966749.136 | 2981845.2471 | 2996900.6635 | 3011587.1368
natural gas combined cycle | 881978.1081 | 889882.9794 | 897787.8507 | 905692.7219 | 913597.5932 | 921502.4645 | 929407.3358 | 937312.2071 | 945217.0783 | 953121.9496 | 961026.8209 | 968931.6922 | 976836.5635 | 984741.4347 | 992646.306 | 1000551.1773 | 1008456.0486 | 1016360.9199 | 1024265.7911 | 1032170.6624 | 1040075.5337 | 1047980.405 | 1055885.2763 | 1063790.1475 | 1071695.0188 | 1079599.8901 | 1087504.7614 | 1095409.6326 | 1103314.5039 | 1111219.3752
nuclear | 4319515.8079 | 4423302.1179 | 4527088.4278 | 4630874.7378 | 4734661.0478 | 4838447.3578 | 4942233.6677 | 5046019.9777 | 5149806.2877 | 5253592.5976 | 5357378.9076 | 5461165.2176 | 5564951.5276 | 5668737.8375 | 5772524.1475 | 5876310.4575 | 5980096.7674 | 6083883.0774 | 6187669.3874 | 6291455.6974 | 6395242.0073 | 6499028.3173 | 6602814.6273 | 6706600.9372 | 6810387.2472 | 6914173.5572 | 7017959.8672 | 7121746.1771 | 7225532.4871 | 7329318.7971
hydro | 900876.3304 | 900876.3304 | 900876.3304 | 900876.3304 | 900876.3304 | 900876.3304 | 900876.3304 | 900876.3304 | 900876.3304 | 900876.3304 | 900876.3304 | 900876.3304 | 900876.3304 | 900876.3304 | 900876.3304 | 900876.3304 | 900876.3304 | 900876.3304 | 900876.3304 | 900876.3304 | 900876.3304 | 900876.3304 | 900876.3304 | 900876.3304 | 900876.3304 | 900876.3304 | 900876.3304 | 900876.3304 | 900876.3304 | 900876.3304
onshore wind | 2480282.8363 | 2454834.9353 | 2429387.0343 | 2403939.1333 | 2378491.2323 | 2332685.0105 | 2286878.7886 | 2241072.5668 | 2195266.345 | 2149460.1232 | 2136967.5172 | 2101340.4558 | 2065713.3944 | 2030086.333 | 1994459.2715 | 1958832.2101 | 1923205.1487 | 1887578.0873 | 1851951.0259 | 1816323.9645 | 1780696.903 | 1745069.8416 | 1709442.7802 | 1673815.7188 | 1638188.6574 | 1602561.5959 | 1566934.5345 | 1531307.4731 | 1495680.4117 | 1460053.3503
solar PV | 1252851.4189 | 1252851.4189 | 1252851.4189 | 1252851.4189 | 1252851.4189 | 1206978.7404 | 1161106.0618 | 1115233.3833 | 1069360.7047 | 1023488.0262 | 1052679.7307 | 1029743.3915 | 1006807.0522 | 983870.7129 | 960934.3736 | 937998.0344 | 915061.6951 | 892125.3558 | 869189.0166 | 846252.6773 | 823316.338 | 800379.9987 | 777443.6595 | 754507.3202 | 731570.9809 | 708634.6417 | 685698.3024 | 662761.9631 | 639825.6238 | 616889.2846
solar thermal | 6146160.4261 | 6207145.7135 | 5939220.5531 | 5671295.3927 | 5403370.2324 | 5135445.072 | 4867519.9116 | 4599594.7512 | 4331669.5909 | 4063744.4305 | 4035313.0559 | 4006881.6813 | 3978450.3066 | 3950018.932 | 3921587.5574 | 3893156.1828 | 3864724.8081 | 3836293.4335 | 3807862.0589 | 3779430.6842 | 3750999.3096 | 3722567.935 | 3694136.5604 | 3665705.1857 | 3637273.8111 | 3608842.4365 | 3580411.0619 | 3551979.6872 | 3523548.3126 | 3495116.938
biomass | 3555642.2559 | 3555642.2559 | 3555642.2559 | 3555642.2559 | 3555642.2559 | 3555642.2559 | 3555642.2559 | 3555642.2559 | 3555642.2559 | 3555642.2559 | 3555642.2559 | 3555642.2559 | 3555642.2559 | 3555642.2559 | 3555642.2559 | 3555642.2559 | 3555642.2559 | 3555642.2559 | 3555642.2559 | 3555642.2559 | 3555642.2559 | 3555642.2559 | 3555642.2559 | 3555642.2559 | 3555642.2559 | 3555642.2559 | 3555642.2559 | 3555642.2559 | 3555642.2559 | 3555642.2559
geothermal | 8208000 | 8208000 | 8208000 | 8208000 | 8208000 | 8208000 | 8208000 | 8208000 | 8208000 | 8208000 | 8208000 | 8208000 | 8208000 | 8208000 | 8208000 | 8208000 | 8208000 | 8208000 | 8208000 | 8208000 | 8208000 | 8208000 | 8208000 | 8208000 | 8208000 | 8208000 | 8208000 | 8208000 | 8208000 | 8208000
petroleum | 1762910.9132 | 1762910.9132 | 1762910.9132 | 1762910.9132 | 1762910.9132 | 1762910.9132 | 1762910.9132 | 1762910.9132 | 1762910.9132 | 1762910.9132 | 1762910.9132 | 1762910.9132 | 1762910.9132 | 1762910.9132 | 1762910.9132 | 1762910.9132 | 1762910.9132 | 1762910.9132 | 1762910.9132 | 1762910.9132 | 1762910.9132 | 1762910.9132 | 1762910.9132 | 1762910.9132 | 1762910.9132 | 1762910.9132 | 1762910.9132 | 1762910.9132 | 1762910.9132 | 1762910.9132
natural gas peaker | 770136.9545 | 781423.6493 | 789622.2232 | 797806.8671 | 806095.4992 | 814370.3537 | 822754.035 | 831124.1753 | 839681.3588 | 848153.5551 | 856745.1871 | 865324.0707 | 874028.1841 | 882720.113 | 891543.4415 | 898199.5501 | 904925.7022 | 911555.0906 | 918169.9936 | 924770.0707 | 931354.9707 | 938005.4736 | 944560.1433 | 951098.5319 | 957715.2242 | 964221.3298 | 970709.9442 | 977180.629 | 983723.0564 | 990157.8669
lignite | 1386477.223 | 1435207.4995 | 1483937.776 | 1532668.0524 | 1581398.3289 | 1630128.6054 | 1678858.8819 | 1727589.1584 | 1776319.4349 | 1825049.7114 | 1873779.9879 | 1922510.2644 | 1971240.5409 | 2019970.8173 | 2068701.0938 | 2117431.3703 | 2166161.6468 | 2214891.9233 | 2263622.1998 | 2312352.4763 | 2361082.7528 | 2409813.0293 | 2458543.3057 | 2507273.5822 | 2556003.8587 | 2604734.1352 | 2653464.4117 | 2702194.6882 | 2750924.9647 | 2799655.2412
offshore wind | 5138317.175 | 4993111.3855 | 4847905.596 | 4702699.8065 | 4557494.017 | 4412288.2275 | 4267082.438 | 4121876.6485 | 3976670.859 | 3831465.0695 | 3686259.28 | 3541053.4904 | 3395847.7009 | 3250641.9114 | 3105436.1219 | 2960230.3324 | 2815024.5429 | 2669818.7534 | 2524612.9639 | 2379407.1744 | 2234201.3849 | 2088995.5954 | 1943789.8059 | 1798584.0163 | 1653378.2268 | 1508172.4373 | 1362966.6478 | 1217760.8583 | 1072555.0688 | 927349.2793
crude oil | 1762910.9132 | 1762910.9132 | 1762910.9132 | 1762910.9132 | 1762910.9132 | 1762910.9132 | 1762910.9132 | 1762910.9132 | 1762910.9132 | 1762910.9132 | 1762910.9132 | 1762910.9132 | 1762910.9132 | 1762910.9132 | 1762910.9132 | 1762910.9132 | 1762910.9132 | 1762910.9132 | 1762910.9132 | 1762910.9132 | 1762910.9132 | 1762910.9132 | 1762910.9132 | 1762910.9132 | 1762910.9132 | 1762910.9132 | 1762910.9132 | 1762910.9132 | 1762910.9132 | 1762910.9132
heavy or residual fuel oil | 1762910.9132 | 1762910.9132 | 1762910.9132 | 1762910.9132 | 1762910.9132 | 1762910.9132 | 1762910.9132 | 1762910.9132 | 1762910.9132 | 1762910.9132 | 1762910.9132 | 1762910.9132 | 1762910.9132 | 1762910.9132 | 1762910.9132 | 1762910.9132 | 1762910.9132 | 1762910.9132 | 1762910.9132 | 1762910.9132 | 1762910.9132 | 1762910.9132 | 1762910.9132 | 1762910.9132 | 1762910.9132 | 1762910.9132 | 1762910.9132 | 1762910.9132 | 1762910.9132 | 1762910.9132
municipal solid waste | 4463927.3106 | 4463927.3106 | 4463927.3106 | 4463927.3106 | 4463927.3106 | 4463927.3106 | 4463927.3106 | 4463927.3106 | 4463927.3106 | 4463927.3106 | 4463927.3106 | 4463927.3106 | 4463927.3106 | 4463927.3106 | 4463927.3106 | 4463927.3106 | 4463927.3106 | 4463927.3106 | 4463927.3106 | 4463927.3106 | 4463927.3106 | 4463927.3106 | 4463927.3106 | 4463927.3106 | 4463927.3106 | 4463927.3106 | 4463927.3106 | 4463927.3106 | 4463927.3106 | 4463927.3106
hard coal w CCS | 5111375.5908 | 5365237.1134 | 5301847.5649 | 5238458.0163 | 5175068.4677 | 5111678.9191 | 5048289.3705 | 4984899.822 | 4921510.2734 | 4858120.7248 | 4794731.1762 | 4731341.6276 | 4604562.5305 | 4541172.9819 | 4541172.9819 | 4492613.0983 | 4444053.2148 | 4395590.2572 | 4347030.3736 | 4298470.4901 | 4250007.5324 | 4201447.6489 | 4152887.7653 | 4104424.8077 | 4055864.9242 | 4007401.9665 | 3958842.083 | 3910282.1994 | 3861819.2418 | 3813259.3583
natural gas combined cycle w CCS | 2175532.1399 | 2325464.6314 | 2285249.8295 | 2245035.0276 | 2204820.2257 | 2164605.4238 | 2124390.6219 | 2085050.0548 | 2044835.2529 | 2004620.451 | 1964405.6491 | 1924190.8472 | 1883976.0453 | 1843761.2435 | 1803546.4416 | 1783439.0406 | 1764205.8745 | 1744098.4735 | 1724865.3074 | 1704757.9065 | 1685524.7403 | 1666291.5742 | 1646184.1733 | 1626951.0071 | 1606843.6062 | 1587610.4401 | 1567503.0391 | 1548269.873 | 1528162.472 | 1508929.3059
biomass w CCS | 5857355.0923 | 5839455.571 | 5821556.0498 | 5803656.5286 | 5785757.0074 | 5767857.4862 | 5749957.9649 | 5732058.4437 | 5714158.9225 | 5696259.4013 | 5679939.2496 | 5663619.0978 | 5647298.9461 | 5630978.7944 | 5614658.6427 | 5598338.491 | 5582018.3393 | 5565698.1876 | 5549378.0359 | 5533057.8842 | 5516737.7325 | 5500417.5808 | 5484097.4291 | 5467777.2774 | 5451457.1257 | 5435136.974 | 5418816.8223 | 5402496.6706 | 5386176.5189 | 5369856.3672
lignite w CCS | 5923789.2829 | 6218000.1349 | 6144535.3069 | 6071070.4789 | 5997605.6509 | 5924140.823 | 5850675.995 | 5777211.167 | 5703746.339 | 5630281.511 | 5556816.683 | 5483351.855 | 5336422.1991 | 5262957.3711 | 5262957.3711 | 5206679.2689 | 5150401.1668 | 5094235.3961 | 5037957.294 | 4981679.1918 | 4925513.4212 | 4869235.319 | 4812957.2168 | 4756791.4462 | 4700513.344 | 4644347.5734 | 4588069.4712 | 4531791.369 | 4475625.5984 | 4419347.4962
small modular reactor | 8587076.6537 | 8300944.0578 | 8014811.4619 | 7728678.8661 | 7501037.243 | 7362296.2461 | 7288664.7975 | 7240937.0174 | 7196742.6774 | 7570628.4036 | 7290234.759 | 7009841.1144 | 6729447.4698 | 6449053.8253 | 6168660.1807 | 5934998.8102 | 5701337.4397 | 5467676.0692 | 5234014.6988 | 5000353.3283 | 4860156.506 | 4719959.6837 | 4579762.8614 | 4439566.0391 | 4299369.2168 | 4205904.6687 | 4112440.1205 | 4018975.5723 | 3925511.0241 | 3832046.4759
hydrogen combustion turbine | 949292.1284 | 1058173.8308 | 1050480.5643 | 1042787.2979 | 1035094.0314 | 1027400.765 | 1019707.4985 | 1012014.2321 | 1004408.3891 | 996715.1226 | 989021.8562 | 981328.5897 | 973635.3233 | 965942.0568 | 958248.7904 | 950555.5239 | 942949.681 | 935256.4145 | 927563.1481 | 919869.8816 | 912176.6152 | 904483.3487 | 896790.0823 | 889096.8158 | 881490.9729 | 873797.7064 | 866104.44 | 858411.1735 | 850717.9071 | 843024.6406
hydrogen combined cycle | 1087150.6302 | 1205045.2812 | 1194379.6163 | 1183801.3749 | 1173135.7101 | 1162557.4687 | 1151891.8039 | 1141313.5625 | 1130647.8977 | 1120069.6563 | 1109403.9914 | 1098825.7501 | 1088160.0852 | 1077581.8438 | 1066916.179 | 1058873.2186 | 1050830.2582 | 1042787.2979 | 1034744.3375 | 1026701.3771 | 1018658.4167 | 1010528.0329 | 1002485.0725 | 994442.1121 | 986399.1517 | 978356.1913 | 970313.231 | 962270.2706 | 954139.8867 | 946096.9263

## CCaMC-SLCCpUC
Unit: $/MW | 2021 | 2022 | 2023 | 2024 | 2025 | 2026 | 2027 | 2028 | 2029 | 2030 | 2031 | 2032 | 2033 | 2034 | 2035 | 2036 | 2037 | 2038 | 2039 | 2040 | 2041 | 2042 | 2043 | 2044 | 2045 | 2046 | 2047 | 2048 | 2049 | 2050
hard coal | 0 | 0 | 0 | 0 | 0 | 0 | 0 | 0 | 0 | 0 | 0 | 0 | 0 | 0 | 0 | 0 | 0 | 0 | 0 | 0 | 0 | 0 | 0 | 0 | 0 | 0 | 0 | 0 | 0 | 0
natural gas steam turbine | 0 | 0 | 0 | 0 | 0 | 0 | 0 | 0 | 0 | 0 | 0 | 0 | 0 | 0 | 0 | 0 | 0 | 0 | 0 | 0 | 0 | 0 | 0 | 0 | 0 | 0 | 0 | 0 | 0 | 0
natural gas combined cycle | 0 | 0 | 0 | 0 | 0 | 0 | 0 | 0 | 0 | 0 | 0 | 0 | 0 | 0 | 0 | 0 | 0 | 0 | 0 | 0 | 0 | 0 | 0 | 0 | 0 | 0 | 0 | 0 | 0 | 0
nuclear | 0 | 0 | 0 | 0 | 0 | 0 | 0 | 0 | 0 | 0 | 0 | 0 | 0 | 0 | 0 | 0 | 0 | 0 | 0 | 0 | 0 | 0 | 0 | 0 | 0 | 0 | 0 | 0 | 0 | 0
hydro | 0 | 0 | 0 | 0 | 0 | 0 | 0 | 0 | 0 | 0 | 0 | 0 | 0 | 0 | 0 | 0 | 0 | 0 | 0 | 0 | 0 | 0 | 0 | 0 | 0 | 0 | 0 | 0 | 0 | 0
onshore wind | 39059.364 | 39059.364 | 39059.364 | 39059.364 | 39059.364 | 39059.364 | 39059.364 | 39059.364 | 39059.364 | 39059.364 | 39059.364 | 39059.364 | 39059.364 | 39059.364 | 39059.364 | 39059.364 | 39059.364 | 39059.364 | 39059.364 | 39059.364 | 39059.364 | 39059.364 | 39059.364 | 39059.364 | 39059.364 | 39059.364 | 39059.364 | 39059.364 | 39059.364 | 39059.364
solar PV | 21389.6517 | 21389.6517 | 21389.6517 | 21389.6517 | 21389.6517 | 21389.6517 | 21389.6517 | 21389.6517 | 21389.6517 | 21389.6517 | 21389.6517 | 21389.6517 | 21389.6517 | 21389.6517 | 21389.6517 | 21389.6517 | 21389.6517 | 21389.6517 | 21389.6517 | 21389.6517 | 21389.6517 | 21389.6517 | 21389.6517 | 21389.6517 | 21389.6517 | 21389.6517 | 21389.6517 | 21389.6517 | 21389.6517 | 21389.6517
solar thermal | 0 | 0 | 0 | 0 | 0 | 0 | 0 | 0 | 0 | 0 | 0 | 0 | 0 | 0 | 0 | 0 | 0 | 0 | 0 | 0 | 0 | 0 | 0 | 0 | 0 | 0 | 0 | 0 | 0 | 0
biomass | 0 | 0 | 0 | 0 | 0 | 0 | 0 | 0 | 0 | 0 | 0 | 0 | 0 | 0 | 0 | 0 | 0 | 0 | 0 | 0 | 0 | 0 | 0 | 0 | 0 | 0 | 0 | 0 | 0 | 0
geothermal | 0 | 0 | 0 | 0 | 0 | 0 | 0 | 0 | 0 | 0 | 0 | 0 | 0 | 0 | 0 | 0 | 0 | 0 | 0 | 0 | 0 | 0 | 0 | 0 | 0 | 0 | 0 | 0 | 0 | 0
petroleum | 0 | 0 | 0 | 0 | 0 | 0 | 0 | 0 | 0 | 0 | 0 | 0 | 0 | 0 | 0 | 0 | 0 | 0 | 0 | 0 | 0 | 0 | 0 | 0 | 0 | 0 | 0 | 0 | 0 | 0
natural gas peaker | 0 | 0 | 0 | 0 | 0 | 0 | 0 | 0 | 0 | 0 | 0 | 0 | 0 | 0 | 0 | 0 | 0 | 0 | 0 | 0 | 0 | 0 | 0 | 0 | 0 | 0 | 0 | 0 | 0 | 0
lignite | 0 | 0 | 0 | 0 | 0 | 0 | 0 | 0 | 0 | 0 | 0 | 0 | 0 | 0 | 0 | 0 | 0 | 0 | 0 | 0 | 0 | 0 | 0 | 0 | 0 | 0 | 0 | 0 | 0 | 0
offshore wind | 301315.0935 | 301315.0935 | 301315.0935 | 301315.0935 | 301315.0935 | 301315.0935 | 301315.0935 | 301315.0935 | 301315.0935 | 301315.0935 | 301315.0935 | 301315.0935 | 301315.0935 | 301315.0935 | 301315.0935 | 301315.0935 | 301315.0935 | 301315.0935 | 301315.0935 | 301315.0935 | 301315.0935 | 301315.0935 | 301315.0935 | 301315.0935 | 301315.0935 | 301315.0935 | 301315.0935 | 301315.0935 | 301315.0935 | 301315.0935
crude oil | 0 | 0 | 0 | 0 | 0 | 0 | 0 | 0 | 0 | 0 | 0 | 0 | 0 | 0 | 0 | 0 | 0 | 0 | 0 | 0 | 0 | 0 | 0 | 0 | 0 | 0 | 0 | 0 | 0 | 0
heavy or residual fuel oil | 0 | 0 | 0 | 0 | 0 | 0 | 0 | 0 | 0 | 0 | 0 | 0 | 0 | 0 | 0 | 0 | 0 | 0 | 0 | 0 | 0 | 0 | 0 | 0 | 0 | 0 | 0 | 0 | 0 | 0
municipal solid waste | 0 | 0 | 0 | 0 | 0 | 0 | 0 | 0 | 0 | 0 | 0 | 0 | 0 | 0 | 0 | 0 | 0 | 0 | 0 | 0 | 0 | 0 | 0 | 0 | 0 | 0 | 0 | 0 | 0 | 0
hard coal w CCS | 0 | 0 | 0 | 0 | 0 | 0 | 0 | 0 | 0 | 0 | 0 | 0 | 0 | 0 | 0 | 0 | 0 | 0 | 0 | 0 | 0 | 0 | 0 | 0 | 0 | 0 | 0 | 0 | 0 | 0
natural gas combined cycle w CCS | 0 | 0 | 0 | 0 | 0 | 0 | 0 | 0 | 0 | 0 | 0 | 0 | 0 | 0 | 0 | 0 | 0 | 0 | 0 | 0 | 0 | 0 | 0 | 0 | 0 | 0 | 0 | 0 | 0 | 0
biomass w CCS | 0 | 0 | 0 | 0 | 0 | 0 | 0 | 0 | 0 | 0 | 0 | 0 | 0 | 0 | 0 | 0 | 0 | 0 | 0 | 0 | 0 | 0 | 0 | 0 | 0 | 0 | 0 | 0 | 0 | 0
lignite w CCS | 0 | 0 | 0 | 0 | 0 | 0 | 0 | 0 | 0 | 0 | 0 | 0 | 0 | 0 | 0 | 0 | 0 | 0 | 0 | 0 | 0 | 0 | 0 | 0 | 0 | 0 | 0 | 0 | 0 | 0
small modular reactor | 0 | 0 | 0 | 0 | 0 | 0 | 0 | 0 | 0 | 0 | 0 | 0 | 0 | 0 | 0 | 0 | 0 | 0 | 0 | 0 | 0 | 0 | 0 | 0 | 0 | 0 | 0 | 0 | 0 | 0
hydrogen combustion turbine | 0 | 0 | 0 | 0 | 0 | 0 | 0 | 0 | 0 | 0 | 0 | 0 | 0 | 0 | 0 | 0 | 0 | 0 | 0 | 0 | 0 | 0 | 0 | 0 | 0 | 0 | 0 | 0 | 0 | 0
hydrogen combined cycle | 0 | 0 | 0 | 0 | 0 | 0 | 0 | 0 | 0 | 0 | 0 | 0 | 0 | 0 | 0 | 0 | 0 | 0 | 0 | 0 | 0 | 0 | 0 | 0 | 0 | 0 | 0 | 0 | 0 | 0

## CCaMC-BSCpUC
Unit: $/MW | 2021 | 2022 | 2023 | 2024 | 2025 | 2026 | 2027 | 2028 | 2029 | 2030 | 2031 | 2032 | 2033 | 2034 | 2035 | 2036 | 2037 | 2038 | 2039 | 2040 | 2041 | 2042 | 2043 | 2044 | 2045 | 2046 | 2047 | 2048 | 2049 | 2050
Hard Coal (NOT USED) | 0 | 0 | 0 | 0 | 0 | 0 | 0 | 0 | 0 | 0 | 0 | 0 | 0 | 0 | 0 | 0 | 0 | 0 | 0 | 0 | 0 | 0 | 0 | 0 | 0 | 0 | 0 | 0 | 0 | 0
Natural Gas Steam Turbine (NOT USED) | 0 | 0 | 0 | 0 | 0 | 0 | 0 | 0 | 0 | 0 | 0 | 0 | 0 | 0 | 0 | 0 | 0 | 0 | 0 | 0 | 0 | 0 | 0 | 0 | 0 | 0 | 0 | 0 | 0 | 0
Natural Gas Combined Cycle (NOT USED) | 0 | 0 | 0 | 0 | 0 | 0 | 0 | 0 | 0 | 0 | 0 | 0 | 0 | 0 | 0 | 0 | 0 | 0 | 0 | 0 | 0 | 0 | 0 | 0 | 0 | 0 | 0 | 0 | 0 | 0
Nuclear (NOT USED) | 0 | 0 | 0 | 0 | 0 | 0 | 0 | 0 | 0 | 0 | 0 | 0 | 0 | 0 | 0 | 0 | 0 | 0 | 0 | 0 | 0 | 0 | 0 | 0 | 0 | 0 | 0 | 0 | 0 | 0
Hydro (NOT USED) | 0 | 0 | 0 | 0 | 0 | 0 | 0 | 0 | 0 | 0 | 0 | 0 | 0 | 0 | 0 | 0 | 0 | 0 | 0 | 0 | 0 | 0 | 0 | 0 | 0 | 0 | 0 | 0 | 0 | 0
Onshore Wind | 330704.3782 | 248028.2836 | 165352.1891 | 82676.0945 | 0 | 0 | 0 | 0 | 0 | 0 | 0 | 0 | 0 | 0 | 0 | 0 | 0 | 0 | 0 | 0 | 0 | 0 | 0 | 0 | 0 | 0 | 0 | 0 | 0 | 0
Solar PV | 638954.2236 | 638954.2236 | 638954.2236 | 638954.2236 | 638954.2236 | 611391.4924 | 583828.7612 | 556266.03 | 528703.2988 | 501140.5676 | 463555.025 | 425969.4824 | 388383.9399 | 350798.3973 | 313212.8547 | 307366.2148 | 301519.5748 | 295672.9349 | 289826.2949 | 283979.655 | 278133.015 | 272286.375 | 266439.7351 | 260593.0951 | 254746.4552 | 248899.8152 | 243053.1753 | 237206.5353 | 231359.8954 | 225513.2554
Solar Thermal (NOT USED) | 0 | 0 | 0 | 0 | 0 | 0 | 0 | 0 | 0 | 0 | 0 | 0 | 0 | 0 | 0 | 0 | 0 | 0 | 0 | 0 | 0 | 0 | 0 | 0 | 0 | 0 | 0 | 0 | 0 | 0
Biomass (NOT USED) | 0 | 0 | 0 | 0 | 0 | 0 | 0 | 0 | 0 | 0 | 0 | 0 | 0 | 0 | 0 | 0 | 0 | 0 | 0 | 0 | 0 | 0 | 0 | 0 | 0 | 0 | 0 | 0 | 0 | 0
Geothermal (NOT USED) | 0 | 0 | 0 | 0 | 0 | 0 | 0 | 0 | 0 | 0 | 0 | 0 | 0 | 0 | 0 | 0 | 0 | 0 | 0 | 0 | 0 | 0 | 0 | 0 | 0 | 0 | 0 | 0 | 0 | 0
Petroleum (NOT USED) | 0 | 0 | 0 | 0 | 0 | 0 | 0 | 0 | 0 | 0 | 0 | 0 | 0 | 0 | 0 | 0 | 0 | 0 | 0 | 0 | 0 | 0 | 0 | 0 | 0 | 0 | 0 | 0 | 0 | 0
Natural Gas Peaker (NOT USED) | 0 | 0 | 0 | 0 | 0 | 0 | 0 | 0 | 0 | 0 | 0 | 0 | 0 | 0 | 0 | 0 | 0 | 0 | 0 | 0 | 0 | 0 | 0 | 0 | 0 | 0 | 0 | 0 | 0 | 0
Lignite (NOT USED) | 0 | 0 | 0 | 0 | 0 | 0 | 0 | 0 | 0 | 0 | 0 | 0 | 0 | 0 | 0 | 0 | 0 | 0 | 0 | 0 | 0 | 0 | 0 | 0 | 0 | 0 | 0 | 0 | 0 | 0
Offshore Wind | 1137770.2316 | 1247877.0282 | 1357983.8248 | 1468090.6214 | 1578197.418 | 1688304.2147 | 1798411.0113 | 1541495.1525 | 1284579.2938 | 1027663.435 | 770747.5763 | 513831.7175 | 513831.7175 | 513831.7175 | 513831.7175 | 513831.7175 | 513831.7175 | 513831.7175 | 513831.7175 | 513831.7175 | 513831.7175 | 513831.7175 | 513831.7175 | 513831.7175 | 513831.7175 | 513831.7175 | 513831.7175 | 513831.7175 | 513831.7175 | 513831.7175
Crude Oil (NOT USED) | 0 | 0 | 0 | 0 | 0 | 0 | 0 | 0 | 0 | 0 | 0 | 0 | 0 | 0 | 0 | 0 | 0 | 0 | 0 | 0 | 0 | 0 | 0 | 0 | 0 | 0 | 0 | 0 | 0 | 0
Heavy or Residual Fuel Oil (NOT USED) | 0 | 0 | 0 | 0 | 0 | 0 | 0 | 0 | 0 | 0 | 0 | 0 | 0 | 0 | 0 | 0 | 0 | 0 | 0 | 0 | 0 | 0 | 0 | 0 | 0 | 0 | 0 | 0 | 0 | 0
Municipal Solid Waste (NOT USED) | 0 | 0 | 0 | 0 | 0 | 0 | 0 | 0 | 0 | 0 | 0 | 0 | 0 | 0 | 0 | 0 | 0 | 0 | 0 | 0 | 0 | 0 | 0 | 0 | 0 | 0 | 0 | 0 | 0 | 0
hard coal w CCS | 1386477.223 | 1475126.2166 | 1467306.4211 | 1459486.6257 | 1451666.8302 | 1443847.0347 | 1436027.2393 | 1428207.4438 | 1420387.6483 | 1412567.8529 | 1404748.0574 | 1396928.2619 | 1381288.671 | 1373468.8756 | 1373468.8756 | 1360733.7801 | 1347954.0001 | 1335218.9046 | 1322439.1246 | 1309659.3446 | 1296924.2491 | 1284144.4691 | 1271409.3736 | 1258629.5936 | 1245849.8136 | 1233114.7181 | 1220334.9381 | 1207599.8426 | 1194820.0626 | 1182084.9671
natural gas combined cycle w CCS | 881978.1081 | 977623.089 | 968970.3019 | 960388.4393 | 951735.6523 | 943153.7897 | 934501.0026 | 925919.1401 | 917266.353 | 908684.4904 | 900031.7034 | 891449.8408 | 882797.0537 | 874215.1911 | 865562.4041 | 859037.3515 | 852512.299 | 845987.2465 | 839462.1939 | 832937.1414 | 826412.0888 | 819816.1118 | 813291.0593 | 806766.0068 | 800240.9542 | 793715.9017 | 787190.8491 | 780665.7966 | 774069.8196 | 767544.767
biomass w CCS | 3555642.2559 | 3376220.0878 | 3262098.8747 | 3147977.6616 | 3057168.4033 | 3001577.4661 | 2972137.9586 | 2953018.3888 | 2935306.3903 | 2918115.9035 | 2896023.7671 | 2875589.02 | 2858460.7487 | 2840543.6705 | 2823140.2513 | 2803204.4722 | 2783441.8089 | 2765354.2186 | 2744194.779 | 2725831.3757 | 2709391.2954 | 2689971.0034 | 2672811.2069 | 2654248.2506 | 2634479.3484 | 2615111.7998 | 2596754.9047 | 2577243.1712 | 2556628.2914 | 2525640.7193
lignite w CCS | 1386477.223 | 1475126.2166 | 1467306.4211 | 1459486.6257 | 1451666.8302 | 1443847.0347 | 1436027.2393 | 1428207.4438 | 1420387.6483 | 1412567.8529 | 1404748.0574 | 1396928.2619 | 1381288.671 | 1373468.8756 | 1373468.8756 | 1360733.7801 | 1347954.0001 | 1335218.9046 | 1322439.1246 | 1309659.3446 | 1296924.2491 | 1284144.4691 | 1271409.3736 | 1258629.5936 | 1245849.8136 | 1233114.7181 | 1220334.9381 | 1207599.8426 | 1194820.0626 | 1182084.9671
small modular reactor (NOT USED) | 0 | 0 | 0 | 0 | 0 | 0 | 0 | 0 | 0 | 0 | 0 | 0 | 0 | 0 | 0 | 0 | 0 | 0 | 0 | 0 | 0 | 0 | 0 | 0 | 0 | 0 | 0 | 0 | 0 | 0
hydrogen combustion turbine (NOT USED) | 0 | 0 | 0 | 0 | 0 | 0 | 0 | 0 | 0 | 0 | 0 | 0 | 0 | 0 | 0 | 0 | 0 | 0 | 0 | 0 | 0 | 0 | 0 | 0 | 0 | 0 | 0 | 0 | 0 | 0
hydrogen combined cycle (NOT USED) | 0 | 0 | 0 | 0 | 0 | 0 | 0 | 0 | 0 | 0 | 0 | 0 | 0 | 0 | 0 | 0 | 0 | 0 | 0 | 0 | 0 | 0 | 0 | 0 | 0 | 0 | 0 | 0 | 0 | 0

## CCaMC-BCCUSRCpUC
Unit: $/MW | 2021 | 2022 | 2023 | 2024 | 2025 | 2026 | 2027 | 2028 | 2029 | 2030 | 2031 | 2032 | 2033 | 2034 | 2035 | 2036 | 2037 | 2038 | 2039 | 2040 | 2041 | 2042 | 2043 | 2044 | 2045 | 2046 | 2047 | 2048 | 2049 | 2050
Hard Coal (NOT USED) | 99999 | 99999 | 99999 | 99999 | 99999 | 99999 | 99999 | 99999 | 99999 | 99999 | 99999 | 99999 | 99999 | 99999 | 99999 | 99999 | 99999 | 99999 | 99999 | 99999 | 99999 | 99999 | 99999 | 99999 | 99999 | 99999 | 99999 | 99999 | 99999 | 99999
Natural Gas Steam Turbine (NOT USED) | 99999 | 99999 | 99999 | 99999 | 99999 | 99999 | 99999 | 99999 | 99999 | 99999 | 99999 | 99999 | 99999 | 99999 | 99999 | 99999 | 99999 | 99999 | 99999 | 99999 | 99999 | 99999 | 99999 | 99999 | 99999 | 99999 | 99999 | 99999 | 99999 | 99999
Natural Gas Combined Cycle (NOT USED) | 99999 | 99999 | 99999 | 99999 | 99999 | 99999 | 99999 | 99999 | 99999 | 99999 | 99999 | 99999 | 99999 | 99999 | 99999 | 99999 | 99999 | 99999 | 99999 | 99999 | 99999 | 99999 | 99999 | 99999 | 99999 | 99999 | 99999 | 99999 | 99999 | 99999
Nuclear (NOT USED) | 99999 | 99999 | 99999 | 99999 | 99999 | 99999 | 99999 | 99999 | 99999 | 99999 | 99999 | 99999 | 99999 | 99999 | 99999 | 99999 | 99999 | 99999 | 99999 | 99999 | 99999 | 99999 | 99999 | 99999 | 99999 | 99999 | 99999 | 99999 | 99999 | 99999
Hydro (NOT USED) | 99999 | 99999 | 99999 | 99999 | 99999 | 99999 | 99999 | 99999 | 99999 | 99999 | 99999 | 99999 | 99999 | 99999 | 99999 | 99999 | 99999 | 99999 | 99999 | 99999 | 99999 | 99999 | 99999 | 99999 | 99999 | 99999 | 99999 | 99999 | 99999 | 99999
Onshore Wind (NOT USED) | 99999 | 99999 | 99999 | 99999 | 99999 | 99999 | 99999 | 99999 | 99999 | 99999 | 99999 | 99999 | 99999 | 99999 | 99999 | 99999 | 99999 | 99999 | 99999 | 99999 | 99999 | 99999 | 99999 | 99999 | 99999 | 99999 | 99999 | 99999 | 99999 | 99999
Solar PV (NOT USED) | 99999 | 99999 | 99999 | 99999 | 99999 | 99999 | 99999 | 99999 | 99999 | 99999 | 99999 | 99999 | 99999 | 99999 | 99999 | 99999 | 99999 | 99999 | 99999 | 99999 | 99999 | 99999 | 99999 | 99999 | 99999 | 99999 | 99999 | 99999 | 99999 | 99999
Solar Thermal (NOT USED) | 99999 | 99999 | 99999 | 99999 | 99999 | 99999 | 99999 | 99999 | 99999 | 99999 | 99999 | 99999 | 99999 | 99999 | 99999 | 99999 | 99999 | 99999 | 99999 | 99999 | 99999 | 99999 | 99999 | 99999 | 99999 | 99999 | 99999 | 99999 | 99999 | 99999
Biomass (NOT USED) | 99999 | 99999 | 99999 | 99999 | 99999 | 99999 | 99999 | 99999 | 99999 | 99999 | 99999 | 99999 | 99999 | 99999 | 99999 | 99999 | 99999 | 99999 | 99999 | 99999 | 99999 | 99999 | 99999 | 99999 | 99999 | 99999 | 99999 | 99999 | 99999 | 99999
Geothermal (NOT USED) | 99999 | 99999 | 99999 | 99999 | 99999 | 99999 | 99999 | 99999 | 99999 | 99999 | 99999 | 99999 | 99999 | 99999 | 99999 | 99999 | 99999 | 99999 | 99999 | 99999 | 99999 | 99999 | 99999 | 99999 | 99999 | 99999 | 99999 | 99999 | 99999 | 99999
Petroleum (NOT USED) | 99999 | 99999 | 99999 | 99999 | 99999 | 99999 | 99999 | 99999 | 99999 | 99999 | 99999 | 99999 | 99999 | 99999 | 99999 | 99999 | 99999 | 99999 | 99999 | 99999 | 99999 | 99999 | 99999 | 99999 | 99999 | 99999 | 99999 | 99999 | 99999 | 99999
Natural Gas Peaker (NOT USED) | 99999 | 99999 | 99999 | 99999 | 99999 | 99999 | 99999 | 99999 | 99999 | 99999 | 99999 | 99999 | 99999 | 99999 | 99999 | 99999 | 99999 | 99999 | 99999 | 99999 | 99999 | 99999 | 99999 | 99999 | 99999 | 99999 | 99999 | 99999 | 99999 | 99999
Lignite (NOT USED) | 99999 | 99999 | 99999 | 99999 | 99999 | 99999 | 99999 | 99999 | 99999 | 99999 | 99999 | 99999 | 99999 | 99999 | 99999 | 99999 | 99999 | 99999 | 99999 | 99999 | 99999 | 99999 | 99999 | 99999 | 99999 | 99999 | 99999 | 99999 | 99999 | 99999
Offshore Wind (NOT USED) | 99999 | 99999 | 99999 | 99999 | 99999 | 99999 | 99999 | 99999 | 99999 | 99999 | 99999 | 99999 | 99999 | 99999 | 99999 | 99999 | 99999 | 99999 | 99999 | 99999 | 99999 | 99999 | 99999 | 99999 | 99999 | 99999 | 99999 | 99999 | 99999 | 99999
Crude Oil (NOT USED) | 99999 | 99999 | 99999 | 99999 | 99999 | 99999 | 99999 | 99999 | 99999 | 99999 | 99999 | 99999 | 99999 | 99999 | 99999 | 99999 | 99999 | 99999 | 99999 | 99999 | 99999 | 99999 | 99999 | 99999 | 99999 | 99999 | 99999 | 99999 | 99999 | 99999
Heavy or Residual Fuel Oil (NOT USED) | 99999 | 99999 | 99999 | 99999 | 99999 | 99999 | 99999 | 99999 | 99999 | 99999 | 99999 | 99999 | 99999 | 99999 | 99999 | 99999 | 99999 | 99999 | 99999 | 99999 | 99999 | 99999 | 99999 | 99999 | 99999 | 99999 | 99999 | 99999 | 99999 | 99999
Municipal Solid Waste (NOT USED) | 99999 | 99999 | 99999 | 99999 | 99999 | 99999 | 99999 | 99999 | 99999 | 99999 | 99999 | 99999 | 99999 | 99999 | 99999 | 99999 | 99999 | 99999 | 99999 | 99999 | 99999 | 99999 | 99999 | 99999 | 99999 | 99999 | 99999 | 99999 | 99999 | 99999
hard coal w CCS | 2208697.0649 | 2281829.8971 | 2236468.5688 | 2191204.1663 | 2145842.838 | 2100578.4356 | 2055314.0331 | 2009952.7048 | 1964688.3024 | 1919326.974 | 1874062.5716 | 1828701.2433 | 1738075.5125 | 1692811.1101 | 1692811.1101 | 1674201.3343 | 1655591.5586 | 1637078.7088 | 1618468.9331 | 1599859.1573 | 1581249.3816 | 1562639.6059 | 1544126.756 | 1525516.9803 | 1506907.2046 | 1488297.4289 | 1469687.6531 | 1451174.8033 | 1432565.0276 | 1413955.2519
natural gas combined cycle w CCS | 1072474.7595 | 1107130.9809 | 1084226.0285 | 1061233.6526 | 1038241.2768 | 1015248.9009 | 992256.525 | 969264.1492 | 946271.7733 | 923279.3974 | 900287.0216 | 877382.0692 | 854389.6933 | 831397.3175 | 808404.9416 | 799138.0525 | 789871.1633 | 780604.2742 | 771424.8085 | 762157.9194 | 752891.0303 | 743624.1411 | 734357.252 | 725090.3629 | 715910.8972 | 706644.0081 | 697377.119 | 688110.2298 | 678843.3407 | 669576.4516
biomass w CCS | 2208697.0649 | 2281829.8971 | 2236468.5688 | 2191204.1663 | 2145842.838 | 2100578.4356 | 2055314.0331 | 2009952.7048 | 1964688.3024 | 1919326.974 | 1874062.5716 | 1828701.2433 | 1738075.5125 | 1692811.1101 | 1692811.1101 | 1674201.3343 | 1655591.5586 | 1637078.7088 | 1618468.9331 | 1599859.1573 | 1581249.3816 | 1562639.6059 | 1544126.756 | 1525516.9803 | 1506907.2046 | 1488297.4289 | 1469687.6531 | 1451174.8033 | 1432565.0276 | 1413955.2519
lignite w CCS | 2208697.0649 | 2281829.8971 | 2236468.5688 | 2191204.1663 | 2145842.838 | 2100578.4356 | 2055314.0331 | 2009952.7048 | 1964688.3024 | 1919326.974 | 1874062.5716 | 1828701.2433 | 1738075.5125 | 1692811.1101 | 1692811.1101 | 1674201.3343 | 1655591.5586 | 1637078.7088 | 1618468.9331 | 1599859.1573 | 1581249.3816 | 1562639.6059 | 1544126.756 | 1525516.9803 | 1506907.2046 | 1488297.4289 | 1469687.6531 | 1451174.8033 | 1432565.0276 | 1413955.2519
small modular reactor (NOT USED) | 99999 | 99999 | 99999 | 99999 | 99999 | 99999 | 99999 | 99999 | 99999 | 99999 | 99999 | 99999 | 99999 | 99999 | 99999 | 99999 | 99999 | 99999 | 99999 | 99999 | 99999 | 99999 | 99999 | 99999 | 99999 | 99999 | 99999 | 99999 | 99999 | 99999
hydrogen combustion turbine (NOT USED) | 99999 | 99999 | 99999 | 99999 | 99999 | 99999 | 99999 | 99999 | 99999 | 99999 | 99999 | 99999 | 99999 | 99999 | 99999 | 99999 | 99999 | 99999 | 99999 | 99999 | 99999 | 99999 | 99999 | 99999 | 99999 | 99999 | 99999 | 99999 | 99999 | 99999
hydrogen combined cycle (NOT USED) | 99999 | 99999 | 99999 | 99999 | 99999 | 99999 | 99999 | 99999 | 99999 | 99999 | 99999 | 99999 | 99999 | 99999 | 99999 | 99999 | 99999 | 99999 | 99999 | 99999 | 99999 | 99999 | 99999 | 99999 | 99999 | 99999 | 99999 | 99999 | 99999 | 99999