## About
ELCCAfR ELCCAfR ELCC Adjustment for Reliability
Sources: | Hourly Solar (weather-derived) and Wind (per-site simulation) Capacity Factors
Renewables.ninja / MERRA-2
Renewables.ninja country weather (solar) + per-site wind simulation (wind)
2025
https://www.renewables.ninja/
SOLAR PV (orientation x1.1) from the ninja country-aggregated weather (irradiance / temperature) over the preset calibration window. WIND from the ninja per-site SIMULATION output (hub-height, power-curve, bias-corrected) — the electricity column (capacity=1) IS the hourly CF — averaged across the sites in data/weather/ninja_sim/<ISO2>/, UTC then converted to the preset timezone. This REPLACES the 2 m wind-speed → power-curve estimate, whose diurnal cycle is inverted vs hub height (see DECISIONS.md 2026-07-10). Sites are classified onshore vs offshore (their type in scripts/fetch_ninja_sites.py), so onshore-wind and offshore-wind derive from separate site-type CF series, each scaled by the factor the blended series needed to hit the Ember fleet-wide wind CF (see DECISIONS.md 2026-08-11). Both are pasted into the "CF hourly source" tab, with derived CF_<tech> columns for every SYSHECF technology.
Annual Capacity Factor Targets and Installed Capacity (calibration)
Ember
Ember Yearly Electricity Data (full release, long format)
2025
https://ember-energy.org/data/yearly-electricity-data/
Country solar/wind annual CF targets and installed capacity. Calibration mode per preset: cap_redistribute (bounded [0,1]) for international presets; multiplicative for the U.S. master-parity pin.
Non-Derived ELCCAfR Values (judgment parameters)
Energy Innovation
eps-us InputData/elec/ELCCAfR (US reference values)
2026
https://energyinnovation.org/
Two ELCCAfR inputs are not derived from capacity-factor data. (1) The demand-altering-technologies derate on peak slices, carried over from the eps-us value pending a regional view on demand-response reliability. (2) Technologies whose SYSHECF table is a borrowed constant have no within-slice CF variation, so their derate is exactly 1.0 by construction rather than by measurement — including HYDRO, whose real capacity credit does vary between wet and dry years. Both are flagged for staff review.
Notes:
What this file is | ELCCAfR — ELCC Adjustment for Reliability — is a per-(technology, timeslice, hour) capacity-adequacy derate between 0 and 1. EPS multiplies it into the RELIABILITY calculation only, never into dispatch: "Last Year Hourly Bid Electricity Capacity Factors for Reliability by Plant Type" = the bid capacity factors x ELCCAfR, and the demand-altering file scales the peak-load-reduction term in "Total Electricity Demand by Hour Plus Reserve Margin After Demand Altering Technologies". A cell of 1.0 means no derate.
How each cell is computed | For each peak slice and hour-of-day, over the days the clustering assigned to that slice: ELCCAfR = worst day (minimum) capacity factor / mean capacity factor. Both statistics are taken over the identical day set. See the "Peak CF statistics" tab, which shows the two blocks the ratio is built from, and the "SHELF & SYSHECF relationship" tab for how this ties back to SHELF and SYSHECF.
Why the four non-peak rows are 1.0 | Both reliability variables are summed over "Binding Peak Hour for Reliability Additions[peak day electricity timeslice!, Hour!]", so only Summer Peak and Winter Peak can ever bind. Leaving Winter/Spring/Summer/Fall at 1.0 also prevents the derate from being read as a midday dispatch penalty on solar. Non-peak rows are 1.0 by definition — they can never bind in the EPS reliability calculation.
Degenerate cells | Where the mean capacity factor over a slice's days is below 0.001 — solar overnight, for example — the ratio would be 0/0, so the cell is set to 1.0. SYSHECF is ~0 in those cells anyway, so the product is unchanged.
Which technologies are derived | Derived from the run's hourly CF series (3): onshore-wind, solar-pv, offshore-wind. Constant 1.0 (21): these technologies' SYSHECF tables are borrowed constants per (slice, hour), so their minimum and mean over a slice's days coincide and the derate is 1.0 by construction, not by measurement. Distributed solar PV and pumped hydro have NO ELCCAfR file — neither is a member of the EPS "Electricity Source" subscript.
Sample-size caveat on the statistic | Days per timeslice in this run: Winter=57 Spring=83 Summer=68 Fall=88 Summer Peak=30 Winter Peak=39. A straight minimum takes the worst of however many days a slice happens to hold, so slices with more days get a deeper derate for reasons that are an artifact of clustering rather than of the resource. The eps-us peak slices hold 11 and 10 days. Set the preset key "elccafr_statistic" to "p05" for a sample-size-stable alternative; "min" reproduces the documented eps-us methodology.
Caveat on the underlying wind capacity factors | Where the preset takes wind from Renewables.ninja per-site simulations, the hourly CF is a day-of-year x hour climatology averaged across sites and years. That averaging removes interannual and cross-site variability, so the day-to-day spread this derate measures is narrower than a single-weather-year fleet series would show, and the derate is likely too generous. Verify against unaveraged site-year data before relying on the wind values.
Run configuration | country: SouthKorea; statistic: min; demand-altering peak value: 0.9; timezone: Asia/Seoul; built: 2026-08-18; build script: scripts/build_run_workbooks.py; source-of-record CSVs: workbook_sources/ next to this file. Requires MINIFS (Excel 2019+/365 or LibreOffice 7+).
Caveats | All values are inputs for staff review. The US ELCCAfR files that regional EPS models currently carry are byte-identical copies of the eps-us tables; replacing them changes reliability-driven capacity build, so diff and review before deploying. Verify against the primary sources above and against CLAUDE.md / DECISIONS.md before use in any work product.

## SHELF & SYSHECF relationship
How ELCCAfR relates to the SHELF and SYSHECF files
All three families share one grid
| SHELF | SYSHECF | ELCCAfR (this file)
Grid | 6 timeslices x 24 hours | 6 timeslices x 24 hours | 6 timeslices x 24 hours
One file per | demand category (22) | generation technology (25) | Electricity Source technology (24) + demand-altering technologies (1)
What a cell means | share of the category's ANNUAL demand falling in that slice-hour | expected capacity factor in that slice-hour | fraction of the SYSHECF capacity factor that can be counted on for capacity adequacy
How the cell is computed | AVERAGEIFS(demand col, slice, hour) / SUM(demand col) | AVERAGEIFS(CF col, slice, hour) — the MEAN over the slice's days | worst day (minimum) CF over the SAME days / that SAME mean
EPS reads it into | SHELF Seasonal Hourly Equipment Load Factors by End Use | SYSHECF Start Year Seasonal Expected Hourly Electricity Capacity Factors | ELCCAfR ELCC Adjustment for Reliability for Generation Sources / for Demand Altering Technologies
Used in | hourly demand allocation | DISPATCH and reliability | RELIABILITY ONLY — never dispatch
Built from | workbook_sources/demand_hourly_source.csv | workbook_sources/cf_hourly_source.csv | workbook_sources/cf_hourly_source.csv (the same columns as SYSHECF)
The identity that ties ELCCAfR to SYSHECF
A SYSHECF cell is the MEAN capacity factor over the days the clustering assigned to that slice, at that hour (CLAUDE.md section 6). ELCCAfR divides a LOW statistic over those same days by that same mean. So the two multiply back to the low statistic:
SYSHECF[slice, hour] x ELCCAfR[slice, hour] = worst day (minimum) capacity factor at that hour
That is exactly the quantity EPS wants when it evaluates whether firm capacity is adequate in the binding peak hour: not what a technology produces on an average peak day, but what it can be counted on to produce on a bad one.
The "Peak CF statistics" tab computes both blocks from the CF hourly source and checks the identity live — the Check rows there must be 0. Keeping both statistics over the identical day set is what makes it hold; computing ELCCAfR over a separately pinned set of peak days would break it.
Two places where the identity deliberately does not hold: (1) degenerate cells, where the mean is below 0.001 and the derate is forced to 1.0; (2) the four non-peak rows, which are forced to 1.0 because they can never bind.
What changes if you edit something
Edit the Clustering tab (DOY to slice assignment) and every ELCCAfR cell recomputes, because the slice column on the CF hourly source tab is a VLOOKUP into it. The same edit changes SYSHECF and SHELF in their workbooks, so re-run all three builders together rather than editing one in isolation. Clusters are defined around net peak load shapes so both SYSHECF and SHELF impact clusters.
Edit a CF hourly source value and the derate for that technology recomputes. Note that a calibration multiplier applied uniformly to a CF series does NOT change ELCCAfR — it cancels in the ratio. Only the day-to-day SHAPE matters here.
Derived technologies in this run: onshore-wind, solar-pv, offshore-wind. Every other technology tab holds literal 1.0 values and can be edited directly if a region has evidence for a non-unity derate (hydro is the likely candidate).

## Clustering
Days per timeslice (snapshot) |  | DOY → slice (edit to reassign days) |  | Representative day per slice (edit to re-derive outputs)
Slice | Days | DOY | Slice | Slice | Rep DOY
Winter | 57 | 1 | Winter | Winter | 245
Spring | 83 | 2 | Winter | Spring | 145
Summer | 68 | 3 | Winter | Summer | 160
Fall | 88 | 4 | Spring | Fall | 273
Summer Peak | 30 | 5 | Spring | Summer Peak | 231
Winter Peak | 39 | 6 | Winter | Winter Peak | 38
|  | 7 | Winter Peak
|  | 8 | Winter Peak
|  | 9 | Winter
|  | 10 | Winter
|  | 11 | Spring
|  | 12 | Spring
|  | 13 | Winter Peak
|  | 14 | Winter
|  | 15 | Winter Peak
|  | 16 | Winter Peak
|  | 17 | Winter
|  | 18 | Spring
|  | 19 | Spring
|  | 20 | Winter
|  | 21 | Winter
|  | 22 | Winter Peak
|  | 23 | Winter Peak
|  | 24 | Winter Peak
|  | 25 | Spring
|  | 26 | Spring
|  | 27 | Winter Peak
|  | 28 | Winter
|  | 29 | Winter Peak
|  | 30 | Winter Peak
|  | 31 | Winter
|  | 32 | Spring
|  | 33 | Spring
|  | 34 | Winter Peak
|  | 35 | Winter Peak
|  | 36 | Winter Peak
|  | 37 | Winter Peak
|  | 38 | Winter Peak
|  | 39 | Spring
|  | 40 | Spring
|  | 41 | Winter Peak
|  | 42 | Winter Peak
|  | 43 | Winter Peak
|  | 44 | Winter Peak
|  | 45 | Winter Peak
|  | 46 | Spring
|  | 47 | Spring
|  | 48 | Winter Peak
|  | 49 | Winter Peak
|  | 50 | Winter Peak
|  | 51 | Winter Peak
|  | 52 | Winter Peak
|  | 53 | Spring
|  | 54 | Spring
|  | 55 | Winter Peak
|  | 56 | Winter Peak
|  | 57 | Winter Peak
|  | 58 | Winter Peak
|  | 59 | Winter Peak
|  | 60 | Spring
|  | 61 | Spring
|  | 62 | Fall
|  | 63 | Fall
|  | 64 | Fall
|  | 65 | Fall
|  | 66 | Fall
|  | 67 | Spring
|  | 68 | Spring
|  | 69 | Fall
|  | 70 | Fall
|  | 71 | Fall
|  | 72 | Fall
|  | 73 | Fall
|  | 74 | Spring
|  | 75 | Spring
|  | 76 | Fall
|  | 77 | Fall
|  | 78 | Fall
|  | 79 | Fall
|  | 80 | Fall
|  | 81 | Spring
|  | 82 | Spring
|  | 83 | Fall
|  | 84 | Fall
|  | 85 | Fall
|  | 86 | Fall
|  | 87 | Fall
|  | 88 | Spring
|  | 89 | Spring
|  | 90 | Fall
|  | 91 | Fall
|  | 92 | Fall
|  | 93 | Fall
|  | 94 | Fall
|  | 95 | Spring
|  | 96 | Spring
|  | 97 | Fall
|  | 98 | Fall
|  | 99 | Fall
|  | 100 | Fall
|  | 101 | Fall
|  | 102 | Spring
|  | 103 | Spring
|  | 104 | Summer
|  | 105 | Fall
|  | 106 | Fall
|  | 107 | Fall
|  | 108 | Summer
|  | 109 | Spring
|  | 110 | Spring
|  | 111 | Fall
|  | 112 | Fall
|  | 113 | Fall
|  | 114 | Summer
|  | 115 | Summer
|  | 116 | Spring
|  | 117 | Spring
|  | 118 | Summer
|  | 119 | Summer
|  | 120 | Summer
|  | 121 | Summer
|  | 122 | Summer
|  | 123 | Spring
|  | 124 | Spring
|  | 125 | Summer
|  | 126 | Summer
|  | 127 | Summer
|  | 128 | Summer
|  | 129 | Summer
|  | 130 | Spring
|  | 131 | Spring
|  | 132 | Summer
|  | 133 | Summer
|  | 134 | Summer
|  | 135 | Summer
|  | 136 | Summer
|  | 137 | Spring
|  | 138 | Spring
|  | 139 | Summer
|  | 140 | Summer
|  | 141 | Summer
|  | 142 | Summer
|  | 143 | Summer
|  | 144 | Spring
|  | 145 | Spring
|  | 146 | Summer
|  | 147 | Summer
|  | 148 | Summer
|  | 149 | Summer
|  | 150 | Summer
|  | 151 | Spring
|  | 152 | Spring
|  | 153 | Summer
|  | 154 | Summer
|  | 155 | Summer
|  | 156 | Summer
|  | 157 | Summer
|  | 158 | Spring
|  | 159 | Spring
|  | 160 | Summer
|  | 161 | Summer
|  | 162 | Summer
|  | 163 | Summer
|  | 164 | Fall
|  | 165 | Spring
|  | 166 | Spring
|  | 167 | Summer
|  | 168 | Summer
|  | 169 | Summer
|  | 170 | Fall
|  | 171 | Summer
|  | 172 | Spring
|  | 173 | Spring
|  | 174 | Summer
|  | 175 | Summer
|  | 176 | Summer
|  | 177 | Summer
|  | 178 | Summer
|  | 179 | Spring
|  | 180 | Spring
|  | 181 | Summer Peak
|  | 182 | Winter
|  | 183 | Winter
|  | 184 | Winter
|  | 185 | Winter
|  | 186 | Summer
|  | 187 | Summer
|  | 188 | Winter
|  | 189 | Winter
|  | 190 | Winter
|  | 191 | Winter
|  | 192 | Winter
|  | 193 | Summer
|  | 194 | Summer
|  | 195 | Winter
|  | 196 | Winter
|  | 197 | Winter
|  | 198 | Summer Peak
|  | 199 | Summer Peak
|  | 200 | Summer
|  | 201 | Summer
|  | 202 | Summer Peak
|  | 203 | Summer Peak
|  | 204 | Summer Peak
|  | 205 | Summer Peak
|  | 206 | Summer Peak
|  | 207 | Summer
|  | 208 | Summer
|  | 209 | Summer Peak
|  | 210 | Summer Peak
|  | 211 | Summer Peak
|  | 212 | Summer Peak
|  | 213 | Summer Peak
|  | 214 | Summer
|  | 215 | Summer
|  | 216 | Summer Peak
|  | 217 | Summer Peak
|  | 218 | Summer Peak
|  | 219 | Summer Peak
|  | 220 | Summer Peak
|  | 221 | Summer
|  | 222 | Summer
|  | 223 | Summer Peak
|  | 224 | Summer Peak
|  | 225 | Summer Peak
|  | 226 | Summer Peak
|  | 227 | Summer Peak
|  | 228 | Summer
|  | 229 | Summer
|  | 230 | Summer Peak
|  | 231 | Summer Peak
|  | 232 | Summer Peak
|  | 233 | Summer Peak
|  | 234 | Summer Peak
|  | 235 | Summer
|  | 236 | Summer
|  | 237 | Summer Peak
|  | 238 | Summer Peak
|  | 239 | Winter
|  | 240 | Winter
|  | 241 | Winter
|  | 242 | Summer
|  | 243 | Summer
|  | 244 | Winter
|  | 245 | Winter
|  | 246 | Winter
|  | 247 | Winter
|  | 248 | Winter
|  | 249 | Spring
|  | 250 | Spring
|  | 251 | Winter
|  | 252 | Winter
|  | 253 | Winter
|  | 254 | Winter
|  | 255 | Winter
|  | 256 | Summer
|  | 257 | Summer
|  | 258 | Winter
|  | 259 | Winter
|  | 260 | Winter
|  | 261 | Winter
|  | 262 | Winter
|  | 263 | Summer
|  | 264 | Spring
|  | 265 | Fall
|  | 266 | Fall
|  | 267 | Fall
|  | 268 | Fall
|  | 269 | Fall
|  | 270 | Spring
|  | 271 | Spring
|  | 272 | Fall
|  | 273 | Fall
|  | 274 | Fall
|  | 275 | Fall
|  | 276 | Fall
|  | 277 | Spring
|  | 278 | Spring
|  | 279 | Fall
|  | 280 | Fall
|  | 281 | Fall
|  | 282 | Fall
|  | 283 | Fall
|  | 284 | Spring
|  | 285 | Spring
|  | 286 | Fall
|  | 287 | Fall
|  | 288 | Fall
|  | 289 | Fall
|  | 290 | Fall
|  | 291 | Spring
|  | 292 | Spring
|  | 293 | Fall
|  | 294 | Fall
|  | 295 | Fall
|  | 296 | Fall
|  | 297 | Fall
|  | 298 | Spring
|  | 299 | Spring
|  | 300 | Fall
|  | 301 | Fall
|  | 302 | Fall
|  | 303 | Fall
|  | 304 | Fall
|  | 305 | Spring
|  | 306 | Spring
|  | 307 | Fall
|  | 308 | Fall
|  | 309 | Fall
|  | 310 | Fall
|  | 311 | Fall
|  | 312 | Spring
|  | 313 | Spring
|  | 314 | Fall
|  | 315 | Fall
|  | 316 | Fall
|  | 317 | Fall
|  | 318 | Fall
|  | 319 | Spring
|  | 320 | Spring
|  | 321 | Fall
|  | 322 | Fall
|  | 323 | Fall
|  | 324 | Fall
|  | 325 | Fall
|  | 326 | Spring
|  | 327 | Spring
|  | 328 | Fall
|  | 329 | Fall
|  | 330 | Fall
|  | 331 | Fall
|  | 332 | Fall
|  | 333 | Spring
|  | 334 | Spring
|  | 335 | Winter
|  | 336 | Winter
|  | 337 | Winter
|  | 338 | Winter
|  | 339 | Winter
|  | 340 | Spring
|  | 341 | Spring
|  | 342 | Winter Peak
|  | 343 | Winter Peak
|  | 344 | Winter
|  | 345 | Winter
|  | 346 | Winter
|  | 347 | Spring
|  | 348 | Spring
|  | 349 | Winter
|  | 350 | Winter
|  | 351 | Winter
|  | 352 | Winter Peak
|  | 353 | Winter Peak
|  | 354 | Spring
|  | 355 | Spring
|  | 356 | Winter Peak
|  | 357 | Winter Peak
|  | 358 | Winter Peak
|  | 359 | Winter
|  | 360 | Winter
|  | 361 | Spring
|  | 362 | Spring
|  | 363 | Winter Peak
|  | 364 | Winter
|  | 365 | Winter

## CF hourly source
timestamp | load | net_load | solar_gen | wind_gen | solar_cf | wind_cf | wind_onshore_cf | wind_offshore_cf | day_of_year | hour_of_day | slice | CF_hard-coal | CF_steam-turbine | CF_combined-cycle | CF_nuclear | CF_hydro | CF_onshore-wind | CF_solar-pv | CF_solar-thermal | CF_biomass | CF_geothermal | CF_petroleum | CF_natural-gas-peaker | CF_offshore-wind | CF_lignite | CF_MSW | CF_crude-oil | CF_heavy-or-residual-oil | CF_hard-coal-CCS | CF_combined-cycle-CCS | CF_biomass-CCS | CF_lignite-CCS | CF_SMR | CF_hydrogen-CT | CF_hydrogen-CC | CF_solar-pv-dist | CF_pumped-hydro
2025-01-01 00:00 | 62601.1154 | 62005.6248 | 0 | 595.4905 | 0 | 0.29191 | 0.29517 | 0.2329 | 1 | 0 | Winter | 0.38112 | 0.34822 | 0.34822 | 0.87184 | 0.31588 | 0.29517 | 0 | 0 | 0.65714 | 0.85008 | 0.011799 | 0.0012155 | 0.2329 | 0.39122 | 0.65714 | 0 | 0 | 0.85 | 0.85 | 0.85 | 0.85 | 0.87184 | 0.011799 | 0.48528 | 0 | 0.0029205
2025-01-01 01:00 | 61797.1848 | 61198.3594 | 0 | 598.8254 | 0 | 0.29354 | 0.2963 | 0.24375 | 1 | 1 | Winter | 0.36674 | 0.33231 | 0.33231 | 0.87605 | 0.28158 | 0.2963 | 0 | 0 | 0.65714 | 0.85008 | 0.009774 | 0.00081967 | 0.24375 | 0.37856 | 0.65714 | 0 | 0 | 0.85 | 0.85 | 0.85 | 0.85 | 0.87605 | 0.009774 | 0.4777 | 0 | 0
2025-01-01 02:00 | 61584.2394 | 60989.4661 | 0 | 594.7733 | 0 | 0.29156 | 0.2936 | 0.25452 | 1 | 2 | Winter | 0.34679 | 0.32201 | 0.32201 | 0.8763 | 0.24925 | 0.2936 | 0 | 0 | 0.65714 | 0.85008 | 0.0098438 | 0.00079999 | 0.25452 | 0.37271 | 0.65714 | 0 | 0 | 0.85 | 0.85 | 0.85 | 0.85 | 0.8763 | 0.0098438 | 0.47491 | 0 | 0
2025-01-01 03:00 | 61621.0161 | 61032.3298 | 0 | 588.6863 | 0 | 0.28857 | 0.29025 | 0.25824 | 1 | 3 | Winter | 0.3338 | 0.31706 | 0.31706 | 0.87561 | 0.23438 | 0.29025 | 0 | 0 | 0.65714 | 0.85008 | 0.0098089 | 0.00079999 | 0.25824 | 0.37639 | 0.65714 | 0 | 0 | 0.85 | 0.85 | 0.85 | 0.85 | 0.87561 | 0.0098089 | 0.47708 | 0 | 0
2025-01-01 04:00 | 62419.1482 | 61847.7671 | 0 | 571.3812 | 0 | 0.28009 | 0.28151 | 0.25438 | 1 | 4 | Winter | 0.33501 | 0.31839 | 0.31839 | 0.87687 | 0.215 | 0.28151 | 0 | 0 | 0.65714 | 0.85008 | 0.0099486 | 0.00079999 | 0.25438 | 0.39652 | 0.65714 | 0 | 0 | 0.85 | 0.85 | 0.85 | 0.85 | 0.87687 | 0.0099486 | 0.49014 | 0 | 0
2025-01-01 05:00 | 67302.1633 | 66762.8503 | 0 | 539.3129 | 0 | 0.26437 | 0.2656 | 0.24212 | 1 | 5 | Winter | 0.34255 | 0.3212 | 0.3212 | 0.87819 | 0.21182 | 0.2656 | 0 | 0 | 0.65714 | 0.85008 | 0.010053 | 0.00079999 | 0.24212 | 0.45896 | 0.65714 | 0 | 0 | 0.85 | 0.85 | 0.85 | 0.85 | 0.87819 | 0.010053 | 0.52415 | 0 | 0
2025-01-01 06:00 | 75234.7592 | 74747.7451 | 0 | 487.014 | 0 | 0.23873 | 0.23997 | 0.21643 | 1 | 6 | Winter | 0.3535 | 0.33148 | 0.33148 | 0.87914 | 0.24668 | 0.23997 | 0 | 0 | 0.65714 | 0.85008 | 0.010088 | 0.00079999 | 0.21643 | 0.54134 | 0.65714 | 0 | 0 | 0.85 | 0.85 | 0.85 | 0.85 | 0.87914 | 0.010088 | 0.55421 | 0 | 0.00017779
2025-01-01 07:00 | 83239.1657 | 82727.6539 | 78.7899 | 432.7219 | 0.0035583 | 0.21212 | 0.21351 | 0.18699 | 1 | 7 | Winter | 0.39334 | 0.34859 | 0.34859 | 0.8799 | 0.30623 | 0.21351 | 0.0035583 | 0 | 0.65714 | 0.85008 | 0.011938 | 0.017261 | 0.18699 | 0.53641 | 0.65714 | 0 | 0 | 0.85 | 0.85 | 0.85 | 0.85 | 0.8799 | 0.011938 | 0.56215 | 0.0024908 | 0.0038224
2025-01-01 08:00 | 80450.0705 | 78070.1858 | 2016.1111 | 363.7736 | 0.091052 | 0.17832 | 0.17946 | 0.15777 | 1 | 8 | Winter | 0.43014 | 0.36227 | 0.36227 | 0.88068 | 0.34685 | 0.17946 | 0.091052 | 0 | 0.65714 | 0.85008 | 0.010821 | 0.0096506 | 0.15777 | 0.4851 | 0.65714 | 0 | 0 | 0.85 | 0.85 | 0.85 | 0.85 | 0.88068 | 0.010821 | 0.53053 | 0.063736 | 8.8894e-05
2025-01-01 09:00 | 78435.7778 | 72917.9667 | 5170.4348 | 347.3762 | 0.23351 | 0.17028 | 0.17104 | 0.15659 | 1 | 9 | Winter | 0.43228 | 0.35522 | 0.35522 | 0.88103 | 0.35924 | 0.17104 | 0.23351 | 0.040275 | 0.65714 | 0.85008 | 0.010961 | 0.00079999 | 0.15659 | 0.4407 | 0.65714 | 0 | 0 | 0.85 | 0.85 | 0.85 | 0.85 | 0.88103 | 0.010961 | 0.50047 | 0.16346 | 0
2025-01-01 10:00 | 76758.302 | 68440.4392 | 7921.7208 | 396.142 | 0.35776 | 0.19419 | 0.19637 | 0.15469 | 1 | 10 | Winter | 0.4061 | 0.33487 | 0.33487 | 0.88085 | 0.36964 | 0.19637 | 0.35776 | 0.40566 | 0.65161 | 0.85008 | 0.013544 | 0.00079999 | 0.15469 | 0.43351 | 0.65161 | 0 | 0 | 0.85 | 0.85 | 0.85 | 0.85 | 0.88085 | 0.013544 | 0.48026 | 0.25043 | 0
2025-01-01 11:00 | 73524.904 | 63538.2954 | 9558.3629 | 428.2456 | 0.43167 | 0.20992 | 0.21277 | 0.15857 | 1 | 11 | Winter | 0.3925 | 0.32321 | 0.32321 | 0.87126 | 0.35242 | 0.21277 | 0.43167 | 0.54927 | 0.65161 | 0.85008 | 0.013649 | 0.00079999 | 0.15857 | 0.42796 | 0.65161 | 0 | 0 | 0.85 | 0.85 | 0.85 | 0.85 | 0.87126 | 0.013649 | 0.46854 | 0.30217 | 0
2025-01-01 12:00 | 71958.7898 | 61480.7141 | 10024.5275 | 453.5482 | 0.45273 | 0.22233 | 0.22554 | 0.16422 | 1 | 12 | Winter | 0.3815 | 0.31623 | 0.31623 | 0.87098 | 0.31489 | 0.22554 | 0.45273 | 0.54413 | 0.65161 | 0.85008 | 0.013788 | 0.00079999 | 0.16422 | 0.41662 | 0.65161 | 0 | 0 | 0.85 | 0.85 | 0.85 | 0.85 | 0.87098 | 0.013788 | 0.46441 | 0.31691 | 0
2025-01-01 13:00 | 71702.3552 | 61846.542 | 9385.7347 | 470.0786 | 0.42388 | 0.23043 | 0.23394 | 0.16701 | 1 | 13 | Winter | 0.37364 | 0.31803 | 0.31803 | 0.87056 | 0.27101 | 0.23394 | 0.42388 | 0.51602 | 0.65161 | 0.85008 | 0.010996 | 0.00079999 | 0.16701 | 0.39216 | 0.65161 | 0 | 0 | 0.85 | 0.85 | 0.85 | 0.85 | 0.87056 | 0.010996 | 0.45541 | 0.29672 | 0
2025-01-01 14:00 | 71926.4538 | 63855.7923 | 7588.9692 | 481.6924 | 0.34273 | 0.23612 | 0.23991 | 0.16776 | 1 | 14 | Winter | 0.36662 | 0.31876 | 0.31876 | 0.87131 | 0.25223 | 0.23991 | 0.34273 | 0.50431 | 0.65161 | 0.85008 | 0.011519 | 0.00079999 | 0.16776 | 0.38684 | 0.65161 | 0 | 0 | 0.85 | 0.85 | 0.85 | 0.85 | 0.87131 | 0.011519 | 0.45706 | 0.23991 | 0
2025-01-01 15:00 | 72478.2559 | 67121.9369 | 4878.1567 | 478.1623 | 0.22031 | 0.23439 | 0.23802 | 0.16888 | 1 | 15 | Winter | 0.35644 | 0.32325 | 0.32325 | 0.87285 | 0.24653 | 0.23802 | 0.22031 | 0.52622 | 0.65161 | 0.85008 | 0.011764 | 0.001192 | 0.16888 | 0.41154 | 0.65161 | 0 | 0 | 0.85 | 0.85 | 0.85 | 0.85 | 0.87285 | 0.011764 | 0.48176 | 0.15422 | 0
2025-01-01 16:00 | 74436.1877 | 72156.805 | 1823.824 | 455.5586 | 0.082368 | 0.22331 | 0.22619 | 0.1714 | 1 | 16 | Winter | 0.34271 | 0.32889 | 0.32889 | 0.87552 | 0.27001 | 0.22619 | 0.082368 | 0.54156 | 0.66088 | 0.85008 | 0.012567 | 0.0013328 | 0.1714 | 0.50479 | 0.66088 | 0 | 0 | 0.85 | 0.85 | 0.85 | 0.85 | 0.87552 | 0.012567 | 0.52016 | 0.057657 | 0
2025-01-01 17:00 | 78099.6142 | 77597.3395 | 55.5376 | 446.737 | 0.0025082 | 0.21899 | 0.22136 | 0.17606 | 1 | 17 | Winter | 0.35239 | 0.34089 | 0.34089 | 0.87812 | 0.31218 | 0.22136 | 0.0025082 | 0.47484 | 0.66641 | 0.85008 | 0.012811 | 0.0013818 | 0.17606 | 0.55841 | 0.66641 | 0 | 0 | 0.85 | 0.85 | 0.85 | 0.85 | 0.87812 | 0.012811 | 0.563 | 0.0017557 | 0.108
2025-01-01 18:00 | 79248.5966 | 78807.0694 | 0 | 441.5273 | 0 | 0.21643 | 0.21863 | 0.17673 | 1 | 18 | Winter | 0.36908 | 0.35647 | 0.35647 | 0.8795 | 0.33257 | 0.21863 | 0 | 0.15048 | 0.66641 | 0.85008 | 0.011554 | 0.0054852 | 0.17673 | 0.57233 | 0.66641 | 0 | 0 | 0.85 | 0.85 | 0.85 | 0.85 | 0.8795 | 0.011554 | 0.60036 | 0 | 0.31896
2025-01-01 19:00 | 78062.8133 | 77629.9214 | 0 | 432.8919 | 0 | 0.2122 | 0.21435 | 0.17333 | 1 | 19 | Winter | 0.39083 | 0.3598 | 0.3598 | 0.8799 | 0.35171 | 0.21435 | 0 | 0 | 0.66641 | 0.85008 | 0.011624 | 0.0054852 | 0.17333 | 0.56127 | 0.66641 | 0 | 0 | 0.85 | 0.85 | 0.85 | 0.85 | 0.8799 | 0.011624 | 0.6033 | 0 | 0.16946
2025-01-01 20:00 | 75836.1637 | 75411.8365 | 0 | 424.3272 | 0 | 0.208 | 0.21013 | 0.1695 | 1 | 20 | Winter | 0.38392 | 0.35256 | 0.35256 | 0.88015 | 0.35332 | 0.21013 | 0 | 0 | 0.66539 | 0.85008 | 0.011729 | 0.0079216 | 0.1695 | 0.55127 | 0.66539 | 0 | 0 | 0.85 | 0.85 | 0.85 | 0.85 | 0.88015 | 0.011729 | 0.58652 | 0 | 0.16317
2025-01-01 21:00 | 73233.7194 | 72813.7272 | 0 | 419.9922 | 0 | 0.20588 | 0.20806 | 0.16637 | 1 | 21 | Winter | 0.36841 | 0.34678 | 0.34678 | 0.88022 | 0.34293 | 0.20806 | 0 | 0 | 0.66206 | 0.85008 | 0.011764 | 0.0066981 | 0.16637 | 0.52537 | 0.66206 | 0 | 0 | 0.85 | 0.85 | 0.85 | 0.85 | 0.88022 | 0.011764 | 0.56856 | 0 | 0.14339
2025-01-01 22:00 | 68992.2721 | 68571.5647 | 0 | 420.7074 | 0 | 0.20623 | 0.20849 | 0.16543 | 1 | 22 | Winter | 0.35457 | 0.33613 | 0.33613 | 0.87928 | 0.32008 | 0.20849 | 0 | 0 | 0.66206 | 0.85008 | 0.011868 | 0.0013818 | 0.16543 | 0.46434 | 0.66206 | 0 | 0 | 0.85 | 0.85 | 0.85 | 0.85 | 0.87928 | 0.011868 | 0.54642 | 0 | 0.12674
2025-01-01 23:00 | 64363.0802 | 63937.3859 | 0 | 425.6943 | 0 | 0.20867 | 0.21112 | 0.16449 | 1 | 23 | Winter | 0.33817 | 0.32402 | 0.32402 | 0.87673 | 0.30333 | 0.21112 | 0 | 0 | 0.66044 | 0.85008 | 0.011659 | 0.0013818 | 0.16449 | 0.41028 | 0.66044 | 0 | 0 | 0.85 | 0.85 | 0.85 | 0.85 | 0.87673 | 0.011659 | 0.51856 | 0 | 0.039796
2025-01-02 00:00 | 62137.568 | 61695.525 | 0 | 442.043 | 0 | 0.21669 | 0.21954 | 0.16521 | 2 | 0 | Winter | 0.38112 | 0.34822 | 0.34822 | 0.87184 | 0.31588 | 0.21954 | 0 | 0 | 0.65714 | 0.85008 | 0.011799 | 0.0012155 | 0.16521 | 0.39122 | 0.65714 | 0 | 0 | 0.85 | 0.85 | 0.85 | 0.85 | 0.87184 | 0.011799 | 0.48528 | 0 | 0.0029205
2025-01-02 01:00 | 61348.5314 | 60890.3875 | 0 | 458.1439 | 0 | 0.22458 | 0.22779 | 0.16653 | 2 | 1 | Winter | 0.36674 | 0.33231 | 0.33231 | 0.87605 | 0.28158 | 0.22779 | 0 | 0 | 0.65714 | 0.85008 | 0.009774 | 0.00081967 | 0.16653 | 0.37856 | 0.65714 | 0 | 0 | 0.85 | 0.85 | 0.85 | 0.85 | 0.87605 | 0.009774 | 0.4777 | 0 | 0
2025-01-02 02:00 | 61128.0245 | 60656.2668 | 0 | 471.7576 | 0 | 0.23125 | 0.2347 | 0.16891 | 2 | 2 | Winter | 0.34679 | 0.32201 | 0.32201 | 0.8763 | 0.24925 | 0.2347 | 0 | 0 | 0.65714 | 0.85008 | 0.0098438 | 0.00079999 | 0.16891 | 0.37271 | 0.65714 | 0 | 0 | 0.85 | 0.85 | 0.85 | 0.85 | 0.8763 | 0.0098438 | 0.47491 | 0 | 0
2025-01-02 03:00 | 61142.1165 | 60655.2755 | 0 | 486.841 | 0 | 0.23865 | 0.24234 | 0.17196 | 2 | 3 | Winter | 0.3338 | 0.31706 | 0.31706 | 0.87561 | 0.23438 | 0.24234 | 0 | 0 | 0.65714 | 0.85008 | 0.0098089 | 0.00079999 | 0.17196 | 0.37639 | 0.65714 | 0 | 0 | 0.85 | 0.85 | 0.85 | 0.85 | 0.87561 | 0.0098089 | 0.47708 | 0 | 0
2025-01-02 04:00 | 61930.1665 | 61434.6834 | 0 | 495.483 | 0 | 0.24288 | 0.24674 | 0.17325 | 2 | 4 | Winter | 0.33501 | 0.31839 | 0.31839 | 0.87687 | 0.215 | 0.24674 | 0 | 0 | 0.65714 | 0.85008 | 0.0099486 | 0.00079999 | 0.17325 | 0.39652 | 0.65714 | 0 | 0 | 0.85 | 0.85 | 0.85 | 0.85 | 0.87687 | 0.0099486 | 0.49014 | 0 | 0
2025-01-02 05:00 | 66814.5563 | 66322.1347 | 0 | 492.4216 | 0 | 0.24138 | 0.24523 | 0.17186 | 2 | 5 | Winter | 0.34255 | 0.3212 | 0.3212 | 0.87819 | 0.21182 | 0.24523 | 0 | 0 | 0.65714 | 0.85008 | 0.010053 | 0.00079999 | 0.17186 | 0.45896 | 0.65714 | 0 | 0 | 0.85 | 0.85 | 0.85 | 0.85 | 0.87819 | 0.010053 | 0.52415 | 0 | 0
2025-01-02 06:00 | 74754.2555 | 74282.3855 | 0 | 471.87 | 0 | 0.23131 | 0.23496 | 0.16524 | 2 | 6 | Winter | 0.3535 | 0.33148 | 0.33148 | 0.87914 | 0.24668 | 0.23496 | 0 | 0 | 0.65714 | 0.85008 | 0.010088 | 0.00079999 | 0.16524 | 0.54134 | 0.65714 | 0 | 0 | 0.85 | 0.85 | 0.85 | 0.85 | 0.87914 | 0.010088 | 0.55421 | 0 | 0.00017779
2025-01-02 07:00 | 82744.6846 | 82224.4015 | 68.6453 | 451.6377 | 0.0031002 | 0.22139 | 0.22486 | 0.15871 | 2 | 7 | Winter | 0.39334 | 0.34859 | 0.34859 | 0.8799 | 0.30623 | 0.22486 | 0.0031002 | 0 | 0.65714 | 0.85008 | 0.011938 | 0.017261 | 0.15871 | 0.53641 | 0.65714 | 0 | 0 | 0.85 | 0.85 | 0.85 | 0.85 | 0.8799 | 0.011938 | 0.56215 | 0.0021701 | 0.0038224
2025-01-02 08:00 | 80119.6938 | 78063.4016 | 1639.2374 | 417.0549 | 0.074031 | 0.20444 | 0.2074 | 0.15088 | 2 | 8 | Winter | 0.43014 | 0.36227 | 0.36227 | 0.88068 | 0.34685 | 0.2074 | 0.074031 | 0 | 0.65714 | 0.85008 | 0.010821 | 0.0096506 | 0.15088 | 0.4851 | 0.65714 | 0 | 0 | 0.85 | 0.85 | 0.85 | 0.85 | 0.88068 | 0.010821 | 0.53053 | 0.051822 | 8.8894e-05
2025-01-02 09:00 | 78348.7051 | 73816.9504 | 4139.0702 | 392.6846 | 0.18693 | 0.19249 | 0.19515 | 0.14451 | 2 | 9 | Winter | 0.43228 | 0.35522 | 0.35522 | 0.88103 | 0.35924 | 0.19515 | 0.18693 | 0.040275 | 0.65714 | 0.85008 | 0.010961 | 0.00079999 | 0.14451 | 0.4407 | 0.65714 | 0 | 0 | 0.85 | 0.85 | 0.85 | 0.85 | 0.88103 | 0.010961 | 0.50047 | 0.13085 | 0
2025-01-02 10:00 | 76800.2343 | 69824.1405 | 6530.7318 | 445.362 | 0.29494 | 0.21831 | 0.22209 | 0.15013 | 2 | 10 | Winter | 0.4061 | 0.33487 | 0.33487 | 0.88085 | 0.36964 | 0.22209 | 0.29494 | 0.40566 | 0.65161 | 0.85008 | 0.013544 | 0.00079999 | 0.15013 | 0.43351 | 0.65161 | 0 | 0 | 0.85 | 0.85 | 0.85 | 0.85 | 0.88085 | 0.013544 | 0.48026 | 0.20646 | 0
2025-01-02 11:00 | 73648.4097 | 64941.0685 | 8189.9309 | 517.4103 | 0.36987 | 0.25363 | 0.25817 | 0.17167 | 2 | 11 | Winter | 0.3925 | 0.32321 | 0.32321 | 0.87126 | 0.35242 | 0.25817 | 0.36987 | 0.54927 | 0.65161 | 0.85008 | 0.013649 | 0.00079999 | 0.17167 | 0.42796 | 0.65161 | 0 | 0 | 0.85 | 0.85 | 0.85 | 0.85 | 0.87126 | 0.013649 | 0.46854 | 0.25891 | 0
2025-01-02 12:00 | 72143.2464 | 62825.9195 | 8750.3927 | 566.9343 | 0.39519 | 0.27791 | 0.28266 | 0.19211 | 2 | 12 | Winter | 0.3815 | 0.31623 | 0.31623 | 0.87098 | 0.31489 | 0.28266 | 0.39519 | 0.54413 | 0.65161 | 0.85008 | 0.013788 | 0.00079999 | 0.19211 | 0.41662 | 0.65161 | 0 | 0 | 0.85 | 0.85 | 0.85 | 0.85 | 0.87098 | 0.013788 | 0.46441 | 0.27663 | 0
2025-01-02 13:00 | 71911.3296 | 62905.9731 | 8415.4392 | 589.9173 | 0.38006 | 0.28918 | 0.29375 | 0.20657 | 2 | 13 | Winter | 0.37364 | 0.31803 | 0.31803 | 0.87056 | 0.27101 | 0.29375 | 0.38006 | 0.51602 | 0.65161 | 0.85008 | 0.010996 | 0.00079999 | 0.20657 | 0.39216 | 0.65161 | 0 | 0 | 0.85 | 0.85 | 0.85 | 0.85 | 0.87056 | 0.010996 | 0.45541 | 0.26604 | 0
2025-01-02 14:00 | 72150.3222 | 64626.876 | 6928.3698 | 595.0765 | 0.3129 | 0.2917 | 0.29606 | 0.21305 | 2 | 14 | Winter | 0.36662 | 0.31876 | 0.31876 | 0.87131 | 0.25223 | 0.29606 | 0.3129 | 0.50431 | 0.65161 | 0.85008 | 0.011519 | 0.00079999 | 0.21305 | 0.38684 | 0.65161 | 0 | 0 | 0.85 | 0.85 | 0.85 | 0.85 | 0.87131 | 0.011519 | 0.45706 | 0.21903 | 0
2025-01-02 15:00 | 72729.621 | 67534.8559 | 4622.2987 | 572.4664 | 0.20875 | 0.28062 | 0.2845 | 0.21043 | 2 | 15 | Winter | 0.35644 | 0.32325 | 0.32325 | 0.87285 | 0.24653 | 0.2845 | 0.20875 | 0.52622 | 0.65161 | 0.85008 | 0.011764 | 0.001192 | 0.21043 | 0.41154 | 0.65161 | 0 | 0 | 0.85 | 0.85 | 0.85 | 0.85 | 0.87285 | 0.011764 | 0.48176 | 0.14613 | 0
2025-01-02 16:00 | 74704.0888 | 72330.901 | 1827.0935 | 546.0943 | 0.082515 | 0.26769 | 0.27088 | 0.21003 | 2 | 16 | Winter | 0.34271 | 0.32889 | 0.32889 | 0.87552 | 0.27001 | 0.27088 | 0.082515 | 0.54156 | 0.66088 | 0.85008 | 0.012567 | 0.0013328 | 0.21003 | 0.50479 | 0.66088 | 0 | 0 | 0.85 | 0.85 | 0.85 | 0.85 | 0.87552 | 0.012567 | 0.52016 | 0.057761 | 0
2025-01-02 17:00 | 78441.9472 | 77828.7075 | 61.8335 | 551.4062 | 0.0027925 | 0.2703 | 0.27331 | 0.21576 | 2 | 17 | Winter | 0.35239 | 0.34089 | 0.34089 | 0.87812 | 0.31218 | 0.27331 | 0.0027925 | 0.47484 | 0.66641 | 0.85008 | 0.012811 | 0.0013818 | 0.21576 | 0.55841 | 0.66641 | 0 | 0 | 0.85 | 0.85 | 0.85 | 0.85 | 0.87812 | 0.012811 | 0.563 | 0.0019548 | 0.108
2025-01-02 18:00 | 79587.4926 | 79040.4046 | 0 | 547.088 | 0 | 0.26818 | 0.27084 | 0.22004 | 2 | 18 | Winter | 0.36908 | 0.35647 | 0.35647 | 0.8795 | 0.33257 | 0.27084 | 0 | 0.15048 | 0.66641 | 0.85008 | 0.011554 | 0.0054852 | 0.22004 | 0.57233 | 0.66641 | 0 | 0 | 0.85 | 0.85 | 0.85 | 0.85 | 0.8795 | 0.011554 | 0.60036 | 0 | 0.31896
2025-01-02 19:00 | 78360.6935 | 77826.4407 | 0 | 534.2529 | 0 | 0.26189 | 0.26421 | 0.21986 | 2 | 19 | Winter | 0.39083 | 0.3598 | 0.3598 | 0.8799 | 0.35171 | 0.26421 | 0 | 0 | 0.66641 | 0.85008 | 0.011624 | 0.0054852 | 0.21986 | 0.56127 | 0.66641 | 0 | 0 | 0.85 | 0.85 | 0.85 | 0.85 | 0.8799 | 0.011624 | 0.6033 | 0 | 0.16946
2025-01-02 20:00 | 76079.0506 | 75568.837 | 0 | 510.2136 | 0 | 0.2501 | 0.25216 | 0.21295 | 2 | 20 | Winter | 0.38392 | 0.35256 | 0.35256 | 0.88015 | 0.35332 | 0.25216 | 0 | 0 | 0.66539 | 0.85008 | 0.011729 | 0.0079216 | 0.21295 | 0.55127 | 0.66539 | 0 | 0 | 0.85 | 0.85 | 0.85 | 0.85 | 0.88015 | 0.011729 | 0.58652 | 0 | 0.16317
2025-01-02 21:00 | 73420.4674 | 72937.0024 | 0 | 483.4649 | 0 | 0.23699 | 0.23874 | 0.20539 | 2 | 21 | Winter | 0.36841 | 0.34678 | 0.34678 | 0.88022 | 0.34293 | 0.23874 | 0 | 0 | 0.66206 | 0.85008 | 0.011764 | 0.0066981 | 0.20539 | 0.52537 | 0.66206 | 0 | 0 | 0.85 | 0.85 | 0.85 | 0.85 | 0.88022 | 0.011764 | 0.56856 | 0 | 0.14339
2025-01-02 22:00 | 69129.5261 | 68661.7054 | 0 | 467.8207 | 0 | 0.22932 | 0.23101 | 0.19891 | 2 | 22 | Winter | 0.35457 | 0.33613 | 0.33613 | 0.87928 | 0.32008 | 0.23101 | 0 | 0 | 0.66206 | 0.85008 | 0.011868 | 0.0013818 | 0.19891 | 0.46434 | 0.66206 | 0 | 0 | 0.85 | 0.85 | 0.85 | 0.85 | 0.87928 | 0.011868 | 0.54642 | 0 | 0.12674
2025-01-02 23:00 | 64490.9396 | 64018.3474 | 0 | 472.5922 | 0 | 0.23166 | 0.23338 | 0.20068 | 2 | 23 | Winter | 0.33817 | 0.32402 | 0.32402 | 0.87673 | 0.30333 | 0.23338 | 0 | 0 | 0.66044 | 0.85008 | 0.011659 | 0.0013818 | 0.20068 | 0.41028 | 0.66044 | 0 | 0 | 0.85 | 0.85 | 0.85 | 0.85 | 0.87673 | 0.011659 | 0.51856 | 0 | 0.039796
2025-01-03 00:00 | 62256.72 | 61755.8924 | 0 | 500.8277 | 0 | 0.2455 | 0.24734 | 0.21233 | 3 | 0 | Winter | 0.38112 | 0.34822 | 0.34822 | 0.87184 | 0.31588 | 0.24734 | 0 | 0 | 0.65714 | 0.85008 | 0.011799 | 0.0012155 | 0.21233 | 0.39122 | 0.65714 | 0 | 0 | 0.85 | 0.85 | 0.85 | 0.85 | 0.87184 | 0.011799 | 0.48528 | 0 | 0.0029205
2025-01-03 01:00 | 61450.0398 | 60926.7909 | 0 | 523.2489 | 0 | 0.25649 | 0.25821 | 0.22554 | 3 | 1 | Winter | 0.36674 | 0.33231 | 0.33231 | 0.87605 | 0.28158 | 0.25821 | 0 | 0 | 0.65714 | 0.85008 | 0.009774 | 0.00081967 | 0.22554 | 0.37856 | 0.65714 | 0 | 0 | 0.85 | 0.85 | 0.85 | 0.85 | 0.87605 | 0.009774 | 0.4777 | 0 | 0
2025-01-03 02:00 | 61226.5541 | 60686.0462 | 0 | 540.5079 | 0 | 0.26495 | 0.26654 | 0.23622 | 3 | 2 | Winter | 0.34679 | 0.32201 | 0.32201 | 0.8763 | 0.24925 | 0.26654 | 0 | 0 | 0.65714 | 0.85008 | 0.0098438 | 0.00079999 | 0.23622 | 0.37271 | 0.65714 | 0 | 0 | 0.85 | 0.85 | 0.85 | 0.85 | 0.8763 | 0.0098438 | 0.47491 | 0 | 0
2025-01-03 03:00 | 61252.7904 | 60695.3702 | 0 | 557.4202 | 0 | 0.27325 | 0.2747 | 0.24694 | 3 | 3 | Winter | 0.3338 | 0.31706 | 0.31706 | 0.87561 | 0.23438 | 0.2747 | 0 | 0 | 0.65714 | 0.85008 | 0.0098089 | 0.00079999 | 0.24694 | 0.37639 | 0.65714 | 0 | 0 | 0.85 | 0.85 | 0.85 | 0.85 | 0.87561 | 0.0098089 | 0.47708 | 0 | 0
2025-01-03 04:00 | 62044.2775 | 61484.3124 | 0 | 559.9651 | 0 | 0.27449 | 0.27554 | 0.25548 | 3 | 4 | Winter | 0.33501 | 0.31839 | 0.31839 | 0.87687 | 0.215 | 0.27554 | 0 | 0 | 0.65714 | 0.85008 | 0.0099486 | 0.00079999 | 0.25548 | 0.39652 | 0.65714 | 0 | 0 | 0.85 | 0.85 | 0.85 | 0.85 | 0.87687 | 0.0099486 | 0.49014 | 0 | 0
2025-01-03 05:00 | 66935.0832 | 66381.0422 | 0 | 554.041 | 0 | 0.27159 | 0.27251 | 0.25492 | 3 | 5 | Winter | 0.34255 | 0.3212 | 0.3212 | 0.87819 | 0.21182 | 0.27251 | 0 | 0 | 0.65714 | 0.85008 | 0.010053 | 0.00079999 | 0.25492 | 0.45896 | 0.65714 | 0 | 0 | 0.85 | 0.85 | 0.85 | 0.85 | 0.87819 | 0.010053 | 0.52415 | 0 | 0
2025-01-03 06:00 | 74894.2592 | 74363.2901 | 0 | 530.9691 | 0 | 0.26028 | 0.26142 | 0.23962 | 3 | 6 | Winter | 0.3535 | 0.33148 | 0.33148 | 0.87914 | 0.24668 | 0.26142 | 0 | 0 | 0.65714 | 0.85008 | 0.010088 | 0.00079999 | 0.23962 | 0.54134 | 0.65714 | 0 | 0 | 0.85 | 0.85 | 0.85 | 0.85 | 0.87914 | 0.010088 | 0.55421 | 0 | 0.00017779
2025-01-03 07:00 | 82922.7253 | 82344.106 | 74.2648 | 504.3545 | 0.0033539 | 0.24723 | 0.24883 | 0.21844 | 3 | 7 | Winter | 0.39334 | 0.34859 | 0.34859 | 0.8799 | 0.30623 | 0.24883 | 0.0033539 | 0 | 0.65714 | 0.85008 | 0.011938 | 0.017261 | 0.21844 | 0.53641 | 0.65714 | 0 | 0 | 0.85 | 0.85 | 0.85 | 0.85 | 0.8799 | 0.011938 | 0.56215 | 0.0023478 | 0.0038224
2025-01-03 08:00 | 80366.7316 | 78046.4097 | 1870.6651 | 449.6568 | 0.084483 | 0.22042 | 0.22199 | 0.19211 | 3 | 8 | Winter | 0.43014 | 0.36227 | 0.36227 | 0.88068 | 0.34685 | 0.22199 | 0.084483 | 0 | 0.65714 | 0.85008 | 0.010821 | 0.0096506 | 0.19211 | 0.4851 | 0.65714 | 0 | 0 | 0.85 | 0.85 | 0.85 | 0.85 | 0.88068 | 0.010821 | 0.53053 | 0.059138 | 8.8894e-05
2025-01-03 09:00 | 78619.3178 | 73451.7541 | 4753.8104 | 413.7533 | 0.21469 | 0.20282 | 0.20453 | 0.17194 | 3 | 9 | Winter | 0.43228 | 0.35522 | 0.35522 | 0.88103 | 0.35924 | 0.20453 | 0.21469 | 0.040275 | 0.65714 | 0.85008 | 0.010961 | 0.00079999 | 0.17194 | 0.4407 | 0.65714 | 0 | 0 | 0.85 | 0.85 | 0.85 | 0.85 | 0.88103 | 0.010961 | 0.50047 | 0.15028 | 0
2025-01-03 10:00 | 77071.9927 | 69170.2019 | 7446.52 | 455.2709 | 0.3363 | 0.22317 | 0.22621 | 0.16835 | 3 | 10 | Winter | 0.4061 | 0.33487 | 0.33487 | 0.88085 | 0.36964 | 0.22621 | 0.3363 | 0.40566 | 0.65161 | 0.85008 | 0.013544 | 0.00079999 | 0.16835 | 0.43351 | 0.65161 | 0 | 0 | 0.85 | 0.85 | 0.85 | 0.85 | 0.88085 | 0.013544 | 0.48026 | 0.23541 | 0
2025-01-03 11:00 | 73868.3827 | 64283.6521 | 9086.5121 | 498.2186 | 0.41037 | 0.24422 | 0.24796 | 0.17668 | 3 | 11 | Winter | 0.3925 | 0.32321 | 0.32321 | 0.87126 | 0.35242 | 0.24796 | 0.41037 | 0.54927 | 0.65161 | 0.85008 | 0.013649 | 0.00079999 | 0.17668 | 0.42796 | 0.65161 | 0 | 0 | 0.85 | 0.85 | 0.85 | 0.85 | 0.87126 | 0.013649 | 0.46854 | 0.28726 | 0
2025-01-03 12:00 | 72318.5374 | 62188.0895 | 9600.2066 | 530.2413 | 0.43356 | 0.25992 | 0.26391 | 0.18779 | 3 | 12 | Winter | 0.3815 | 0.31623 | 0.31623 | 0.87098 | 0.31489 | 0.26391 | 0.43356 | 0.54413 | 0.65161 | 0.85008 | 0.013788 | 0.00079999 | 0.18779 | 0.41662 | 0.65161 | 0 | 0 | 0.85 | 0.85 | 0.85 | 0.85 | 0.87098 | 0.013788 | 0.46441 | 0.3035 | 0
2025-01-03 13:00 | 72088.4538 | 62629.51 | 8913.0745 | 545.8693 | 0.40253 | 0.26758 | 0.27159 | 0.19521 | 3 | 13 | Winter | 0.37364 | 0.31803 | 0.31803 | 0.87056 | 0.27101 | 0.27159 | 0.40253 | 0.51602 | 0.65161 | 0.85008 | 0.010996 | 0.00079999 | 0.19521 | 0.39216 | 0.65161 | 0 | 0 | 0.85 | 0.85 | 0.85 | 0.85 | 0.87056 | 0.010996 | 0.45541 | 0.28177 | 0
2025-01-03 14:00 | 72327.6755 | 64464.0484 | 7309.9575 | 553.6697 | 0.33013 | 0.27141 | 0.27534 | 0.20025 | 3 | 14 | Winter | 0.36662 | 0.31876 | 0.31876 | 0.87131 | 0.25223 | 0.27534 | 0.33013 | 0.50431 | 0.65161 | 0.85008 | 0.011519 | 0.00079999 | 0.20025 | 0.38684 | 0.65161 | 0 | 0 | 0.85 | 0.85 | 0.85 | 0.85 | 0.87131 | 0.011519 | 0.45706 | 0.23109 | 0
2025-01-03 15:00 | 72898.7253 | 67543.9885 | 4810.4989 | 544.2379 | 0.21725 | 0.26678 | 0.27034 | 0.20247 | 3 | 15 | Winter | 0.35644 | 0.32325 | 0.32325 | 0.87285 | 0.24653 | 0.27034 | 0.21725 | 0.52622 | 0.65161 | 0.85008 | 0.011764 | 0.001192 | 0.20247 | 0.41154 | 0.65161 | 0 | 0 | 0.85 | 0.85 | 0.85 | 0.85 | 0.87285 | 0.011764 | 0.48176 | 0.15208 | 0
2025-01-03 16:00 | 74846.6901 | 72441.5064 | 1885.0249 | 520.1588 | 0.085132 | 0.25498 | 0.25779 | 0.20427 | 3 | 16 | Winter | 0.34271 | 0.32889 | 0.32889 | 0.87552 | 0.27001 | 0.25779 | 0.085132 | 0.54156 | 0.66088 | 0.85008 | 0.012567 | 0.0013328 | 0.20427 | 0.50479 | 0.66088 | 0 | 0 | 0.85 | 0.85 | 0.85 | 0.85 | 0.87552 | 0.012567 | 0.52016 | 0.059592 | 0
2025-01-03 17:00 | 78696.5202 | 78113.1972 | 63.8819 | 519.4411 | 0.002885 | 0.25463 | 0.25722 | 0.20772 | 3 | 17 | Winter | 0.35239 | 0.34089 | 0.34089 | 0.87812 | 0.31218 | 0.25722 | 0.002885 | 0.47484 | 0.66641 | 0.85008 | 0.012811 | 0.0013818 | 0.20772 | 0.55841 | 0.66641 | 0 | 0 | 0.85 | 0.85 | 0.85 | 0.85 | 0.87812 | 0.012811 | 0.563 | 0.0020195 | 0.108
2025-01-03 18:00 | 79891.7887 | 79377.6471 | 0 | 514.1415 | 0 | 0.25203 | 0.25455 | 0.20646 | 3 | 18 | Winter | 0.36908 | 0.35647 | 0.35647 | 0.8795 | 0.33257 | 0.25455 | 0 | 0.15048 | 0.66641 | 0.85008 | 0.011554 | 0.0054852 | 0.20646 | 0.57233 | 0.66641 | 0 | 0 | 0.85 | 0.85 | 0.85 | 0.85 | 0.8795 | 0.011554 | 0.60036 | 0 | 0.31896
2025-01-03 19:00 | 78718.8372 | 78216.53 | 0 | 502.3072 | 0 | 0.24623 | 0.24877 | 0.20038 | 3 | 19 | Winter | 0.39083 | 0.3598 | 0.3598 | 0.8799 | 0.35171 | 0.24877 | 0 | 0 | 0.66641 | 0.85008 | 0.011624 | 0.0054852 | 0.20038 | 0.56127 | 0.66641 | 0 | 0 | 0.85 | 0.85 | 0.85 | 0.85 | 0.8799 | 0.011624 | 0.6033 | 0 | 0.16946
2025-01-03 20:00 | 76532.0576 | 76042.3455 | 0 | 489.7121 | 0 | 0.24005 | 0.24278 | 0.19082 | 3 | 20 | Winter | 0.38392 | 0.35256 | 0.35256 | 0.88015 | 0.35332 | 0.24278 | 0 | 0 | 0.66539 | 0.85008 | 0.011729 | 0.0079216 | 0.19082 | 0.55127 | 0.66539 | 0 | 0 | 0.85 | 0.85 | 0.85 | 0.85 | 0.88015 | 0.011729 | 0.58652 | 0 | 0.16317
2025-01-03 21:00 | 73966.2755 | 73490.8137 | 0 | 475.4618 | 0 | 0.23307 | 0.23615 | 0.1774 | 3 | 21 | Winter | 0.36841 | 0.34678 | 0.34678 | 0.88022 | 0.34293 | 0.23615 | 0 | 0 | 0.66206 | 0.85008 | 0.011764 | 0.0066981 | 0.1774 | 0.52537 | 0.66206 | 0 | 0 | 0.85 | 0.85 | 0.85 | 0.85 | 0.88022 | 0.011764 | 0.56856 | 0 | 0.14339
2025-01-03 22:00 | 69746.1381 | 69283.3472 | 0 | 462.7909 | 0 | 0.22686 | 0.23036 | 0.1635 | 3 | 22 | Winter | 0.35457 | 0.33613 | 0.33613 | 0.87928 | 0.32008 | 0.23036 | 0 | 0 | 0.66206 | 0.85008 | 0.011868 | 0.0013818 | 0.1635 | 0.46434 | 0.66206 | 0 | 0 | 0.85 | 0.85 | 0.85 | 0.85 | 0.87928 | 0.011868 | 0.54642 | 0 | 0.12674
2025-01-03 23:00 | 65138.027 | 64680.3331 | 0 | 457.6939 | 0 | 0.22436 | 0.22829 | 0.15324 | 3 | 23 | Winter | 0.33817 | 0.32402 | 0.32402 | 0.87673 | 0.30333 | 0.22829 | 0 | 0 | 0.66044 | 0.85008 | 0.011659 | 0.0013818 | 0.15324 | 0.41028 | 0.66044 | 0 | 0 | 0.85 | 0.85 | 0.85 | 0.85 | 0.87673 | 0.011659 | 0.51856 | 0 | 0.039796
2025-01-04 00:00 | 39151.7376 | 38690.6244 | 0 | 461.1131 | 0 | 0.22604 | 0.23012 | 0.15217 | 4 | 0 | Spring | 0.27877 | 0.32807 | 0.32807 | 0.86806 | 0.41526 | 0.23012 | 0 | 0 | 0.64562 | 0.85008 | 0.0133 | 0.00079999 | 0.15217 | 0.22892 | 0.64562 | 0 | 0 | 0.85 | 0.85 | 0.85 | 0.85 | 0.86806 | 0.0133 | 0.36461 | 0 | 0.048952
2025-01-04 01:00 | 38359.1135 | 37900.657 | 0 | 458.4565 | 0 | 0.22473 | 0.22856 | 0.15565 | 4 | 1 | Spring | 0.27126 | 0.31736 | 0.31736 | 0.87726 | 0.38 | 0.22856 | 0 | 0 | 0.64562 | 0.85008 | 0.012357 | 0.00079999 | 0.15565 | 0.2248 | 0.64562 | 0 | 0 | 0.85 | 0.85 | 0.85 | 0.85 | 0.87726 | 0.012357 | 0.36019 | 0 | 0
2025-01-04 02:00 | 38248.4518 | 37794.7718 | 0 | 453.68 | 0 | 0.22239 | 0.2259 | 0.15892 | 4 | 2 | Spring | 0.2611 | 0.30561 | 0.30561 | 0.87644 | 0.34552 | 0.2259 | 0 | 0 | 0.64562 | 0.85008 | 0.012462 | 0.00079999 | 0.15892 | 0.21959 | 0.64562 | 0 | 0 | 0.85 | 0.85 | 0.85 | 0.85 | 0.87644 | 0.012462 | 0.35507 | 0 | 0.0076969
2025-01-04 03:00 | 38317.2105 | 37863.4092 | 0 | 453.8013 | 0 | 0.22245 | 0.22566 | 0.16441 | 4 | 3 | Spring | 0.25348 | 0.29808 | 0.29808 | 0.87591 | 0.33422 | 0.22566 | 0 | 0 | 0.64562 | 0.85008 | 0.013439 | 0.00079999 | 0.16441 | 0.21762 | 0.64562 | 0 | 0 | 0.85 | 0.85 | 0.85 | 0.85 | 0.87591 | 0.013439 | 0.3547 | 0 | 0
2025-01-04 04:00 | 38749.7591 | 38301.6123 | 0 | 448.1468 | 0 | 0.21968 | 0.22249 | 0.16891 | 4 | 4 | Spring | 0.24517 | 0.29516 | 0.29516 | 0.87706 | 0.32769 | 0.22249 | 0 | 0 | 0.64562 | 0.85008 | 0.013579 | 0.00079999 | 0.16891 | 0.22054 | 0.64562 | 0 | 0 | 0.85 | 0.85 | 0.85 | 0.85 | 0.87706 | 0.013579 | 0.36068 | 0 | 0
2025-01-04 05:00 | 40782.7139 | 40347.1572 | 0 | 435.5568 | 0 | 0.21351 | 0.21588 | 0.17065 | 4 | 5 | Spring | 0.24319 | 0.29542 | 0.29542 | 0.87925 | 0.32324 | 0.21588 | 0 | 0 | 0.64562 | 0.85008 | 0.013719 | 0.00079999 | 0.17065 | 0.24903 | 0.64562 | 0 | 0 | 0.85 | 0.85 | 0.85 | 0.85 | 0.87925 | 0.013719 | 0.38813 | 0 | 0
2025-01-04 06:00 | 42967.1517 | 42564.1684 | 0 | 402.9834 | 0 | 0.19754 | 0.19931 | 0.16564 | 4 | 6 | Spring | 0.25416 | 0.29826 | 0.29826 | 0.88123 | 0.35611 | 0.19931 | 0 | 0 | 0.6501 | 0.85008 | 0.013404 | 0.00083936 | 0.16564 | 0.30317 | 0.6501 | 0 | 0 | 0.85 | 0.85 | 0.85 | 0.85 | 0.88123 | 0.013404 | 0.4151 | 0 | 0
2025-01-04 07:00 | 46662.984 | 46212.5709 | 89.018 | 361.3952 | 0.0040202 | 0.17715 | 0.17847 | 0.15332 | 4 | 7 | Spring | 0.26383 | 0.30635 | 0.30635 | 0.88211 | 0.39696 | 0.17847 | 0.0040202 | 0 | 0.65669 | 0.85008 | 0.012671 | 0.0010882 | 0.15332 | 0.29 | 0.65669 | 0 | 0 | 0.85 | 0.85 | 0.85 | 0.85 | 0.88211 | 0.012671 | 0.40054 | 0.0028142 | 0.0096656
2025-01-04 08:00 | 47754.9054 | 45324.9634 | 2129.8764 | 300.0655 | 0.09619 | 0.14709 | 0.14784 | 0.13361 | 4 | 8 | Spring | 0.26441 | 0.30255 | 0.30255 | 0.88442 | 0.42633 | 0.14784 | 0.09619 | 0 | 0.65669 | 0.85008 | 0.012183 | 0.0010228 | 0.13361 | 0.28372 | 0.65669 | 0 | 0 | 0.85 | 0.85 | 0.85 | 0.85 | 0.88442 | 0.012183 | 0.39226 | 0.067333 | 0.029613
2025-01-04 09:00 | 48471.2289 | 42883.8565 | 5351.1518 | 236.2206 | 0.24167 | 0.11579 | 0.11612 | 0.10998 | 4 | 9 | Spring | 0.25911 | 0.30095 | 0.30095 | 0.88542 | 0.45108 | 0.11612 | 0.24167 | 0.38061 | 0.65642 | 0.85008 | 0.011659 | 0.00079999 | 0.10998 | 0.26073 | 0.65642 | 0 | 0 | 0.85 | 0.85 | 0.85 | 0.85 | 0.88542 | 0.011659 | 0.37528 | 0.16917 | 0
2025-01-04 10:00 | 48036.7426 | 39743.8847 | 8045.6187 | 247.2392 | 0.36336 | 0.1212 | 0.12234 | 0.10045 | 4 | 10 | Spring | 0.26146 | 0.29721 | 0.29721 | 0.88641 | 0.4463 | 0.12234 | 0.36336 | 0.64871 | 0.65688 | 0.85008 | 0.011484 | 0.00079999 | 0.10045 | 0.27476 | 0.65688 | 0 | 0 | 0.85 | 0.85 | 0.85 | 0.85 | 0.88641 | 0.011484 | 0.37825 | 0.25435 | 0
2025-01-04 11:00 | 47131.0827 | 37147.8071 | 9714.91 | 268.3656 | 0.43874 | 0.13155 | 0.13321 | 0.10154 | 4 | 11 | Spring | 0.25473 | 0.28311 | 0.28311 | 0.88809 | 0.41276 | 0.13321 | 0.43874 | 0.69148 | 0.65688 | 0.85008 | 0.01138 | 0.00079999 | 0.10154 | 0.29695 | 0.65688 | 0 | 0 | 0.85 | 0.85 | 0.85 | 0.85 | 0.88809 | 0.01138 | 0.38376 | 0.30712 | 0.0092363
2025-01-04 12:00 | 45946.8422 | 35409.5041 | 10234.6312 | 302.7069 | 0.46222 | 0.14839 | 0.15055 | 0.10929 | 4 | 12 | Spring | 0.24979 | 0.27224 | 0.27224 | 0.88874 | 0.38152 | 0.15055 | 0.46222 | 0.67553 | 0.65688 | 0.85008 | 0.011484 | 0.00080167 | 0.10929 | 0.31905 | 0.65688 | 0 | 0 | 0.85 | 0.85 | 0.85 | 0.85 | 0.88874 | 0.011484 | 0.39243 | 0.32355 | 0.0092363
2025-01-04 13:00 | 43681.3958 | 33713.4944 | 9637.5778 | 330.3236 | 0.43525 | 0.16192 | 0.16451 | 0.11515 | 4 | 13 | Spring | 0.2448 | 0.25993 | 0.25993 | 0.88865 | 0.35645 | 0.16451 | 0.43525 | 0.66427 | 0.65688 | 0.85008 | 0.010123 | 0.00079999 | 0.11515 | 0.32335 | 0.65688 | 0 | 0 | 0.85 | 0.85 | 0.85 | 0.85 | 0.88865 | 0.010123 | 0.40028 | 0.30468 | 0.0092363
2025-01-04 14:00 | 43174.7892 | 34910.9101 | 7913.2016 | 350.6775 | 0.35738 | 0.1719 | 0.17478 | 0.11992 | 4 | 14 | Spring | 0.24385 | 0.25881 | 0.25881 | 0.88747 | 0.34975 | 0.17478 | 0.35738 | 0.65679 | 0.65688 | 0.85008 | 0.0099835 | 0.0013328 | 0.11992 | 0.32489 | 0.65688 | 0 | 0 | 0.85 | 0.85 | 0.85 | 0.85 | 0.88747 | 0.0099835 | 0.40115 | 0.25016 | 0.0094141
2025-01-04 15:00 | 43176.2567 | 37529.3439 | 5294.145 | 352.7678 | 0.23909 | 0.17293 | 0.17574 | 0.12204 | 4 | 15 | Spring | 0.24372 | 0.26351 | 0.26351 | 0.88663 | 0.34492 | 0.17574 | 0.23909 | 0.66692 | 0.65688 | 0.85008 | 0.010088 | 0.0013328 | 0.12204 | 0.33518 | 0.65688 | 0 | 0 | 0.85 | 0.85 | 0.85 | 0.85 | 0.88663 | 0.010088 | 0.4158 | 0.16737 | 0.0094141
2025-01-04 16:00 | 44789.3484 | 42353.4089 | 2088.3955 | 347.5441 | 0.094316 | 0.17036 | 0.17269 | 0.12838 | 4 | 16 | Spring | 0.24178 | 0.27908 | 0.27908 | 0.87629 | 0.34371 | 0.17269 | 0.094316 | 0.67652 | 0.66614 | 0.85008 | 0.010018 | 0.0013328 | 0.12838 | 0.36047 | 0.66614 | 0 | 0 | 0.85 | 0.85 | 0.85 | 0.85 | 0.87629 | 0.010018 | 0.43848 | 0.066021 | 0.0092363
2025-01-04 17:00 | 49132.9022 | 48706.6683 | 70.9744 | 355.2595 | 0.0032053 | 0.17415 | 0.17638 | 0.13371 | 4 | 17 | Spring | 0.24363 | 0.29823 | 0.29823 | 0.87688 | 0.36264 | 0.17638 | 0.0032053 | 0.6679 | 0.66614 | 0.85008 | 0.010018 | 0.0035317 | 0.13371 | 0.37417 | 0.66614 | 0 | 0 | 0.85 | 0.85 | 0.85 | 0.85 | 0.87688 | 0.010018 | 0.48342 | 0.0022437 | 0.28272
2025-01-04 18:00 | 50218.5333 | 49864.8415 | 0 | 353.6918 | 0 | 0.17338 | 0.17558 | 0.13358 | 4 | 18 | Spring | 0.25066 | 0.31384 | 0.31384 | 0.87696 | 0.40118 | 0.17558 | 0 | 0.58773 | 0.66614 | 0.85008 | 0.010158 | 0.027398 | 0.13358 | 0.3962 | 0.66614 | 0 | 0 | 0.85 | 0.85 | 0.85 | 0.85 | 0.87696 | 0.010158 | 0.50599 | 0 | 0.42211
2025-01-04 19:00 | 50172.8987 | 49834.8396 | 0 | 338.0591 | 0 | 0.16572 | 0.16767 | 0.13047 | 4 | 19 | Spring | 0.26664 | 0.33067 | 0.33067 | 0.8775 | 0.42487 | 0.16767 | 0 | 0.23069 | 0.66641 | 0.85008 | 0.010612 | 0.027398 | 0.13047 | 0.41363 | 0.66641 | 0 | 0 | 0.85 | 0.85 | 0.85 | 0.85 | 0.8775 | 0.010612 | 0.52452 | 0 | 0.39185
2025-01-04 20:00 | 49474.0421 | 49156.7883 | 0 | 317.2539 | 0 | 0.15552 | 0.15702 | 0.12838 | 4 | 20 | Spring | 0.28392 | 0.33907 | 0.33907 | 0.87706 | 0.44583 | 0.15702 | 0 | 0 | 0.66641 | 0.85008 | 0.010717 | 0.013216 | 0.12838 | 0.41376 | 0.66641 | 0 | 0 | 0.85 | 0.85 | 0.85 | 0.85 | 0.87706 | 0.010717 | 0.52178 | 0 | 0.34357
2025-01-04 21:00 | 47454.8909 | 47152.4507 | 0 | 302.4401 | 0 | 0.14825 | 0.14942 | 0.12712 | 4 | 21 | Spring | 0.28852 | 0.33774 | 0.33774 | 0.87764 | 0.44688 | 0.14942 | 0 | 0 | 0.66641 | 0.85008 | 0.010682 | 0.0013328 | 0.12712 | 0.40821 | 0.66641 | 0 | 0 | 0.85 | 0.85 | 0.85 | 0.85 | 0.87764 | 0.010682 | 0.49219 | 0 | 0.10075
2025-01-04 22:00 | 44635.7537 | 44334.9535 | 0 | 300.8002 | 0 | 0.14745 | 0.14872 | 0.1245 | 4 | 22 | Spring | 0.27883 | 0.33192 | 0.33192 | 0.87863 | 0.45017 | 0.14872 | 0 | 0 | 0.66641 | 0.85008 | 0.010717 | 0.0013328 | 0.1245 | 0.36384 | 0.66641 | 0 | 0 | 0.85 | 0.85 | 0.85 | 0.85 | 0.87863 | 0.010717 | 0.43629 | 0 | 0.081544
2025-01-04 23:00 | 41230.1999 | 40931.0877 | 0 | 299.1122 | 0 | 0.14662 | 0.14792 | 0.12324 | 4 | 23 | Spring | 0.26601 | 0.32932 | 0.32932 | 0.87267 | 0.42104 | 0.14792 | 0 | 0 | 0.65528 | 0.85008 | 0.011973 | 0.0013328 | 0.12324 | 0.30433 | 0.65528 | 0 | 0 | 0.85 | 0.85 | 0.85 | 0.85 | 0.87267 | 0.011973 | 0.38142 | 0 | 0.039465
2025-01-05 00:00 | 38737.6154 | 38424.0673 | 0 | 313.5481 | 0 | 0.1537 | 0.15501 | 0.13004 | 5 | 0 | Spring | 0.27877 | 0.32807 | 0.32807 | 0.86806 | 0.41526 | 0.15501 | 0 | 0 | 0.64562 | 0.85008 | 0.0133 | 0.00079999 | 0.13004 | 0.22892 | 0.64562 | 0 | 0 | 0.85 | 0.85 | 0.85 | 0.85 | 0.86806 | 0.0133 | 0.36461 | 0 | 0.048952
2025-01-05 01:00 | 37834.5923 | 37494.13 | 0 | 340.4623 | 0 | 0.16689 | 0.16817 | 0.14387 | 5 | 1 | Spring | 0.27126 | 0.31736 | 0.31736 | 0.87726 | 0.38 | 0.16817 | 0 | 0 | 0.64562 | 0.85008 | 0.012357 | 0.00079999 | 0.14387 | 0.2248 | 0.64562 | 0 | 0 | 0.85 | 0.85 | 0.85 | 0.85 | 0.87726 | 0.012357 | 0.36019 | 0 | 0
2025-01-05 02:00 | 37588.5785 | 37222.5408 | 0 | 366.0377 | 0 | 0.17943 | 0.1803 | 0.16369 | 5 | 2 | Spring | 0.2611 | 0.30561 | 0.30561 | 0.87644 | 0.34552 | 0.1803 | 0 | 0 | 0.64562 | 0.85008 | 0.012462 | 0.00079999 | 0.16369 | 0.21959 | 0.64562 | 0 | 0 | 0.85 | 0.85 | 0.85 | 0.85 | 0.87644 | 0.012462 | 0.35507 | 0 | 0.0076969
2025-01-05 03:00 | 37552.7353 | 37163.6029 | 0 | 389.1325 | 0 | 0.19075 | 0.19103 | 0.18573 | 5 | 3 | Spring | 0.25348 | 0.29808 | 0.29808 | 0.87591 | 0.33422 | 0.19103 | 0 | 0 | 0.64562 | 0.85008 | 0.013439 | 0.00079999 | 0.18573 | 0.21762 | 0.64562 | 0 | 0 | 0.85 | 0.85 | 0.85 | 0.85 | 0.87591 | 0.013439 | 0.3547 | 0 | 0
2025-01-05 04:00 | 37882.4466 | 37470.4329 | 0 | 412.0137 | 0 | 0.20197 | 0.20192 | 0.20287 | 5 | 4 | Spring | 0.24517 | 0.29516 | 0.29516 | 0.87706 | 0.32769 | 0.20192 | 0 | 0 | 0.64562 | 0.85008 | 0.013579 | 0.00079999 | 0.20287 | 0.22054 | 0.64562 | 0 | 0 | 0.85 | 0.85 | 0.85 | 0.85 | 0.87706 | 0.013579 | 0.36068 | 0 | 0
2025-01-05 05:00 | 39923.6733 | 39507.5859 | 0 | 416.0874 | 0 | 0.20396 | 0.20373 | 0.20829 | 5 | 5 | Spring | 0.24319 | 0.29542 | 0.29542 | 0.87925 | 0.32324 | 0.20373 | 0 | 0 | 0.64562 | 0.85008 | 0.013719 | 0.00079999 | 0.20829 | 0.24903 | 0.64562 | 0 | 0 | 0.85 | 0.85 | 0.85 | 0.85 | 0.87925 | 0.013719 | 0.38813 | 0 | 0
2025-01-05 06:00 | 42035.0159 | 41631.7707 | 0 | 403.2452 | 0 | 0.19767 | 0.19748 | 0.20113 | 5 | 6 | Spring | 0.25416 | 0.29826 | 0.29826 | 0.88123 | 0.35611 | 0.19748 | 0 | 0 | 0.6501 | 0.85008 | 0.013404 | 0.00083936 | 0.20113 | 0.30317 | 0.6501 | 0 | 0 | 0.85 | 0.85 | 0.85 | 0.85 | 0.88123 | 0.013404 | 0.4151 | 0 | 0
2025-01-05 07:00 | 45665.5437 | 45208.528 | 68.1971 | 388.8186 | 0.0030799 | 0.1906 | 0.19065 | 0.1897 | 5 | 7 | Spring | 0.26383 | 0.30635 | 0.30635 | 0.88211 | 0.39696 | 0.19065 | 0.0030799 | 0 | 0.65669 | 0.85008 | 0.012671 | 0.0010882 | 0.1897 | 0.29 | 0.65669 | 0 | 0 | 0.85 | 0.85 | 0.85 | 0.85 | 0.88211 | 0.012671 | 0.40054 | 0.0021559 | 0.0096656
2025-01-05 08:00 | 46734.8269 | 44998.1679 | 1366.7555 | 369.9035 | 0.061725 | 0.18133 | 0.18137 | 0.18059 | 5 | 8 | Spring | 0.26441 | 0.30255 | 0.30255 | 0.88442 | 0.42633 | 0.18137 | 0.061725 | 0 | 0.65669 | 0.85008 | 0.012183 | 0.0010228 | 0.18059 | 0.28372 | 0.65669 | 0 | 0 | 0.85 | 0.85 | 0.85 | 0.85 | 0.88442 | 0.012183 | 0.39226 | 0.043208 | 0.029613
2025-01-05 09:00 | 47501.9726 | 43700.1086 | 3442.1963 | 359.6677 | 0.15546 | 0.17631 | 0.17685 | 0.16658 | 5 | 9 | Spring | 0.25911 | 0.30095 | 0.30095 | 0.88542 | 0.45108 | 0.17685 | 0.15546 | 0.38061 | 0.65642 | 0.85008 | 0.011659 | 0.00079999 | 0.16658 | 0.26073 | 0.65642 | 0 | 0 | 0.85 | 0.85 | 0.85 | 0.85 | 0.88542 | 0.011659 | 0.37528 | 0.10882 | 0
2025-01-05 10:00 | 47163.7245 | 41190.4021 | 5596.0074 | 377.315 | 0.25273 | 0.18496 | 0.18647 | 0.15766 | 5 | 10 | Spring | 0.26146 | 0.29721 | 0.29721 | 0.88641 | 0.4463 | 0.18647 | 0.25273 | 0.64871 | 0.65688 | 0.85008 | 0.011484 | 0.00079999 | 0.15766 | 0.27476 | 0.65688 | 0 | 0 | 0.85 | 0.85 | 0.85 | 0.85 | 0.88641 | 0.011484 | 0.37825 | 0.17691 | 0
2025-01-05 11:00 | 46315.8076 | 38983.1087 | 6931.8443 | 400.8545 | 0.31306 | 0.1965 | 0.19854 | 0.15954 | 5 | 11 | Spring | 0.25473 | 0.28311 | 0.28311 | 0.88809 | 0.41276 | 0.19854 | 0.31306 | 0.69148 | 0.65688 | 0.85008 | 0.01138 | 0.00079999 | 0.15954 | 0.29695 | 0.65688 | 0 | 0 | 0.85 | 0.85 | 0.85 | 0.85 | 0.88809 | 0.01138 | 0.38376 | 0.21914 | 0.0092363
2025-01-05 12:00 | 45223.6807 | 37517.0688 | 7290.5277 | 416.0843 | 0.32925 | 0.20396 | 0.20604 | 0.1665 | 5 | 12 | Spring | 0.24979 | 0.27224 | 0.27224 | 0.88874 | 0.38152 | 0.20604 | 0.32925 | 0.67553 | 0.65688 | 0.85008 | 0.011484 | 0.00080167 | 0.1665 | 0.31905 | 0.65688 | 0 | 0 | 0.85 | 0.85 | 0.85 | 0.85 | 0.88874 | 0.011484 | 0.39243 | 0.23048 | 0.0092363
2025-01-05 13:00 | 42967.0791 | 36082.9686 | 6462.1862 | 421.9243 | 0.29185 | 0.20683 | 0.20859 | 0.17499 | 5 | 13 | Spring | 0.2448 | 0.25993 | 0.25993 | 0.88865 | 0.35645 | 0.20859 | 0.29185 | 0.66427 | 0.65688 | 0.85008 | 0.010123 | 0.00079999 | 0.17499 | 0.32335 | 0.65688 | 0 | 0 | 0.85 | 0.85 | 0.85 | 0.85 | 0.88865 | 0.010123 | 0.40028 | 0.20429 | 0.0092363
2025-01-05 14:00 | 42532.5595 | 36995.2055 | 5120.5488 | 416.8052 | 0.23125 | 0.20432 | 0.20573 | 0.17869 | 5 | 14 | Spring | 0.24385 | 0.25881 | 0.25881 | 0.88747 | 0.34975 | 0.20573 | 0.23125 | 0.65679 | 0.65688 | 0.85008 | 0.0099835 | 0.0013328 | 0.17869 | 0.32489 | 0.65688 | 0 | 0 | 0.85 | 0.85 | 0.85 | 0.85 | 0.88747 | 0.0099835 | 0.40115 | 0.16188 | 0.0094141
2025-01-05 15:00 | 42635.8562 | 38917.7527 | 3312.6906 | 405.413 | 0.14961 | 0.19873 | 0.19953 | 0.18437 | 5 | 15 | Spring | 0.24372 | 0.26351 | 0.26351 | 0.88663 | 0.34492 | 0.19953 | 0.14961 | 0.66692 | 0.65688 | 0.85008 | 0.010088 | 0.0013328 | 0.18437 | 0.33518 | 0.65688 | 0 | 0 | 0.85 | 0.85 | 0.85 | 0.85 | 0.88663 | 0.010088 | 0.4158 | 0.10473 | 0.0094141
2025-01-05 16:00 | 44335.5388 | 42732.3437 | 1208.2781 | 394.9171 | 0.054568 | 0.19359 | 0.19382 | 0.18935 | 5 | 16 | Spring | 0.24178 | 0.27908 | 0.27908 | 0.87629 | 0.34371 | 0.19382 | 0.054568 | 0.67652 | 0.66614 | 0.85008 | 0.010018 | 0.0013328 | 0.18935 | 0.36047 | 0.66614 | 0 | 0 | 0.85 | 0.85 | 0.85 | 0.85 | 0.87629 | 0.010018 | 0.43848 | 0.038198 | 0.0092363
2025-01-05 17:00 | 48567.0444 | 48128.1576 | 39.5387 | 399.3482 | 0.0017856 | 0.19576 | 0.19573 | 0.19629 | 5 | 17 | Spring | 0.24363 | 0.29823 | 0.29823 | 0.87688 | 0.36264 | 0.19573 | 0.0017856 | 0.6679 | 0.66614 | 0.85008 | 0.010018 | 0.0035317 | 0.19629 | 0.37417 | 0.66614 | 0 | 0 | 0.85 | 0.85 | 0.85 | 0.85 | 0.87688 | 0.010018 | 0.48342 | 0.00125 | 0.28272
2025-01-05 18:00 | 49709.6394 | 49318.9906 | 0 | 390.6488 | 0 | 0.19149 | 0.19115 | 0.19773 | 5 | 18 | Spring | 0.25066 | 0.31384 | 0.31384 | 0.87696 | 0.40118 | 0.19115 | 0 | 0.58773 | 0.66614 | 0.85008 | 0.010158 | 0.027398 | 0.19773 | 0.3962 | 0.66614 | 0 | 0 | 0.85 | 0.85 | 0.85 | 0.85 | 0.87696 | 0.010158 | 0.50599 | 0 | 0.42211
2025-01-05 19:00 | 49758.7765 | 49387.5037 | 0 | 371.2728 | 0 | 0.182 | 0.18155 | 0.19012 | 5 | 19 | Spring | 0.26664 | 0.33067 | 0.33067 | 0.8775 | 0.42487 | 0.18155 | 0 | 0.23069 | 0.66641 | 0.85008 | 0.010612 | 0.027398 | 0.19012 | 0.41363 | 0.66641 | 0 | 0 | 0.85 | 0.85 | 0.85 | 0.85 | 0.8775 | 0.010612 | 0.52452 | 0 | 0.39185
2025-01-05 20:00 | 49145.1137 | 48795.7936 | 0 | 349.3201 | 0 | 0.17124 | 0.1707 | 0.18094 | 5 | 20 | Spring | 0.28392 | 0.33907 | 0.33907 | 0.87706 | 0.44583 | 0.1707 | 0 | 0 | 0.66641 | 0.85008 | 0.010717 | 0.013216 | 0.18094 | 0.41376 | 0.66641 | 0 | 0 | 0.85 | 0.85 | 0.85 | 0.85 | 0.87706 | 0.010717 | 0.52178 | 0 | 0.34357
2025-01-05 21:00 | 47196.5371 | 46866.5329 | 0 | 330.0042 | 0 | 0.16177 | 0.16092 | 0.17716 | 5 | 21 | Spring | 0.28852 | 0.33774 | 0.33774 | 0.87764 | 0.44688 | 0.16092 | 0 | 0 | 0.66641 | 0.85008 | 0.010682 | 0.0013328 | 0.17716 | 0.40821 | 0.66641 | 0 | 0 | 0.85 | 0.85 | 0.85 | 0.85 | 0.87764 | 0.010682 | 0.49219 | 0 | 0.10075
2025-01-05 22:00 | 44452.5116 | 44129.5442 | 0 | 322.9674 | 0 | 0.15832 | 0.15736 | 0.17563 | 5 | 22 | Spring | 0.27883 | 0.33192 | 0.33192 | 0.87863 | 0.45017 | 0.15736 | 0 | 0 | 0.66641 | 0.85008 | 0.010717 | 0.0013328 | 0.17563 | 0.36384 | 0.66641 | 0 | 0 | 0.85 | 0.85 | 0.85 | 0.85 | 0.87863 | 0.010717 | 0.43629 | 0 | 0.081544
2025-01-05 23:00 | 41123.3297 | 40795.2783 | 0 | 328.0514 | 0 | 0.16081 | 0.15959 | 0.18287 | 5 | 23 | Spring | 0.26601 | 0.32932 | 0.32932 | 0.87267 | 0.42104 | 0.15959 | 0 | 0 | 0.65528 | 0.85008 | 0.011973 | 0.0013328 | 0.18287 | 0.30433 | 0.65528 | 0 | 0 | 0.85 | 0.85 | 0.85 | 0.85 | 0.87267 | 0.011973 | 0.38142 | 0 | 0.039465
2025-01-06 00:00 | 62543.6016 | 62188.3495 | 0 | 355.252 | 0 | 0.17414 | 0.17275 | 0.19937 | 6 | 0 | Winter | 0.38112 | 0.34822 | 0.34822 | 0.87184 | 0.31588 | 0.17275 | 0 | 0 | 0.65714 | 0.85008 | 0.011799 | 0.0012155 | 0.19937 | 0.39122 | 0.65714 | 0 | 0 | 0.85 | 0.85 | 0.85 | 0.85 | 0.87184 | 0.011799 | 0.48528 | 0 | 0.0029205
2025-01-06 01:00 | 61788.9358 | 61401.2294 | 0 | 387.7064 | 0 | 0.19005 | 0.18876 | 0.21343 | 6 | 1 | Winter | 0.36674 | 0.33231 | 0.33231 | 0.87605 | 0.28158 | 0.18876 | 0 | 0 | 0.65714 | 0.85008 | 0.009774 | 0.00081967 | 0.21343 | 0.37856 | 0.65714 | 0 | 0 | 0.85 | 0.85 | 0.85 | 0.85 | 0.87605 | 0.009774 | 0.4777 | 0 | 0
2025-01-06 02:00 | 61635.3373 | 61218.6427 | 0 | 416.6947 | 0 | 0.20426 | 0.20336 | 0.2205 | 6 | 2 | Winter | 0.34679 | 0.32201 | 0.32201 | 0.8763 | 0.24925 | 0.20336 | 0 | 0 | 0.65714 | 0.85008 | 0.0098438 | 0.00079999 | 0.2205 | 0.37271 | 0.65714 | 0 | 0 | 0.85 | 0.85 | 0.85 | 0.85 | 0.8763 | 0.0098438 | 0.47491 | 0 | 0
2025-01-06 03:00 | 61745.4384 | 61307.0246 | 0 | 438.4138 | 0 | 0.21491 | 0.21455 | 0.22133 | 6 | 3 | Winter | 0.3338 | 0.31706 | 0.31706 | 0.87561 | 0.23438 | 0.21455 | 0 | 0 | 0.65714 | 0.85008 | 0.0098089 | 0.00079999 | 0.22133 | 0.37639 | 0.65714 | 0 | 0 | 0.85 | 0.85 | 0.85 | 0.85 | 0.87561 | 0.0098089 | 0.47708 | 0 | 0
2025-01-06 04:00 | 62624.9147 | 62175.1943 | 0 | 449.7204 | 0 | 0.22045 | 0.22044 | 0.22066 | 6 | 4 | Winter | 0.33501 | 0.31839 | 0.31839 | 0.87687 | 0.215 | 0.22044 | 0 | 0 | 0.65714 | 0.85008 | 0.0099486 | 0.00079999 | 0.22066 | 0.39652 | 0.65714 | 0 | 0 | 0.85 | 0.85 | 0.85 | 0.85 | 0.87687 | 0.0099486 | 0.49014 | 0 | 0
2025-01-06 05:00 | 67605.5428 | 67149.7805 | 0 | 455.7622 | 0 | 0.22341 | 0.22369 | 0.21833 | 6 | 5 | Winter | 0.34255 | 0.3212 | 0.3212 | 0.87819 | 0.21182 | 0.22369 | 0 | 0 | 0.65714 | 0.85008 | 0.010053 | 0.00079999 | 0.21833 | 0.45896 | 0.65714 | 0 | 0 | 0.85 | 0.85 | 0.85 | 0.85 | 0.87819 | 0.010053 | 0.52415 | 0 | 0
2025-01-06 06:00 | 75638.5014 | 75191.8682 | 0 | 446.6332 | 0 | 0.21894 | 0.21929 | 0.21249 | 6 | 6 | Winter | 0.3535 | 0.33148 | 0.33148 | 0.87914 | 0.24668 | 0.21929 | 0 | 0 | 0.65714 | 0.85008 | 0.010088 | 0.00079999 | 0.21249 | 0.54134 | 0.65714 | 0 | 0 | 0.85 | 0.85 | 0.85 | 0.85 | 0.87914 | 0.010088 | 0.55421 | 0 | 0.00017779
2025-01-06 07:00 | 83697.2138 | 83159.1277 | 99.4644 | 438.6217 | 0.004492 | 0.21501 | 0.21512 | 0.21311 | 6 | 7 | Winter | 0.39334 | 0.34859 | 0.34859 | 0.8799 | 0.30623 | 0.21512 | 0.004492 | 0 | 0.65714 | 0.85008 | 0.011938 | 0.017261 | 0.21311 | 0.53641 | 0.65714 | 0 | 0 | 0.85 | 0.85 | 0.85 | 0.85 | 0.8799 | 0.011938 | 0.56215 | 0.0031444 | 0.0038224
2025-01-06 08:00 | 80857.0226 | 78190.8274 | 2261.9418 | 404.2533 | 0.10215 | 0.19816 | 0.19798 | 0.20148 | 6 | 8 | Winter | 0.43014 | 0.36227 | 0.36227 | 0.88068 | 0.34685 | 0.19798 | 0.10215 | 0 | 0.65714 | 0.85008 | 0.010821 | 0.0096506 | 0.20148 | 0.4851 | 0.65714 | 0 | 0 | 0.85 | 0.85 | 0.85 | 0.85 | 0.88068 | 0.010821 | 0.53053 | 0.071508 | 8.8894e-05
2025-01-06 09:00 | 78942.6324 | 72998.6958 | 5565.8138 | 378.1228 | 0.25136 | 0.18535 | 0.1852 | 0.18809 | 6 | 9 | Winter | 0.43228 | 0.35522 | 0.35522 | 0.88103 | 0.35924 | 0.1852 | 0.25136 | 0.040275 | 0.65714 | 0.85008 | 0.010961 | 0.00079999 | 0.18809 | 0.4407 | 0.65714 | 0 | 0 | 0.85 | 0.85 | 0.85 | 0.85 | 0.88103 | 0.010961 | 0.50047 | 0.17595 | 0
2025-01-06 10:00 | 77290.5909 | 68716.1539 | 8180.2053 | 394.2318 | 0.36943 | 0.19325 | 0.19374 | 0.18439 | 6 | 10 | Winter | 0.4061 | 0.33487 | 0.33487 | 0.88085 | 0.36964 | 0.19374 | 0.36943 | 0.40566 | 0.65161 | 0.85008 | 0.013544 | 0.00079999 | 0.18439 | 0.43351 | 0.65161 | 0 | 0 | 0.85 | 0.85 | 0.85 | 0.85 | 0.88085 | 0.013544 | 0.48026 | 0.2586 | 0
2025-01-06 11:00 | 74024.197 | 63890.0585 | 9726.9007 | 407.2378 | 0.43929 | 0.19963 | 0.20061 | 0.18182 | 6 | 11 | Winter | 0.3925 | 0.32321 | 0.32321 | 0.87126 | 0.35242 | 0.20061 | 0.43929 | 0.54927 | 0.65161 | 0.85008 | 0.013649 | 0.00079999 | 0.18182 | 0.42796 | 0.65161 | 0 | 0 | 0.85 | 0.85 | 0.85 | 0.85 | 0.87126 | 0.013649 | 0.46854 | 0.3075 | 0
2025-01-06 12:00 | 72437.2312 | 61920.7767 | 10106.5366 | 409.918 | 0.45643 | 0.20094 | 0.20208 | 0.18037 | 6 | 12 | Winter | 0.3815 | 0.31623 | 0.31623 | 0.87098 | 0.31489 | 0.20208 | 0.45643 | 0.54413 | 0.65161 | 0.85008 | 0.013788 | 0.00079999 | 0.18037 | 0.41662 | 0.65161 | 0 | 0 | 0.85 | 0.85 | 0.85 | 0.85 | 0.87098 | 0.013788 | 0.46441 | 0.3195 | 0
2025-01-06 13:00 | 72180.7966 | 62485.0284 | 9294.6916 | 401.0767 | 0.41977 | 0.19661 | 0.19784 | 0.17432 | 6 | 13 | Winter | 0.37364 | 0.31803 | 0.31803 | 0.87056 | 0.27101 | 0.19784 | 0.41977 | 0.51602 | 0.65161 | 0.85008 | 0.010996 | 0.00079999 | 0.17432 | 0.39216 | 0.65161 | 0 | 0 | 0.85 | 0.85 | 0.85 | 0.85 | 0.87056 | 0.010996 | 0.45541 | 0.29384 | 0
2025-01-06 14:00 | 72401.6873 | 64441.7341 | 7576.0212 | 383.932 | 0.34215 | 0.1882 | 0.1891 | 0.17196 | 6 | 14 | Winter | 0.36662 | 0.31876 | 0.31876 | 0.87131 | 0.25223 | 0.1891 | 0.34215 | 0.50431 | 0.65161 | 0.85008 | 0.011519 | 0.00079999 | 0.17196 | 0.38684 | 0.65161 | 0 | 0 | 0.85 | 0.85 | 0.85 | 0.85 | 0.87131 | 0.011519 | 0.45706 | 0.2395 | 0
2025-01-06 15:00 | 72969.0708 | 67627.3961 | 4978.9822 | 362.6925 | 0.22486 | 0.17779 | 0.17789 | 0.17598 | 6 | 15 | Winter | 0.35644 | 0.32325 | 0.32325 | 0.87285 | 0.24653 | 0.17789 | 0.22486 | 0.52622 | 0.65161 | 0.85008 | 0.011764 | 0.001192 | 0.17598 | 0.41154 | 0.65161 | 0 | 0 | 0.85 | 0.85 | 0.85 | 0.85 | 0.87285 | 0.011764 | 0.48176 | 0.1574 | 0
2025-01-06 16:00 | 74983.1786 | 72679.0997 | 1952.3747 | 351.7042 | 0.088173 | 0.1724 | 0.1715 | 0.18871 | 6 | 16 | Winter | 0.34271 | 0.32889 | 0.32889 | 0.87552 | 0.27001 | 0.1715 | 0.088173 | 0.54156 | 0.66088 | 0.85008 | 0.012567 | 0.0013328 | 0.18871 | 0.50479 | 0.66088 | 0 | 0 | 0.85 | 0.85 | 0.85 | 0.85 | 0.87552 | 0.012567 | 0.52016 | 0.061721 | 0
2025-01-06 17:00 | 78977.6733 | 78534.7462 | 69.9215 | 373.0056 | 0.0031578 | 0.18285 | 0.18133 | 0.21032 | 6 | 17 | Winter | 0.35239 | 0.34089 | 0.34089 | 0.87812 | 0.31218 | 0.18133 | 0.0031578 | 0.47484 | 0.66641 | 0.85008 | 0.012811 | 0.0013818 | 0.21032 | 0.55841 | 0.66641 | 0 | 0 | 0.85 | 0.85 | 0.85 | 0.85 | 0.87812 | 0.012811 | 0.563 | 0.0022105 | 0.108
2025-01-06 18:00 | 80155.069 | 79765.7157 | 0 | 389.3533 | 0 | 0.19086 | 0.18872 | 0.22955 | 6 | 18 | Winter | 0.36908 | 0.35647 | 0.35647 | 0.8795 | 0.33257 | 0.18872 | 0 | 0.15048 | 0.66641 | 0.85008 | 0.011554 | 0.0054852 | 0.22955 | 0.57233 | 0.66641 | 0 | 0 | 0.85 | 0.85 | 0.85 | 0.85 | 0.8795 | 0.011554 | 0.60036 | 0 | 0.31896
2025-01-06 19:00 | 78954.6208 | 78541.121 | 0 | 413.4998 | 0 | 0.2027 | 0.20057 | 0.2411 | 6 | 19 | Winter | 0.39083 | 0.3598 | 0.3598 | 0.8799 | 0.35171 | 0.20057 | 0 | 0 | 0.66641 | 0.85008 | 0.011624 | 0.0054852 | 0.2411 | 0.56127 | 0.66641 | 0 | 0 | 0.85 | 0.85 | 0.85 | 0.85 | 0.8799 | 0.011624 | 0.6033 | 0 | 0.16946
2025-01-06 20:00 | 76692.6838 | 76243.0185 | 0 | 449.6653 | 0 | 0.22042 | 0.21855 | 0.25428 | 6 | 20 | Winter | 0.38392 | 0.35256 | 0.35256 | 0.88015 | 0.35332 | 0.21855 | 0 | 0 | 0.66539 | 0.85008 | 0.011729 | 0.0079216 | 0.25428 | 0.55127 | 0.66539 | 0 | 0 | 0.85 | 0.85 | 0.85 | 0.85 | 0.88015 | 0.011729 | 0.58652 | 0 | 0.16317
2025-01-06 21:00 | 74024.2476 | 73545.1873 | 0 | 479.0603 | 0 | 0.23483 | 0.23298 | 0.26842 | 6 | 21 | Winter | 0.36841 | 0.34678 | 0.34678 | 0.88022 | 0.34293 | 0.23298 | 0 | 0 | 0.66206 | 0.85008 | 0.011764 | 0.0066981 | 0.26842 | 0.52537 | 0.66206 | 0 | 0 | 0.85 | 0.85 | 0.85 | 0.85 | 0.88022 | 0.011764 | 0.56856 | 0 | 0.14339
2025-01-06 22:00 | 69718.4123 | 69229.9654 | 0 | 488.4469 | 0 | 0.23943 | 0.23715 | 0.28066 | 6 | 22 | Winter | 0.35457 | 0.33613 | 0.33613 | 0.87928 | 0.32008 | 0.23715 | 0 | 0 | 0.66206 | 0.85008 | 0.011868 | 0.0013818 | 0.28066 | 0.46434 | 0.66206 | 0 | 0 | 0.85 | 0.85 | 0.85 | 0.85 | 0.87928 | 0.011868 | 0.54642 | 0 | 0.12674
2025-01-06 23:00 | 65056.4536 | 64564.0381 | 0 | 492.4155 | 0 | 0.24138 | 0.23872 | 0.28945 | 6 | 23 | Winter | 0.33817 | 0.32402 | 0.32402 | 0.87673 | 0.30333 | 0.23872 | 0 | 0 | 0.66044 | 0.85008 | 0.011659 | 0.0013818 | 0.28945 | 0.41028 | 0.66044 | 0 | 0 | 0.85 | 0.85 | 0.85 | 0.85 | 0.87673 | 0.011659 | 0.51856 | 0 | 0.039796
2025-01-07 00:00 | 62815.36 | 62308.773 | 0 | 506.5869 | 0 | 0.24833 | 0.24587 | 0.29269 | 7 | 0 | Winter Peak | 0.78684 | 0.4395 | 0.4395 | 0.95884 | 0.39604 | 0.24587 | 0 | 0 | 0.65714 | 0.85008 | 0.055084 | 0.0013328 | 0.29269 | 0.4288 | 0.65714 | 0 | 0 | 0.85 | 0.85 | 0.85 | 0.85 | 0.95884 | 0.055084 | 0.49358 | 0 | 0.005841
2025-01-07 01:00 | 62037.322 | 61514.136 | 0 | 523.186 | 0 | 0.25646 | 0.25427 | 0.29612 | 7 | 1 | Winter Peak | 0.77838 | 0.42769 | 0.42769 | 0.95772 | 0.35356 | 0.25427 | 0 | 0 | 0.65714 | 0.85008 | 0.021014 | 0.00083936 | 0.29612 | 0.41457 | 0.65714 | 0 | 0 | 0.85 | 0.85 | 0.85 | 0.85 | 0.95772 | 0.021014 | 0.48366 | 0 | 0
2025-01-07 02:00 | 61862.1846 | 61327.3456 | 0 | 534.839 | 0 | 0.26218 | 0.26012 | 0.29941 | 7 | 2 | Winter Peak | 0.77383 | 0.41814 | 0.41814 | 0.95559 | 0.32805 | 0.26012 | 0 | 0 | 0.65714 | 0.85008 | 0.018745 | 0.00079999 | 0.29941 | 0.40342 | 0.65714 | 0 | 0 | 0.85 | 0.85 | 0.85 | 0.85 | 0.95559 | 0.018745 | 0.48042 | 0 | 0
2025-01-07 03:00 | 61949.3718 | 61399.2002 | 0 | 550.1715 | 0 | 0.26969 | 0.26775 | 0.30479 | 7 | 3 | Winter Peak | 0.77051 | 0.41471 | 0.41471 | 0.9553 | 0.30864 | 0.26775 | 0 | 0 | 0.65714 | 0.85008 | 0.019688 | 0.00079999 | 0.30479 | 0.40237 | 0.65714 | 0 | 0 | 0.85 | 0.85 | 0.85 | 0.85 | 0.9553 | 0.019688 | 0.47953 | 0 | 0
2025-01-07 04:00 | 62828.1607 | 62255.4223 | 0 | 572.7383 | 0 | 0.28075 | 0.27926 | 0.30774 | 7 | 4 | Winter Peak | 0.76333 | 0.41653 | 0.41653 | 0.95476 | 0.29732 | 0.27926 | 0 | 0 | 0.65714 | 0.85008 | 0.024226 | 0.00079999 | 0.30774 | 0.41478 | 0.65714 | 0 | 0 | 0.85 | 0.85 | 0.85 | 0.85 | 0.95476 | 0.024226 | 0.48811 | 0 | 0
2025-01-07 05:00 | 67804.4351 | 67223.499 | 0 | 580.936 | 0 | 0.28477 | 0.2838 | 0.30233 | 7 | 5 | Winter Peak | 0.76397 | 0.42656 | 0.42656 | 0.95318 | 0.30835 | 0.2838 | 0 | 0 | 0.65714 | 0.85008 | 0.038956 | 0.00079999 | 0.30233 | 0.46875 | 0.65714 | 0 | 0 | 0.85 | 0.85 | 0.85 | 0.85 | 0.95318 | 0.038956 | 0.52604 | 0 | 0
2025-01-07 06:00 | 75839.456 | 75259.7594 | 0 | 579.6966 | 0 | 0.28416 | 0.28374 | 0.29183 | 7 | 6 | Winter Peak | 0.77622 | 0.44373 | 0.44373 | 0.95422 | 0.35077 | 0.28374 | 0 | 0 | 0.65714 | 0.85008 | 0.095995 | 0.00079999 | 0.29183 | 0.54606 | 0.65714 | 0 | 0 | 0.85 | 0.85 | 0.85 | 0.85 | 0.95422 | 0.095995 | 0.55621 | 0 | 0.00017779
2025-01-07 07:00 | 83943.5378 | 83271.8601 | 97.1278 | 574.5499 | 0.0043865 | 0.28164 | 0.28155 | 0.28329 | 7 | 7 | Winter Peak | 0.79675 | 0.46785 | 0.46785 | 0.95426 | 0.42875 | 0.28155 | 0.0043865 | 0 | 0.65714 | 0.85008 | 0.14633 | 0.018485 | 0.28329 | 0.55329 | 0.65714 | 0 | 0 | 0.85 | 0.85 | 0.85 | 0.85 | 0.95426 | 0.14633 | 0.5704 | 0.0030705 | 0.00079354
2025-01-07 08:00 | 81312.0098 | 78617.2363 | 2138.3121 | 556.4614 | 0.09657 | 0.27278 | 0.27265 | 0.27501 | 7 | 8 | Winter Peak | 0.81616 | 0.48757 | 0.48757 | 0.95409 | 0.46748 | 0.27265 | 0.09657 | 0 | 0.65714 | 0.85008 | 0.13041 | 0.018501 | 0.27501 | 0.50439 | 0.65714 | 0 | 0 | 0.85 | 0.85 | 0.85 | 0.85 | 0.95409 | 0.13041 | 0.53483 | 0.067599 | 0.00017779
2025-01-07 09:00 | 79620.6535 | 73902.6252 | 5167.6724 | 550.3559 | 0.23338 | 0.26978 | 0.26986 | 0.26839 | 7 | 9 | Winter Peak | 0.82743 | 0.4868 | 0.4868 | 0.95409 | 0.47176 | 0.26986 | 0.23338 | 0.0015113 | 0.65714 | 0.85008 | 0.10175 | 0.00079999 | 0.26839 | 0.45454 | 0.65714 | 0 | 0 | 0.85 | 0.85 | 0.85 | 0.85 | 0.95409 | 0.10175 | 0.50594 | 0.16337 | 0
2025-01-07 10:00 | 78139.3203 | 69850.8904 | 7728.0941 | 560.3358 | 0.34902 | 0.27467 | 0.2748 | 0.27238 | 7 | 10 | Winter Peak | 0.81193 | 0.46822 | 0.46822 | 0.95392 | 0.43943 | 0.2748 | 0.34902 | 0.34759 | 0.65714 | 0.85008 | 0.06409 | 0.00079999 | 0.27238 | 0.43658 | 0.65714 | 0 | 0 | 0.85 | 0.85 | 0.85 | 0.85 | 0.95392 | 0.06409 | 0.48847 | 0.24431 | 0
2025-01-07 11:00 | 75010.1804 | 65017.9546 | 9422.7039 | 569.5219 | 0.42555 | 0.27918 | 0.27934 | 0.27621 | 7 | 11 | Winter Peak | 0.77725 | 0.44649 | 0.44649 | 0.95346 | 0.4136 | 0.27934 | 0.42555 | 0.56098 | 0.65714 | 0.85008 | 0.023737 | 0.00079999 | 0.27621 | 0.42784 | 0.65714 | 0 | 0 | 0.85 | 0.85 | 0.85 | 0.85 | 0.95346 | 0.023737 | 0.47131 | 0.29788 | 0
2025-01-07 12:00 | 73526.327 | 63071.8568 | 9874.285 | 580.1852 | 0.44594 | 0.2844 | 0.28412 | 0.2895 | 7 | 12 | Winter Peak | 0.75514 | 0.43187 | 0.43187 | 0.9539 | 0.37988 | 0.28412 | 0.44594 | 0.54133 | 0.65714 | 0.85008 | 0.028414 | 0.00079999 | 0.2895 | 0.41935 | 0.65714 | 0 | 0 | 0.85 | 0.85 | 0.85 | 0.85 | 0.9539 | 0.028414 | 0.46484 | 0.31216 | 0
2025-01-07 13:00 | 73327.1771 | 63381.1872 | 9352.2422 | 593.7476 | 0.42237 | 0.29105 | 0.29089 | 0.29395 | 7 | 13 | Winter Peak | 0.7313 | 0.41622 | 0.41622 | 0.95449 | 0.35466 | 0.29089 | 0.42237 | 0.50816 | 0.65714 | 0.85008 | 0.032883 | 0.00079999 | 0.29395 | 0.39041 | 0.65714 | 0 | 0 | 0.85 | 0.85 | 0.85 | 0.85 | 0.95449 | 0.032883 | 0.45621 | 0.29566 | 0
2025-01-07 14:00 | 73594.1246 | 65251.6911 | 7738.5843 | 603.8491 | 0.34949 | 0.296 | 0.296 | 0.29617 | 7 | 14 | Winter Peak | 0.71732 | 0.3979 | 0.3979 | 0.95429 | 0.33621 | 0.296 | 0.34949 | 0.49139 | 0.65714 | 0.85008 | 0.036164 | 0.00079999 | 0.29617 | 0.37862 | 0.65714 | 0 | 0 | 0.85 | 0.85 | 0.85 | 0.85 | 0.95429 | 0.036164 | 0.45427 | 0.24464 | 0
2025-01-07 15:00 | 74170.2154 | 68363.9355 | 5194.1655 | 612.1143 | 0.23458 | 0.30006 | 0.30019 | 0.29756 | 7 | 15 | Winter Peak | 0.70565 | 0.38579 | 0.38579 | 0.95455 | 0.32522 | 0.30019 | 0.23458 | 0.50914 | 0.65714 | 0.85008 | 0.037071 | 0.0010513 | 0.29756 | 0.40121 | 0.65714 | 0 | 0 | 0.85 | 0.85 | 0.85 | 0.85 | 0.95455 | 0.037071 | 0.4753 | 0.16421 | 0
2025-01-07 16:00 | 76010.5604 | 73279.9738 | 2117.1681 | 613.4184 | 0.095616 | 0.3007 | 0.301 | 0.29523 | 7 | 16 | Winter Peak | 0.68921 | 0.38321 | 0.38321 | 0.95517 | 0.32641 | 0.301 | 0.095616 | 0.53718 | 0.66641 | 0.85008 | 0.038328 | 0.0013328 | 0.29523 | 0.49837 | 0.66641 | 0 | 0 | 0.85 | 0.85 | 0.85 | 0.85 | 0.95517 | 0.038328 | 0.5236 | 0.066931 | 0
2025-01-07 17:00 | 79827.0901 | 79129.0961 | 84.0086 | 613.9853 | 0.003794 | 0.30097 | 0.3015 | 0.29146 | 7 | 17 | Winter Peak | 0.67362 | 0.38986 | 0.38986 | 0.95628 | 0.3507 | 0.3015 | 0.003794 | 0.51413 | 0.66641 | 0.85008 | 0.037979 | 0.0013328 | 0.29146 | 0.57013 | 0.66641 | 0 | 0 | 0.85 | 0.85 | 0.85 | 0.85 | 0.95628 | 0.037979 | 0.55688 | 0.0026558 | 0.063622
2025-01-07 18:00 | 81111.0352 | 80506.7165 | 0 | 604.3187 | 0 | 0.29623 | 0.29704 | 0.28168 | 7 | 18 | Winter Peak | 0.67848 | 0.40517 | 0.40517 | 0.95673 | 0.36572 | 0.29704 | 0 | 0.25986 | 0.66641 | 0.85008 | 0.039585 | 0.0013328 | 0.28168 | 0.60388 | 0.66641 | 0 | 0 | 0.85 | 0.85 | 0.85 | 0.85 | 0.95673 | 0.039585 | 0.59723 | 0 | 0.28409
2025-01-07 19:00 | 80006.1378 | 79418.7328 | 0 | 587.4051 | 0 | 0.28794 | 0.2889 | 0.27059 | 7 | 19 | Winter Peak | 0.71147 | 0.43141 | 0.43141 | 0.95738 | 0.37649 | 0.2889 | 0 | 0 | 0.66641 | 0.85008 | 0.037665 | 0.0013328 | 0.27059 | 0.60099 | 0.66641 | 0 | 0 | 0.85 | 0.85 | 0.85 | 0.85 | 0.95738 | 0.037665 | 0.60935 | 0 | 0.16714
2025-01-07 20:00 | 77847.0841 | 77290.3298 | 0 | 556.7543 | 0 | 0.27292 | 0.27364 | 0.25996 | 7 | 20 | Winter Peak | 0.73125 | 0.43597 | 0.43597 | 0.95737 | 0.38988 | 0.27364 | 0 | 0 | 0.66641 | 0.85008 | 0.03571 | 0.0083274 | 0.25996 | 0.59436 | 0.66641 | 0 | 0 | 0.85 | 0.85 | 0.85 | 0.85 | 0.95737 | 0.03571 | 0.5944 | 0 | 0.17838
2025-01-07 21:00 | 75286.343 | 74758.7824 | 0 | 527.5607 | 0 | 0.25861 | 0.25897 | 0.25205 | 7 | 21 | Winter Peak | 0.71886 | 0.43151 | 0.43151 | 0.95836 | 0.40506 | 0.25897 | 0 | 0 | 0.66522 | 0.85008 | 0.03208 | 0.011965 | 0.25205 | 0.57434 | 0.66522 | 0 | 0 | 0.85 | 0.85 | 0.85 | 0.85 | 0.95836 | 0.03208 | 0.57799 | 0 | 0.14373
2025-01-07 22:00 | 71067.8096 | 70564.4648 | 0 | 503.3448 | 0 | 0.24674 | 0.24686 | 0.24458 | 7 | 22 | Winter Peak | 0.70345 | 0.41925 | 0.41925 | 0.95915 | 0.39445 | 0.24686 | 0 | 0 | 0.66522 | 0.85008 | 0.026355 | 0.0013328 | 0.24458 | 0.52618 | 0.66522 | 0 | 0 | 0.85 | 0.85 | 0.85 | 0.85 | 0.95915 | 0.026355 | 0.55812 | 0 | 0.11546
2025-01-07 23:00 | 66476.8838 | 65990.7748 | 0 | 486.109 | 0 | 0.23829 | 0.23838 | 0.23665 | 7 | 23 | Winter Peak | 0.67689 | 0.39856 | 0.39856 | 0.95992 | 0.36856 | 0.23838 | 0 | 0 | 0.66359 | 0.85008 | 0.020141 | 0.0013328 | 0.23665 | 0.46783 | 0.66359 | 0 | 0 | 0.85 | 0.85 | 0.85 | 0.85 | 0.95992 | 0.020141 | 0.53558 | 0 | 0.036763
2025-01-08 00:00 | 64286.2007 | 63805.3692 | 0 | 480.8315 | 0 | 0.2357 | 0.23595 | 0.23124 | 8 | 0 | Winter Peak | 0.78684 | 0.4395 | 0.4395 | 0.95884 | 0.39604 | 0.23595 | 0 | 0 | 0.65714 | 0.85008 | 0.055084 | 0.0013328 | 0.23124 | 0.4288 | 0.65714 | 0 | 0 | 0.85 | 0.85 | 0.85 | 0.85 | 0.95884 | 0.055084 | 0.49358 | 0 | 0.005841
2025-01-08 01:00 | 63537.7216 | 63052.7648 | 0 | 484.9568 | 0 | 0.23772 | 0.2383 | 0.22733 | 8 | 1 | Winter Peak | 0.77838 | 0.42769 | 0.42769 | 0.95772 | 0.35356 | 0.2383 | 0 | 0 | 0.65714 | 0.85008 | 0.021014 | 0.00083936 | 0.22733 | 0.41457 | 0.65714 | 0 | 0 | 0.85 | 0.85 | 0.85 | 0.85 | 0.95772 | 0.021014 | 0.48366 | 0 | 0
2025-01-08 02:00 | 63368.3126 | 62879.6494 | 0 | 488.6632 | 0 | 0.23954 | 0.24039 | 0.22422 | 8 | 2 | Winter Peak | 0.77383 | 0.41814 | 0.41814 | 0.95559 | 0.32805 | 0.24039 | 0 | 0 | 0.65714 | 0.85008 | 0.018745 | 0.00079999 | 0.22422 | 0.40342 | 0.65714 | 0 | 0 | 0.85 | 0.85 | 0.85 | 0.85 | 0.95559 | 0.018745 | 0.48042 | 0 | 0
2025-01-08 03:00 | 63441.5224 | 62950.9357 | 0 | 490.5867 | 0 | 0.24048 | 0.24145 | 0.22296 | 8 | 3 | Winter Peak | 0.77051 | 0.41471 | 0.41471 | 0.9553 | 0.30864 | 0.24145 | 0 | 0 | 0.65714 | 0.85008 | 0.019688 | 0.00079999 | 0.22296 | 0.40237 | 0.65714 | 0 | 0 | 0.85 | 0.85 | 0.85 | 0.85 | 0.9553 | 0.019688 | 0.47953 | 0 | 0
2025-01-08 04:00 | 64271.0465 | 63782.085 | 0 | 488.9614 | 0 | 0.23969 | 0.24079 | 0.21975 | 8 | 4 | Winter Peak | 0.76333 | 0.41653 | 0.41653 | 0.95476 | 0.29732 | 0.24079 | 0 | 0 | 0.65714 | 0.85008 | 0.024226 | 0.00079999 | 0.21975 | 0.41478 | 0.65714 | 0 | 0 | 0.85 | 0.85 | 0.85 | 0.85 | 0.95476 | 0.024226 | 0.48811 | 0 | 0
2025-01-08 05:00 | 69187.974 | 68706.5427 | 0 | 481.4312 | 0 | 0.236 | 0.23715 | 0.21506 | 8 | 5 | Winter Peak | 0.76397 | 0.42656 | 0.42656 | 0.95318 | 0.30835 | 0.23715 | 0 | 0 | 0.65714 | 0.85008 | 0.038956 | 0.00079999 | 0.21506 | 0.46875 | 0.65714 | 0 | 0 | 0.85 | 0.85 | 0.85 | 0.85 | 0.95318 | 0.038956 | 0.52604 | 0 | 0
2025-01-08 06:00 | 77146.4626 | 76676.4124 | 0 | 470.0501 | 0 | 0.23042 | 0.23163 | 0.2085 | 8 | 6 | Winter Peak | 0.77622 | 0.44373 | 0.44373 | 0.95422 | 0.35077 | 0.23163 | 0 | 0 | 0.65714 | 0.85008 | 0.095995 | 0.00079999 | 0.2085 | 0.54606 | 0.65714 | 0 | 0 | 0.85 | 0.85 | 0.85 | 0.85 | 0.95422 | 0.095995 | 0.55621 | 0 | 0.00017779
2025-01-08 07:00 | 85146.5154 | 84555.9283 | 124.6046 | 465.9825 | 0.0056274 | 0.22842 | 0.22986 | 0.20242 | 8 | 7 | Winter Peak | 0.79675 | 0.46785 | 0.46785 | 0.95426 | 0.42875 | 0.22986 | 0.0056274 | 0 | 0.65714 | 0.85008 | 0.14633 | 0.018485 | 0.20242 | 0.55329 | 0.65714 | 0 | 0 | 0.85 | 0.85 | 0.85 | 0.85 | 0.95426 | 0.14633 | 0.5704 | 0.0039392 | 0.00079354
2025-01-08 08:00 | 82332.2478 | 79392.5179 | 2476.6471 | 463.0827 | 0.11185 | 0.227 | 0.22906 | 0.18983 | 8 | 8 | Winter Peak | 0.81616 | 0.48757 | 0.48757 | 0.95409 | 0.46748 | 0.22906 | 0.11185 | 0 | 0.65714 | 0.85008 | 0.13041 | 0.018501 | 0.18983 | 0.50439 | 0.65714 | 0 | 0 | 0.85 | 0.85 | 0.85 | 0.85 | 0.95409 | 0.13041 | 0.53483 | 0.078295 | 0.00017779
2025-01-08 09:00 | 80426.7631 | 74173.2638 | 5801.3081 | 452.1912 | 0.262 | 0.22166 | 0.22422 | 0.1755 | 8 | 9 | Winter Peak | 0.82743 | 0.4868 | 0.4868 | 0.95409 | 0.47176 | 0.22422 | 0.262 | 0.0015113 | 0.65714 | 0.85008 | 0.10175 | 0.00079999 | 0.1755 | 0.45454 | 0.65714 | 0 | 0 | 0.85 | 0.85 | 0.85 | 0.85 | 0.95409 | 0.10175 | 0.50594 | 0.1834 | 0
2025-01-08 10:00 | 78691.5444 | 69798.9826 | 8416.5448 | 476.0169 | 0.38011 | 0.23334 | 0.23679 | 0.17097 | 8 | 10 | Winter Peak | 0.81193 | 0.46822 | 0.46822 | 0.95392 | 0.43943 | 0.23679 | 0.38011 | 0.34759 | 0.65714 | 0.85008 | 0.06409 | 0.00079999 | 0.17097 | 0.43658 | 0.65714 | 0 | 0 | 0.85 | 0.85 | 0.85 | 0.85 | 0.95392 | 0.06409 | 0.48847 | 0.26608 | 0
2025-01-08 11:00 | 75318.8301 | 64845.4725 | 9967.661 | 505.6966 | 0.45016 | 0.24789 | 0.25206 | 0.17253 | 8 | 11 | Winter Peak | 0.77725 | 0.44649 | 0.44649 | 0.95346 | 0.4136 | 0.25206 | 0.45016 | 0.56098 | 0.65714 | 0.85008 | 0.023737 | 0.00079999 | 0.17253 | 0.42784 | 0.65714 | 0 | 0 | 0.85 | 0.85 | 0.85 | 0.85 | 0.95346 | 0.023737 | 0.47131 | 0.31511 | 0
2025-01-08 12:00 | 73608.3586 | 62608.8216 | 10467.5456 | 531.9914 | 0.47274 | 0.26078 | 0.26496 | 0.18528 | 8 | 12 | Winter Peak | 0.75514 | 0.43187 | 0.43187 | 0.9539 | 0.37988 | 0.26496 | 0.47274 | 0.54133 | 0.65714 | 0.85008 | 0.028414 | 0.00079999 | 0.18528 | 0.41935 | 0.65714 | 0 | 0 | 0.85 | 0.85 | 0.85 | 0.85 | 0.9539 | 0.028414 | 0.46484 | 0.33091 | 0
2025-01-08 13:00 | 73222.4607 | 62888.5661 | 9776.8387 | 557.0559 | 0.44154 | 0.27307 | 0.27697 | 0.2025 | 8 | 13 | Winter Peak | 0.7313 | 0.41622 | 0.41622 | 0.95449 | 0.35466 | 0.27697 | 0.44154 | 0.50816 | 0.65714 | 0.85008 | 0.032883 | 0.00079999 | 0.2025 | 0.39041 | 0.65714 | 0 | 0 | 0.85 | 0.85 | 0.85 | 0.85 | 0.95449 | 0.032883 | 0.45621 | 0.30908 | 0
2025-01-08 14:00 | 73339.0933 | 64787.6527 | 7979.5965 | 571.8441 | 0.36037 | 0.28032 | 0.2837 | 0.21913 | 8 | 14 | Winter Peak | 0.71732 | 0.3979 | 0.3979 | 0.95429 | 0.33621 | 0.2837 | 0.36037 | 0.49139 | 0.65714 | 0.85008 | 0.036164 | 0.00079999 | 0.21913 | 0.37862 | 0.65714 | 0 | 0 | 0.85 | 0.85 | 0.85 | 0.85 | 0.95429 | 0.036164 | 0.45427 | 0.25226 | 0
2025-01-08 15:00 | 73814.5923 | 68005.0741 | 5228.83 | 580.6882 | 0.23614 | 0.28465 | 0.28758 | 0.23175 | 8 | 15 | Winter Peak | 0.70565 | 0.38579 | 0.38579 | 0.95455 | 0.32522 | 0.28758 | 0.23614 | 0.50914 | 0.65714 | 0.85008 | 0.037071 | 0.0010513 | 0.23175 | 0.40121 | 0.65714 | 0 | 0 | 0.85 | 0.85 | 0.85 | 0.85 | 0.95455 | 0.037071 | 0.4753 | 0.1653 | 0
2025-01-08 16:00 | 75658.3023 | 73085.3335 | 1999.2191 | 573.7497 | 0.090289 | 0.28125 | 0.2836 | 0.23877 | 8 | 16 | Winter Peak | 0.68921 | 0.38321 | 0.38321 | 0.95517 | 0.32641 | 0.2836 | 0.090289 | 0.53718 | 0.66641 | 0.85008 | 0.038328 | 0.0013328 | 0.23877 | 0.49837 | 0.66641 | 0 | 0 | 0.85 | 0.85 | 0.85 | 0.85 | 0.95517 | 0.038328 | 0.5236 | 0.063202 | 0
2025-01-08 17:00 | 79573.2045 | 78918.0738 | 77.1943 | 577.9364 | 0.0034863 | 0.2833 | 0.28503 | 0.25213 | 8 | 17 | Winter Peak | 0.67362 | 0.38986 | 0.38986 | 0.95628 | 0.3507 | 0.28503 | 0.0034863 | 0.51413 | 0.66641 | 0.85008 | 0.037979 | 0.0013328 | 0.25213 | 0.57013 | 0.66641 | 0 | 0 | 0.85 | 0.85 | 0.85 | 0.85 | 0.95628 | 0.037979 | 0.55688 | 0.0024404 | 0.063622
2025-01-08 18:00 | 80737.3101 | 80140.4876 | 0 | 596.8225 | 0 | 0.29256 | 0.29373 | 0.2715 | 8 | 18 | Winter Peak | 0.67848 | 0.40517 | 0.40517 | 0.95673 | 0.36572 | 0.29373 | 0 | 0.25986 | 0.66641 | 0.85008 | 0.039585 | 0.0013328 | 0.2715 | 0.60388 | 0.66641 | 0 | 0 | 0.85 | 0.85 | 0.85 | 0.85 | 0.95673 | 0.039585 | 0.59723 | 0 | 0.28409
2025-01-08 19:00 | 79520.5931 | 78894.6298 | 0 | 625.9633 | 0 | 0.30684 | 0.30787 | 0.28835 | 8 | 19 | Winter Peak | 0.71147 | 0.43141 | 0.43141 | 0.95738 | 0.37649 | 0.30787 | 0 | 0 | 0.66641 | 0.85008 | 0.037665 | 0.0013328 | 0.28835 | 0.60099 | 0.66641 | 0 | 0 | 0.85 | 0.85 | 0.85 | 0.85 | 0.95738 | 0.037665 | 0.60935 | 0 | 0.16714
2025-01-08 20:00 | 77268.7382 | 76610.7048 | 0 | 658.0334 | 0 | 0.32257 | 0.32384 | 0.29954 | 8 | 20 | Winter Peak | 0.73125 | 0.43597 | 0.43597 | 0.95737 | 0.38988 | 0.32384 | 0 | 0 | 0.66641 | 0.85008 | 0.03571 | 0.0083274 | 0.29954 | 0.59436 | 0.66641 | 0 | 0 | 0.85 | 0.85 | 0.85 | 0.85 | 0.95737 | 0.03571 | 0.5944 | 0 | 0.17838
2025-01-08 21:00 | 74649.3377 | 73963.8719 | 0 | 685.4659 | 0 | 0.33601 | 0.33768 | 0.30587 | 8 | 21 | Winter Peak | 0.71886 | 0.43151 | 0.43151 | 0.95836 | 0.40506 | 0.33768 | 0 | 0 | 0.66522 | 0.85008 | 0.03208 | 0.011965 | 0.30587 | 0.57434 | 0.66522 | 0 | 0 | 0.85 | 0.85 | 0.85 | 0.85 | 0.95836 | 0.03208 | 0.57799 | 0 | 0.14373
2025-01-08 22:00 | 70380.6229 | 69671.2906 | 0 | 709.3323 | 0 | 0.34771 | 0.34979 | 0.31007 | 8 | 22 | Winter Peak | 0.70345 | 0.41925 | 0.41925 | 0.95915 | 0.39445 | 0.34979 | 0 | 0 | 0.66522 | 0.85008 | 0.026355 | 0.0013328 | 0.31007 | 0.52618 | 0.66522 | 0 | 0 | 0.85 | 0.85 | 0.85 | 0.85 | 0.95915 | 0.026355 | 0.55812 | 0 | 0.11546
2025-01-08 23:00 | 65748.6814 | 65034.9937 | 0 | 713.6877 | 0 | 0.34985 | 0.35208 | 0.3094 | 8 | 23 | Winter Peak | 0.67689 | 0.39856 | 0.39856 | 0.95992 | 0.36856 | 0.35208 | 0 | 0 | 0.66359 | 0.85008 | 0.020141 | 0.0013328 | 0.3094 | 0.46783 | 0.66359 | 0 | 0 | 0.85 | 0.85 | 0.85 | 0.85 | 0.95992 | 0.020141 | 0.53558 | 0 | 0.036763
2025-01-09 00:00 | 63508.5042 | 62795.174 | 0 | 713.3302 | 0 | 0.34967 | 0.35198 | 0.30787 | 9 | 0 | Winter | 0.38112 | 0.34822 | 0.34822 | 0.87184 | 0.31588 | 0.35198 | 0 | 0 | 0.65714 | 0.85008 | 0.011799 | 0.0012155 | 0.30787 | 0.39122 | 0.65714 | 0 | 0 | 0.85 | 0.85 | 0.85 | 0.85 | 0.87184 | 0.011799 | 0.48528 | 0 | 0.0029205
2025-01-09 01:00 | 62699.3035 | 61992.4034 | 0 | 706.9001 | 0 | 0.34652 | 0.34889 | 0.30367 | 9 | 1 | Winter | 0.36674 | 0.33231 | 0.33231 | 0.87605 | 0.28158 | 0.34889 | 0 | 0 | 0.65714 | 0.85008 | 0.009774 | 0.00081967 | 0.30367 | 0.37856 | 0.65714 | 0 | 0 | 0.85 | 0.85 | 0.85 | 0.85 | 0.87605 | 0.009774 | 0.4777 | 0 | 0
2025-01-09 02:00 | 62462.986 | 61773.2793 | 0 | 689.7067 | 0 | 0.33809 | 0.34033 | 0.29759 | 9 | 2 | Winter | 0.34679 | 0.32201 | 0.32201 | 0.8763 | 0.24925 | 0.34033 | 0 | 0 | 0.65714 | 0.85008 | 0.0098438 | 0.00079999 | 0.29759 | 0.37271 | 0.65714 | 0 | 0 | 0.85 | 0.85 | 0.85 | 0.85 | 0.8763 | 0.0098438 | 0.47491 | 0 | 0
2025-01-09 03:00 | 62467.225 | 61795.4559 | 0 | 671.7691 | 0 | 0.3293 | 0.33131 | 0.2929 | 9 | 3 | Winter | 0.3338 | 0.31706 | 0.31706 | 0.87561 | 0.23438 | 0.33131 | 0 | 0 | 0.65714 | 0.85008 | 0.0098089 | 0.00079999 | 0.2929 | 0.37639 | 0.65714 | 0 | 0 | 0.85 | 0.85 | 0.85 | 0.85 | 0.87561 | 0.0098089 | 0.47708 | 0 | 0
2025-01-09 04:00 | 63225.2579 | 62569.6082 | 0 | 655.6497 | 0 | 0.3214 | 0.32326 | 0.28779 | 9 | 4 | Winter | 0.33501 | 0.31839 | 0.31839 | 0.87687 | 0.215 | 0.32326 | 0 | 0 | 0.65714 | 0.85008 | 0.0099486 | 0.00079999 | 0.28779 | 0.39652 | 0.65714 | 0 | 0 | 0.85 | 0.85 | 0.85 | 0.85 | 0.87687 | 0.0099486 | 0.49014 | 0 | 0
2025-01-09 05:00 | 68052.8213 | 67423.5804 | 0 | 629.2409 | 0 | 0.30845 | 0.3099 | 0.28232 | 9 | 5 | Winter | 0.34255 | 0.3212 | 0.3212 | 0.87819 | 0.21182 | 0.3099 | 0 | 0 | 0.65714 | 0.85008 | 0.010053 | 0.00079999 | 0.28232 | 0.45896 | 0.65714 | 0 | 0 | 0.85 | 0.85 | 0.85 | 0.85 | 0.87819 | 0.010053 | 0.52415 | 0 | 0
2025-01-09 06:00 | 75907.281 | 75317.0764 | 0 | 590.2046 | 0 | 0.28932 | 0.29043 | 0.26917 | 9 | 6 | Winter | 0.3535 | 0.33148 | 0.33148 | 0.87914 | 0.24668 | 0.29043 | 0 | 0 | 0.65714 | 0.85008 | 0.010088 | 0.00079999 | 0.26917 | 0.54134 | 0.65714 | 0 | 0 | 0.85 | 0.85 | 0.85 | 0.85 | 0.87914 | 0.010088 | 0.55421 | 0 | 0.00017779
2025-01-09 07:00 | 83815.4493 | 83198.6135 | 69.462 | 547.3738 | 0.003137 | 0.26832 | 0.26932 | 0.25031 | 9 | 7 | Winter | 0.39334 | 0.34859 | 0.34859 | 0.8799 | 0.30623 | 0.26932 | 0.003137 | 0 | 0.65714 | 0.85008 | 0.011938 | 0.017261 | 0.25031 | 0.53641 | 0.65714 | 0 | 0 | 0.85 | 0.85 | 0.85 | 0.85 | 0.8799 | 0.011938 | 0.56215 | 0.0021959 | 0.0038224
2025-01-09 08:00 | 80991.9094 | 79202.9241 | 1284.5042 | 504.4812 | 0.058011 | 0.24729 | 0.24836 | 0.22797 | 9 | 8 | Winter | 0.43014 | 0.36227 | 0.36227 | 0.88068 | 0.34685 | 0.24836 | 0.058011 | 0 | 0.65714 | 0.85008 | 0.010821 | 0.0096506 | 0.22797 | 0.4851 | 0.65714 | 0 | 0 | 0.85 | 0.85 | 0.85 | 0.85 | 0.88068 | 0.010821 | 0.53053 | 0.040608 | 8.8894e-05
2025-01-09 09:00 | 79183.4571 | 75430.2224 | 3268.669 | 484.5656 | 0.14762 | 0.23753 | 0.23918 | 0.2077 | 9 | 9 | Winter | 0.43228 | 0.35522 | 0.35522 | 0.88103 | 0.35924 | 0.23918 | 0.14762 | 0.040275 | 0.65714 | 0.85008 | 0.010961 | 0.00079999 | 0.2077 | 0.4407 | 0.65714 | 0 | 0 | 0.85 | 0.85 | 0.85 | 0.85 | 0.88103 | 0.010961 | 0.50047 | 0.10333 | 0
2025-01-09 10:00 | 77506.4395 | 71768.4435 | 5268.7285 | 469.2674 | 0.23795 | 0.23003 | 0.23173 | 0.19937 | 9 | 10 | Winter | 0.4061 | 0.33487 | 0.33487 | 0.88085 | 0.36964 | 0.23173 | 0.23795 | 0.40566 | 0.65161 | 0.85008 | 0.013544 | 0.00079999 | 0.19937 | 0.43351 | 0.65161 | 0 | 0 | 0.85 | 0.85 | 0.85 | 0.85 | 0.88085 | 0.013544 | 0.48026 | 0.16656 | 0
2025-01-09 11:00 | 74153.202 | 67023.7204 | 6662.1956 | 467.286 | 0.30088 | 0.22906 | 0.2304 | 0.2048 | 9 | 11 | Winter | 0.3925 | 0.32321 | 0.32321 | 0.87126 | 0.35242 | 0.2304 | 0.30088 | 0.54927 | 0.65161 | 0.85008 | 0.013649 | 0.00079999 | 0.2048 | 0.42796 | 0.65161 | 0 | 0 | 0.85 | 0.85 | 0.85 | 0.85 | 0.87126 | 0.013649 | 0.46854 | 0.21061 | 0
2025-01-09 12:00 | 72563.9449 | 65034.6732 | 7059.5609 | 469.7108 | 0.31882 | 0.23025 | 0.23111 | 0.21477 | 9 | 12 | Winter | 0.3815 | 0.31623 | 0.31623 | 0.87098 | 0.31489 | 0.23111 | 0.31882 | 0.54413 | 0.65161 | 0.85008 | 0.013788 | 0.00079999 | 0.21477 | 0.41662 | 0.65161 | 0 | 0 | 0.85 | 0.85 | 0.85 | 0.85 | 0.87098 | 0.013788 | 0.46441 | 0.22318 | 0
2025-01-09 13:00 | 72317.5924 | 65286.4528 | 6561.6296 | 469.5099 | 0.29634 | 0.23015 | 0.23052 | 0.22342 | 9 | 13 | Winter | 0.37364 | 0.31803 | 0.31803 | 0.87056 | 0.27101 | 0.23052 | 0.29634 | 0.51602 | 0.65161 | 0.85008 | 0.010996 | 0.00079999 | 0.22342 | 0.39216 | 0.65161 | 0 | 0 | 0.85 | 0.85 | 0.85 | 0.85 | 0.87056 | 0.010996 | 0.45541 | 0.20744 | 0
2025-01-09 14:00 | 72543.0658 | 66665.9281 | 5409.8 | 467.3378 | 0.24432 | 0.22909 | 0.229 | 0.23071 | 9 | 14 | Winter | 0.36662 | 0.31876 | 0.31876 | 0.87131 | 0.25223 | 0.229 | 0.24432 | 0.50431 | 0.65161 | 0.85008 | 0.011519 | 0.00079999 | 0.23071 | 0.38684 | 0.65161 | 0 | 0 | 0.85 | 0.85 | 0.85 | 0.85 | 0.87131 | 0.011519 | 0.45706 | 0.17102 | 0
2025-01-09 15:00 | 73101.0547 | 68952.3043 | 3680.3192 | 468.4312 | 0.16621 | 0.22962 | 0.22924 | 0.23657 | 9 | 15 | Winter | 0.35644 | 0.32325 | 0.32325 | 0.87285 | 0.24653 | 0.22924 | 0.16621 | 0.52622 | 0.65161 | 0.85008 | 0.011764 | 0.001192 | 0.23657 | 0.41154 | 0.65161 | 0 | 0 | 0.85 | 0.85 | 0.85 | 0.85 | 0.87285 | 0.011764 | 0.48176 | 0.11635 | 0
2025-01-09 16:00 | 74941.5288 | 72978.0491 | 1494.418 | 469.0617 | 0.067491 | 0.22993 | 0.22928 | 0.24174 | 9 | 16 | Winter | 0.34271 | 0.32889 | 0.32889 | 0.87552 | 0.27001 | 0.22928 | 0.067491 | 0.54156 | 0.66088 | 0.85008 | 0.012567 | 0.0013328 | 0.24174 | 0.50479 | 0.66088 | 0 | 0 | 0.85 | 0.85 | 0.85 | 0.85 | 0.87552 | 0.012567 | 0.52016 | 0.047244 | 0
2025-01-09 17:00 | 78605.7813 | 78059.5336 | 65.6757 | 480.572 | 0.002966 | 0.23557 | 0.23466 | 0.25205 | 9 | 17 | Winter | 0.35239 | 0.34089 | 0.34089 | 0.87812 | 0.31218 | 0.23466 | 0.002966 | 0.47484 | 0.66641 | 0.85008 | 0.012811 | 0.0013818 | 0.25205 | 0.55841 | 0.66641 | 0 | 0 | 0.85 | 0.85 | 0.85 | 0.85 | 0.87812 | 0.012811 | 0.563 | 0.0020762 | 0.108
2025-01-09 18:00 | 79699.3123 | 79217.4145 | 0 | 481.8978 | 0 | 0.23622 | 0.23512 | 0.2561 | 9 | 18 | Winter | 0.36908 | 0.35647 | 0.35647 | 0.8795 | 0.33257 | 0.23512 | 0 | 0.15048 | 0.66641 | 0.85008 | 0.011554 | 0.0054852 | 0.2561 | 0.57233 | 0.66641 | 0 | 0 | 0.85 | 0.85 | 0.85 | 0.85 | 0.8795 | 0.011554 | 0.60036 | 0 | 0.31896
2025-01-09 19:00 | 78445.4748 | 77968.5805 | 0 | 476.8943 | 0 | 0.23377 | 0.23275 | 0.25216 | 9 | 19 | Winter | 0.39083 | 0.3598 | 0.3598 | 0.8799 | 0.35171 | 0.23275 | 0 | 0 | 0.66641 | 0.85008 | 0.011624 | 0.0054852 | 0.25216 | 0.56127 | 0.66641 | 0 | 0 | 0.85 | 0.85 | 0.85 | 0.85 | 0.8799 | 0.011624 | 0.6033 | 0 | 0.16946
2025-01-09 20:00 | 76163.8319 | 75693.7841 | 0 | 470.0478 | 0 | 0.23042 | 0.22954 | 0.24624 | 9 | 20 | Winter | 0.38392 | 0.35256 | 0.35256 | 0.88015 | 0.35332 | 0.22954 | 0 | 0 | 0.66539 | 0.85008 | 0.011729 | 0.0079216 | 0.24624 | 0.55127 | 0.66539 | 0 | 0 | 0.85 | 0.85 | 0.85 | 0.85 | 0.88015 | 0.011729 | 0.58652 | 0 | 0.16317
2025-01-09 21:00 | 73525.642 | 73061.3514 | 0 | 464.2906 | 0 | 0.22759 | 0.22677 | 0.24252 | 9 | 21 | Winter | 0.36841 | 0.34678 | 0.34678 | 0.88022 | 0.34293 | 0.22677 | 0 | 0 | 0.66206 | 0.85008 | 0.011764 | 0.0066981 | 0.24252 | 0.52537 | 0.66206 | 0 | 0 | 0.85 | 0.85 | 0.85 | 0.85 | 0.88022 | 0.011764 | 0.56856 | 0 | 0.14339
2025-01-09 22:00 | 69276.8622 | 68816.8309 | 0 | 460.0313 | 0 | 0.22551 | 0.22468 | 0.24046 | 9 | 22 | Winter | 0.35457 | 0.33613 | 0.33613 | 0.87928 | 0.32008 | 0.22468 | 0 | 0 | 0.66206 | 0.85008 | 0.011868 | 0.0013818 | 0.24046 | 0.46434 | 0.66206 | 0 | 0 | 0.85 | 0.85 | 0.85 | 0.85 | 0.87928 | 0.011868 | 0.54642 | 0 | 0.12674
2025-01-09 23:00 | 64696.9352 | 64245.0704 | 0 | 451.8648 | 0 | 0.2215 | 0.22064 | 0.23708 | 9 | 23 | Winter | 0.33817 | 0.32402 | 0.32402 | 0.87673 | 0.30333 | 0.22064 | 0 | 0 | 0.66044 | 0.85008 | 0.011659 | 0.0013818 | 0.23708 | 0.41028 | 0.66044 | 0 | 0 | 0.85 | 0.85 | 0.85 | 0.85 | 0.87673 | 0.011659 | 0.51856 | 0 | 0.039796
2025-01-10 00:00 | 62525.4996 | 62083.7124 | 0 | 441.7872 | 0 | 0.21656 | 0.21566 | 0.2329 | 10 | 0 | Winter | 0.38112 | 0.34822 | 0.34822 | 0.87184 | 0.31588 | 0.21566 | 0 | 0 | 0.65714 | 0.85008 | 0.011799 | 0.0012155 | 0.2329 | 0.39122 | 0.65714 | 0 | 0 | 0.85 | 0.85 | 0.85 | 0.85 | 0.87184 | 0.011799 | 0.48528 | 0 | 0.0029205
2025-01-10 01:00 | 61798.3305 | 61365.3687 | 0 | 432.9618 | 0 | 0.21224 | 0.21126 | 0.2299 | 10 | 1 | Winter | 0.36674 | 0.33231 | 0.33231 | 0.87605 | 0.28158 | 0.21126 | 0 | 0 | 0.65714 | 0.85008 | 0.009774 | 0.00081967 | 0.2299 | 0.37856 | 0.65714 | 0 | 0 | 0.85 | 0.85 | 0.85 | 0.85 | 0.87605 | 0.009774 | 0.4777 | 0 | 0
2025-01-10 02:00 | 61654.1267 | 61215.8536 | 0 | 438.2731 | 0 | 0.21484 | 0.21397 | 0.23054 | 10 | 2 | Winter | 0.34679 | 0.32201 | 0.32201 | 0.8763 | 0.24925 | 0.21397 | 0 | 0 | 0.65714 | 0.85008 | 0.0098438 | 0.00079999 | 0.23054 | 0.37271 | 0.65714 | 0 | 0 | 0.85 | 0.85 | 0.85 | 0.85 | 0.8763 | 0.0098438 | 0.47491 | 0 | 0
2025-01-10 03:00 | 61747.5007 | 61295.0597 | 0 | 452.4409 | 0 | 0.22178 | 0.22086 | 0.23847 | 10 | 3 | Winter | 0.3338 | 0.31706 | 0.31706 | 0.87561 | 0.23438 | 0.22086 | 0 | 0 | 0.65714 | 0.85008 | 0.0098089 | 0.00079999 | 0.23847 | 0.37639 | 0.65714 | 0 | 0 | 0.85 | 0.85 | 0.85 | 0.85 | 0.87561 | 0.0098089 | 0.47708 | 0 | 0
2025-01-10 04:00 | 62607.9585 | 62147.1358 | 0 | 460.8226 | 0 | 0.22589 | 0.22494 | 0.24313 | 10 | 4 | Winter | 0.33501 | 0.31839 | 0.31839 | 0.87687 | 0.215 | 0.22494 | 0 | 0 | 0.65714 | 0.85008 | 0.0099486 | 0.00079999 | 0.24313 | 0.39652 | 0.65714 | 0 | 0 | 0.85 | 0.85 | 0.85 | 0.85 | 0.87687 | 0.0099486 | 0.49014 | 0 | 0
2025-01-10 05:00 | 67568.8806 | 67107.8262 | 0 | 461.0544 | 0 | 0.22601 | 0.22526 | 0.23949 | 10 | 5 | Winter | 0.34255 | 0.3212 | 0.3212 | 0.87819 | 0.21182 | 0.22526 | 0 | 0 | 0.65714 | 0.85008 | 0.010053 | 0.00079999 | 0.23949 | 0.45896 | 0.65714 | 0 | 0 | 0.85 | 0.85 | 0.85 | 0.85 | 0.87819 | 0.010053 | 0.52415 | 0 | 0
2025-01-10 06:00 | 75603.2141 | 75168.1514 | 0 | 435.0626 | 0 | 0.21327 | 0.21264 | 0.22449 | 10 | 6 | Winter | 0.3535 | 0.33148 | 0.33148 | 0.87914 | 0.24668 | 0.21264 | 0 | 0 | 0.65714 | 0.85008 | 0.010088 | 0.00079999 | 0.22449 | 0.54134 | 0.65714 | 0 | 0 | 0.85 | 0.85 | 0.85 | 0.85 | 0.87914 | 0.010088 | 0.55421 | 0 | 0.00017779
2025-01-10 07:00 | 83680.9449 | 83167.6041 | 112.6258 | 400.715 | 0.0050864 | 0.19643 | 0.19595 | 0.20507 | 10 | 7 | Winter | 0.39334 | 0.34859 | 0.34859 | 0.8799 | 0.30623 | 0.19595 | 0.0050864 | 0 | 0.65714 | 0.85008 | 0.011938 | 0.017261 | 0.20507 | 0.53641 | 0.65714 | 0 | 0 | 0.85 | 0.85 | 0.85 | 0.85 | 0.8799 | 0.011938 | 0.56215 | 0.0035605 | 0.0038224
2025-01-10 08:00 | 80923.1142 | 78372.1596 | 2179.9119 | 371.0427 | 0.098449 | 0.18188 | 0.18197 | 0.18035 | 10 | 8 | Winter | 0.43014 | 0.36227 | 0.36227 | 0.88068 | 0.34685 | 0.18197 | 0.098449 | 0 | 0.65714 | 0.85008 | 0.010821 | 0.0096506 | 0.18035 | 0.4851 | 0.65714 | 0 | 0 | 0.85 | 0.85 | 0.85 | 0.85 | 0.88068 | 0.010821 | 0.53053 | 0.068914 | 8.8894e-05
2025-01-10 09:00 | 79121.5896 | 73398.2586 | 5356.1863 | 367.1447 | 0.2419 | 0.17997 | 0.181 | 0.16133 | 10 | 9 | Winter | 0.43228 | 0.35522 | 0.35522 | 0.88103 | 0.35924 | 0.181 | 0.2419 | 0.040275 | 0.65714 | 0.85008 | 0.010961 | 0.00079999 | 0.16133 | 0.4407 | 0.65714 | 0 | 0 | 0.85 | 0.85 | 0.85 | 0.85 | 0.88103 | 0.010961 | 0.50047 | 0.16933 | 0
2025-01-10 10:00 | 77432.6569 | 69084.5374 | 7962.9553 | 385.1642 | 0.35962 | 0.18881 | 0.19077 | 0.15335 | 10 | 10 | Winter | 0.4061 | 0.33487 | 0.33487 | 0.88085 | 0.36964 | 0.19077 | 0.35962 | 0.40566 | 0.65161 | 0.85008 | 0.013544 | 0.00079999 | 0.15335 | 0.43351 | 0.65161 | 0 | 0 | 0.85 | 0.85 | 0.85 | 0.85 | 0.88085 | 0.013544 | 0.48026 | 0.25174 | 0
2025-01-10 11:00 | 74102.3332 | 64109.5932 | 9581.275 | 411.465 | 0.43271 | 0.2017 | 0.20425 | 0.15562 | 10 | 11 | Winter | 0.3925 | 0.32321 | 0.32321 | 0.87126 | 0.35242 | 0.20425 | 0.43271 | 0.54927 | 0.65161 | 0.85008 | 0.013649 | 0.00079999 | 0.15562 | 0.42796 | 0.65161 | 0 | 0 | 0.85 | 0.85 | 0.85 | 0.85 | 0.87126 | 0.013649 | 0.46854 | 0.3029 | 0
2025-01-10 12:00 | 72507.3476 | 62110.8441 | 9964.7591 | 431.7444 | 0.45003 | 0.21164 | 0.21415 | 0.16623 | 10 | 12 | Winter | 0.3815 | 0.31623 | 0.31623 | 0.87098 | 0.31489 | 0.21415 | 0.45003 | 0.54413 | 0.65161 | 0.85008 | 0.013788 | 0.00079999 | 0.16623 | 0.41662 | 0.65161 | 0 | 0 | 0.85 | 0.85 | 0.85 | 0.85 | 0.87098 | 0.013788 | 0.46441 | 0.31502 | 0
2025-01-10 13:00 | 72252.2879 | 62722.6734 | 9085.7276 | 443.8869 | 0.41033 | 0.21759 | 0.21978 | 0.1781 | 10 | 13 | Winter | 0.37364 | 0.31803 | 0.31803 | 0.87056 | 0.27101 | 0.21978 | 0.41033 | 0.51602 | 0.65161 | 0.85008 | 0.010996 | 0.00079999 | 0.1781 | 0.39216 | 0.65161 | 0 | 0 | 0.85 | 0.85 | 0.85 | 0.85 | 0.87056 | 0.010996 | 0.45541 | 0.28723 | 0
2025-01-10 14:00 | 72474.3242 | 64792.9777 | 7226.8062 | 454.5403 | 0.32638 | 0.22281 | 0.22476 | 0.18766 | 10 | 14 | Winter | 0.36662 | 0.31876 | 0.31876 | 0.87131 | 0.25223 | 0.22476 | 0.32638 | 0.50431 | 0.65161 | 0.85008 | 0.011519 | 0.00079999 | 0.18766 | 0.38684 | 0.65161 | 0 | 0 | 0.85 | 0.85 | 0.85 | 0.85 | 0.87131 | 0.011519 | 0.45706 | 0.22846 | 0
2025-01-10 15:00 | 73039.8747 | 68020.5515 | 4557.0938 | 462.2293 | 0.20581 | 0.22658 | 0.22837 | 0.1942 | 10 | 15 | Winter | 0.35644 | 0.32325 | 0.32325 | 0.87285 | 0.24653 | 0.22837 | 0.20581 | 0.52622 | 0.65161 | 0.85008 | 0.011764 | 0.001192 | 0.1942 | 0.41154 | 0.65161 | 0 | 0 | 0.85 | 0.85 | 0.85 | 0.85 | 0.87285 | 0.011764 | 0.48176 | 0.14407 | 0
2025-01-10 16:00 | 74937.0022 | 72750.3171 | 1725.4117 | 461.2735 | 0.077923 | 0.22611 | 0.22759 | 0.19942 | 10 | 16 | Winter | 0.34271 | 0.32889 | 0.32889 | 0.87552 | 0.27001 | 0.22759 | 0.077923 | 0.54156 | 0.66088 | 0.85008 | 0.012567 | 0.0013328 | 0.19942 | 0.50479 | 0.66088 | 0 | 0 | 0.85 | 0.85 | 0.85 | 0.85 | 0.87552 | 0.012567 | 0.52016 | 0.054546 | 0
2025-01-10 17:00 | 78887.3927 | 78357.2476 | 68.4696 | 461.6755 | 0.0030922 | 0.22631 | 0.22735 | 0.20754 | 10 | 17 | Winter | 0.35239 | 0.34089 | 0.34089 | 0.87812 | 0.31218 | 0.22735 | 0.0030922 | 0.47484 | 0.66641 | 0.85008 | 0.012811 | 0.0013818 | 0.20754 | 0.55841 | 0.66641 | 0 | 0 | 0.85 | 0.85 | 0.85 | 0.85 | 0.87812 | 0.012811 | 0.563 | 0.0021646 | 0.108
2025-01-10 18:00 | 80100.3048 | 79642.4997 | 0 | 457.8051 | 0 | 0.22441 | 0.22536 | 0.20729 | 10 | 18 | Winter | 0.36908 | 0.35647 | 0.35647 | 0.8795 | 0.33257 | 0.22536 | 0 | 0.15048 | 0.66641 | 0.85008 | 0.011554 | 0.0054852 | 0.20729 | 0.57233 | 0.66641 | 0 | 0 | 0.85 | 0.85 | 0.85 | 0.85 | 0.8795 | 0.011554 | 0.60036 | 0 | 0.31896
2025-01-10 19:00 | 78931.0195 | 78482.0636 | 0 | 448.9559 | 0 | 0.22008 | 0.2212 | 0.19971 | 10 | 19 | Winter | 0.39083 | 0.3598 | 0.3598 | 0.8799 | 0.35171 | 0.2212 | 0 | 0 | 0.66641 | 0.85008 | 0.011624 | 0.0054852 | 0.19971 | 0.56127 | 0.66641 | 0 | 0 | 0.85 | 0.85 | 0.85 | 0.85 | 0.8799 | 0.011624 | 0.6033 | 0 | 0.16946
2025-01-10 20:00 | 76712.6188 | 76271.6442 | 0 | 440.9746 | 0 | 0.21616 | 0.21759 | 0.19045 | 10 | 20 | Winter | 0.38392 | 0.35256 | 0.35256 | 0.88015 | 0.35332 | 0.21759 | 0 | 0 | 0.66539 | 0.85008 | 0.011729 | 0.0079216 | 0.19045 | 0.55127 | 0.66539 | 0 | 0 | 0.85 | 0.85 | 0.85 | 0.85 | 0.88015 | 0.011729 | 0.58652 | 0 | 0.16317
2025-01-10 21:00 | 74107.1958 | 73668.533 | 0 | 438.6628 | 0 | 0.21503 | 0.21668 | 0.18517 | 10 | 21 | Winter | 0.36841 | 0.34678 | 0.34678 | 0.88022 | 0.34293 | 0.21668 | 0 | 0 | 0.66206 | 0.85008 | 0.011764 | 0.0066981 | 0.18517 | 0.52537 | 0.66206 | 0 | 0 | 0.85 | 0.85 | 0.85 | 0.85 | 0.88022 | 0.011764 | 0.56856 | 0 | 0.14339
2025-01-10 22:00 | 69859.1034 | 69415.8423 | 0 | 443.2611 | 0 | 0.21728 | 0.21944 | 0.17842 | 10 | 22 | Winter | 0.35457 | 0.33613 | 0.33613 | 0.87928 | 0.32008 | 0.21944 | 0 | 0 | 0.66206 | 0.85008 | 0.011868 | 0.0013818 | 0.17842 | 0.46434 | 0.66206 | 0 | 0 | 0.85 | 0.85 | 0.85 | 0.85 | 0.87928 | 0.011868 | 0.54642 | 0 | 0.12674
2025-01-10 23:00 | 65258.5539 | 64820.436 | 0 | 438.1179 | 0 | 0.21476 | 0.21678 | 0.17826 | 10 | 23 | Winter | 0.33817 | 0.32402 | 0.32402 | 0.87673 | 0.30333 | 0.21678 | 0 | 0 | 0.66044 | 0.85008 | 0.011659 | 0.0013818 | 0.17826 | 0.41028 | 0.66044 | 0 | 0 | 0.85 | 0.85 | 0.85 | 0.85 | 0.87673 | 0.011659 | 0.51856 | 0 | 0.039796
2025-01-11 00:00 | 39299.6924 | 38858.9775 | 0 | 440.7149 | 0 | 0.21604 | 0.21735 | 0.19237 | 11 | 0 | Spring | 0.27877 | 0.32807 | 0.32807 | 0.86806 | 0.41526 | 0.21735 | 0 | 0 | 0.64562 | 0.85008 | 0.0133 | 0.00079999 | 0.19237 | 0.22892 | 0.64562 | 0 | 0 | 0.85 | 0.85 | 0.85 | 0.85 | 0.86806 | 0.0133 | 0.36461 | 0 | 0.048952
2025-01-11 01:00 | 38527.4845 | 38075.4373 | 0 | 452.0473 | 0 | 0.22159 | 0.22251 | 0.20502 | 11 | 1 | Spring | 0.27126 | 0.31736 | 0.31736 | 0.87726 | 0.38 | 0.22251 | 0 | 0 | 0.64562 | 0.85008 | 0.012357 | 0.00079999 | 0.20502 | 0.2248 | 0.64562 | 0 | 0 | 0.85 | 0.85 | 0.85 | 0.85 | 0.87726 | 0.012357 | 0.36019 | 0 | 0
2025-01-11 02:00 | 38425.8967 | 37946.8977 | 0 | 478.999 | 0 | 0.2348 | 0.23607 | 0.21193 | 11 | 2 | Spring | 0.2611 | 0.30561 | 0.30561 | 0.87644 | 0.34552 | 0.23607 | 0 | 0 | 0.64562 | 0.85008 | 0.012462 | 0.00079999 | 0.21193 | 0.21959 | 0.64562 | 0 | 0 | 0.85 | 0.85 | 0.85 | 0.85 | 0.87644 | 0.012462 | 0.35507 | 0 | 0.0076969
2025-01-11 03:00 | 38504.7375 | 37991.0979 | 0 | 513.6396 | 0 | 0.25178 | 0.25393 | 0.21303 | 11 | 3 | Spring | 0.25348 | 0.29808 | 0.29808 | 0.87591 | 0.33422 | 0.25393 | 0 | 0 | 0.64562 | 0.85008 | 0.013439 | 0.00079999 | 0.21303 | 0.21762 | 0.64562 | 0 | 0 | 0.85 | 0.85 | 0.85 | 0.85 | 0.87591 | 0.013439 | 0.3547 | 0 | 0
2025-01-11 04:00 | 38929.9766 | 38397.3255 | 0 | 532.6512 | 0 | 0.2611 | 0.26399 | 0.20887 | 11 | 4 | Spring | 0.24517 | 0.29516 | 0.29516 | 0.87706 | 0.32769 | 0.26399 | 0 | 0 | 0.64562 | 0.85008 | 0.013579 | 0.00079999 | 0.20887 | 0.22054 | 0.64562 | 0 | 0 | 0.85 | 0.85 | 0.85 | 0.85 | 0.87706 | 0.013579 | 0.36068 | 0 | 0
2025-01-11 05:00 | 40963.046 | 40427.0867 | 0 | 535.9593 | 0 | 0.26273 | 0.26572 | 0.20858 | 11 | 5 | Spring | 0.24319 | 0.29542 | 0.29542 | 0.87925 | 0.32324 | 0.26572 | 0 | 0 | 0.64562 | 0.85008 | 0.013719 | 0.00079999 | 0.20858 | 0.24903 | 0.64562 | 0 | 0 | 0.85 | 0.85 | 0.85 | 0.85 | 0.87925 | 0.013719 | 0.38813 | 0 | 0
2025-01-11 06:00 | 43149.3169 | 42633.0685 | 0 | 516.2484 | 0 | 0.25306 | 0.25562 | 0.20692 | 11 | 6 | Spring | 0.25416 | 0.29826 | 0.29826 | 0.88123 | 0.35611 | 0.25562 | 0 | 0 | 0.6501 | 0.85008 | 0.013404 | 0.00083936 | 0.20692 | 0.30317 | 0.6501 | 0 | 0 | 0.85 | 0.85 | 0.85 | 0.85 | 0.88123 | 0.013404 | 0.4151 | 0 | 0
2025-01-11 07:00 | 46851.5651 | 46228.8118 | 136.2797 | 486.4736 | 0.0061547 | 0.23847 | 0.24063 | 0.19939 | 11 | 7 | Spring | 0.26383 | 0.30635 | 0.30635 | 0.88211 | 0.39696 | 0.24063 | 0.0061547 | 0 | 0.65669 | 0.85008 | 0.012671 | 0.0010882 | 0.19939 | 0.29 | 0.65669 | 0 | 0 | 0.85 | 0.85 | 0.85 | 0.85 | 0.88211 | 0.012671 | 0.40054 | 0.0043083 | 0.0096656
2025-01-11 08:00 | 47807.3371 | 44884.1417 | 2468.7127 | 454.4827 | 0.11149 | 0.22279 | 0.2249 | 0.18458 | 11 | 8 | Spring | 0.26441 | 0.30255 | 0.30255 | 0.88442 | 0.42633 | 0.2249 | 0.11149 | 0 | 0.65669 | 0.85008 | 0.012183 | 0.0010228 | 0.18458 | 0.28372 | 0.65669 | 0 | 0 | 0.85 | 0.85 | 0.85 | 0.85 | 0.88442 | 0.012183 | 0.39226 | 0.078044 | 0.029613
2025-01-11 09:00 | 48617.6485 | 42446.6109 | 5733.4809 | 437.5567 | 0.25894 | 0.21449 | 0.21682 | 0.17229 | 11 | 9 | Spring | 0.25911 | 0.30095 | 0.30095 | 0.88542 | 0.45108 | 0.21682 | 0.25894 | 0.38061 | 0.65642 | 0.85008 | 0.011659 | 0.00079999 | 0.17229 | 0.26073 | 0.65642 | 0 | 0 | 0.85 | 0.85 | 0.85 | 0.85 | 0.88542 | 0.011659 | 0.37528 | 0.18125 | 0
2025-01-11 10:00 | 48189.3489 | 39473.0559 | 8271.1758 | 445.1172 | 0.37354 | 0.21819 | 0.22084 | 0.17036 | 11 | 10 | Spring | 0.26146 | 0.29721 | 0.29721 | 0.88641 | 0.4463 | 0.22084 | 0.37354 | 0.64871 | 0.65688 | 0.85008 | 0.011484 | 0.00079999 | 0.17036 | 0.27476 | 0.65688 | 0 | 0 | 0.85 | 0.85 | 0.85 | 0.85 | 0.88641 | 0.011484 | 0.37825 | 0.26148 | 0
2025-01-11 11:00 | 47283.2308 | 37038.7081 | 9792.575 | 451.9477 | 0.44225 | 0.22154 | 0.22422 | 0.17322 | 11 | 11 | Spring | 0.25473 | 0.28311 | 0.28311 | 0.88809 | 0.41276 | 0.22422 | 0.44225 | 0.69148 | 0.65688 | 0.85008 | 0.01138 | 0.00079999 | 0.17322 | 0.29695 | 0.65688 | 0 | 0 | 0.85 | 0.85 | 0.85 | 0.85 | 0.88809 | 0.01138 | 0.38376 | 0.30958 | 0.0092363
2025-01-11 12:00 | 46109.9889 | 35546.3482 | 10097.0931 | 466.5475 | 0.45601 | 0.2287 | 0.23139 | 0.18011 | 11 | 12 | Spring | 0.24979 | 0.27224 | 0.27224 | 0.88874 | 0.38152 | 0.23139 | 0.45601 | 0.67553 | 0.65688 | 0.85008 | 0.011484 | 0.00080167 | 0.18011 | 0.31905 | 0.65688 | 0 | 0 | 0.85 | 0.85 | 0.85 | 0.85 | 0.88874 | 0.011484 | 0.39243 | 0.3192 | 0.0092363
2025-01-11 13:00 | 43873.9639 | 33946.3545 | 9456.3827 | 471.2267 | 0.42707 | 0.23099 | 0.2335 | 0.18573 | 11 | 13 | Spring | 0.2448 | 0.25993 | 0.25993 | 0.88865 | 0.35645 | 0.2335 | 0.42707 | 0.66427 | 0.65688 | 0.85008 | 0.010123 | 0.00079999 | 0.18573 | 0.32335 | 0.65688 | 0 | 0 | 0.85 | 0.85 | 0.85 | 0.85 | 0.88865 | 0.010123 | 0.40028 | 0.29895 | 0.0092363
2025-01-11 14:00 | 43375.1709 | 35125.385 | 7779.0453 | 470.7406 | 0.35132 | 0.23076 | 0.23308 | 0.18881 | 11 | 14 | Spring | 0.24385 | 0.25881 | 0.25881 | 0.88747 | 0.34975 | 0.23308 | 0.35132 | 0.65679 | 0.65688 | 0.85008 | 0.0099835 | 0.0013328 | 0.18881 | 0.32489 | 0.65688 | 0 | 0 | 0.85 | 0.85 | 0.85 | 0.85 | 0.88747 | 0.0099835 | 0.40115 | 0.24592 | 0.0094141
2025-01-11 15:00 | 43377.1425 | 37681.5857 | 5224.8411 | 470.7158 | 0.23596 | 0.23074 | 0.23283 | 0.19294 | 11 | 15 | Spring | 0.24372 | 0.26351 | 0.26351 | 0.88663 | 0.34492 | 0.23283 | 0.23596 | 0.66692 | 0.65688 | 0.85008 | 0.010088 | 0.0013328 | 0.19294 | 0.33518 | 0.65688 | 0 | 0 | 0.85 | 0.85 | 0.85 | 0.85 | 0.88663 | 0.010088 | 0.4158 | 0.16518 | 0.0094141
2025-01-11 16:00 | 44753.1973 | 42125.7134 | 2149.9592 | 477.5247 | 0.097096 | 0.23408 | 0.23601 | 0.19923 | 11 | 16 | Spring | 0.24178 | 0.27908 | 0.27908 | 0.87629 | 0.34371 | 0.23601 | 0.097096 | 0.67652 | 0.66614 | 0.85008 | 0.010018 | 0.0013328 | 0.19923 | 0.36047 | 0.66614 | 0 | 0 | 0.85 | 0.85 | 0.85 | 0.85 | 0.87629 | 0.010018 | 0.43848 | 0.067968 | 0.0092363
2025-01-11 17:00 | 49106.9408 | 48526.6916 | 96.2543 | 483.9949 | 0.004347 | 0.23725 | 0.23892 | 0.20708 | 11 | 17 | Spring | 0.24363 | 0.29823 | 0.29823 | 0.87688 | 0.36264 | 0.23892 | 0.004347 | 0.6679 | 0.66614 | 0.85008 | 0.010018 | 0.0035317 | 0.20708 | 0.37417 | 0.66614 | 0 | 0 | 0.85 | 0.85 | 0.85 | 0.85 | 0.87688 | 0.010018 | 0.48342 | 0.0030429 | 0.28272
2025-01-11 18:00 | 50229.1195 | 49740.3188 | 0 | 488.8007 | 0 | 0.23961 | 0.24093 | 0.21571 | 11 | 18 | Spring | 0.25066 | 0.31384 | 0.31384 | 0.87696 | 0.40118 | 0.24093 | 0 | 0.58773 | 0.66614 | 0.85008 | 0.010158 | 0.027398 | 0.21571 | 0.3962 | 0.66614 | 0 | 0 | 0.85 | 0.85 | 0.85 | 0.85 | 0.87696 | 0.010158 | 0.50599 | 0 | 0.42211
2025-01-11 19:00 | 50202.893 | 49707.9865 | 0 | 494.9065 | 0 | 0.2426 | 0.24376 | 0.2216 | 11 | 19 | Spring | 0.26664 | 0.33067 | 0.33067 | 0.8775 | 0.42487 | 0.24376 | 0 | 0.23069 | 0.66641 | 0.85008 | 0.010612 | 0.027398 | 0.2216 | 0.41363 | 0.66641 | 0 | 0 | 0.85 | 0.85 | 0.85 | 0.85 | 0.8775 | 0.010612 | 0.52452 | 0 | 0.39185
2025-01-11 20:00 | 49476.8147 | 48977.0642 | 0 | 499.7505 | 0 | 0.24498 | 0.24607 | 0.22513 | 11 | 20 | Spring | 0.28392 | 0.33907 | 0.33907 | 0.87706 | 0.44583 | 0.24607 | 0 | 0 | 0.66641 | 0.85008 | 0.010717 | 0.013216 | 0.22513 | 0.41376 | 0.66641 | 0 | 0 | 0.85 | 0.85 | 0.85 | 0.85 | 0.87706 | 0.010717 | 0.52178 | 0 | 0.34357
2025-01-11 21:00 | 47388.349 | 46880.002 | 0 | 508.347 | 0 | 0.24919 | 0.25033 | 0.22854 | 11 | 21 | Spring | 0.28852 | 0.33774 | 0.33774 | 0.87764 | 0.44688 | 0.25033 | 0 | 0 | 0.66641 | 0.85008 | 0.010682 | 0.0013328 | 0.22854 | 0.40821 | 0.66641 | 0 | 0 | 0.85 | 0.85 | 0.85 | 0.85 | 0.87764 | 0.010682 | 0.49219 | 0 | 0.10075
2025-01-11 22:00 | 44485.5305 | 43965.5579 | 0 | 519.9726 | 0 | 0.25489 | 0.25634 | 0.22867 | 11 | 22 | Spring | 0.27883 | 0.33192 | 0.33192 | 0.87863 | 0.45017 | 0.25634 | 0 | 0 | 0.66641 | 0.85008 | 0.010717 | 0.0013328 | 0.22867 | 0.36384 | 0.66641 | 0 | 0 | 0.85 | 0.85 | 0.85 | 0.85 | 0.87863 | 0.010717 | 0.43629 | 0 | 0.081544
2025-01-11 23:00 | 41008.1417 | 40479.7282 | 0 | 528.4135 | 0 | 0.25903 | 0.26048 | 0.23279 | 11 | 23 | Spring | 0.26601 | 0.32932 | 0.32932 | 0.87267 | 0.42104 | 0.26048 | 0 | 0 | 0.65528 | 0.85008 | 0.011973 | 0.0013328 | 0.23279 | 0.30433 | 0.65528 | 0 | 0 | 0.85 | 0.85 | 0.85 | 0.85 | 0.87267 | 0.011973 | 0.38142 | 0 | 0.039465
2025-01-12 00:00 | 38486.8232 | 37955.6057 | 0 | 531.2174 | 0 | 0.2604 | 0.26166 | 0.23759 | 12 | 0 | Spring | 0.27877 | 0.32807 | 0.32807 | 0.86806 | 0.41526 | 0.26166 | 0 | 0 | 0.64562 | 0.85008 | 0.0133 | 0.00079999 | 0.23759 | 0.22892 | 0.64562 | 0 | 0 | 0.85 | 0.85 | 0.85 | 0.85 | 0.86806 | 0.0133 | 0.36461 | 0 | 0.048952
2025-01-12 01:00 | 37615.5587 | 37084.7876 | 0 | 530.7711 | 0 | 0.26018 | 0.26102 | 0.24504 | 12 | 1 | Spring | 0.27126 | 0.31736 | 0.31736 | 0.87726 | 0.38 | 0.26102 | 0 | 0 | 0.64562 | 0.85008 | 0.012357 | 0.00079999 | 0.24504 | 0.2248 | 0.64562 | 0 | 0 | 0.85 | 0.85 | 0.85 | 0.85 | 0.87726 | 0.012357 | 0.36019 | 0 | 0
2025-01-12 02:00 | 37459.5276 | 36932.8238 | 0 | 526.7038 | 0 | 0.25819 | 0.25857 | 0.2513 | 12 | 2 | Spring | 0.2611 | 0.30561 | 0.30561 | 0.87644 | 0.34552 | 0.25857 | 0 | 0 | 0.64562 | 0.85008 | 0.012462 | 0.00079999 | 0.2513 | 0.21959 | 0.64562 | 0 | 0 | 0.85 | 0.85 | 0.85 | 0.85 | 0.87644 | 0.012462 | 0.35507 | 0 | 0.0076969
2025-01-12 03:00 | 37524.2534 | 37000.1999 | 0 | 524.0535 | 0 | 0.25689 | 0.25708 | 0.25339 | 12 | 3 | Spring | 0.25348 | 0.29808 | 0.29808 | 0.87591 | 0.33422 | 0.25708 | 0 | 0 | 0.64562 | 0.85008 | 0.013439 | 0.00079999 | 0.25339 | 0.21762 | 0.64562 | 0 | 0 | 0.85 | 0.85 | 0.85 | 0.85 | 0.87591 | 0.013439 | 0.3547 | 0 | 0
2025-01-12 04:00 | 37977.9745 | 37461.8385 | 0 | 516.136 | 0 | 0.25301 | 0.25319 | 0.2498 | 12 | 4 | Spring | 0.24517 | 0.29516 | 0.29516 | 0.87706 | 0.32769 | 0.25319 | 0 | 0 | 0.64562 | 0.85008 | 0.013579 | 0.00079999 | 0.2498 | 0.22054 | 0.64562 | 0 | 0 | 0.85 | 0.85 | 0.85 | 0.85 | 0.87706 | 0.013579 | 0.36068 | 0 | 0
2025-01-12 05:00 | 40130.5855 | 39632.2063 | 0 | 498.3792 | 0 | 0.2443 | 0.24439 | 0.24281 | 12 | 5 | Spring | 0.24319 | 0.29542 | 0.29542 | 0.87925 | 0.32324 | 0.24439 | 0 | 0 | 0.64562 | 0.85008 | 0.013719 | 0.00079999 | 0.24281 | 0.24903 | 0.64562 | 0 | 0 | 0.85 | 0.85 | 0.85 | 0.85 | 0.87925 | 0.013719 | 0.38813 | 0 | 0
2025-01-12 06:00 | 42362.2258 | 41892.6688 | 0 | 469.557 | 0 | 0.23018 | 0.23014 | 0.23076 | 12 | 6 | Spring | 0.25416 | 0.29826 | 0.29826 | 0.88123 | 0.35611 | 0.23014 | 0 | 0 | 0.6501 | 0.85008 | 0.013404 | 0.00083936 | 0.23076 | 0.30317 | 0.6501 | 0 | 0 | 0.85 | 0.85 | 0.85 | 0.85 | 0.88123 | 0.013404 | 0.4151 | 0 | 0
2025-01-12 07:00 | 46128.8619 | 45552.6609 | 130.972 | 445.2291 | 0.005915 | 0.21825 | 0.21817 | 0.2197 | 12 | 7 | Spring | 0.26383 | 0.30635 | 0.30635 | 0.88211 | 0.39696 | 0.21817 | 0.005915 | 0 | 0.65669 | 0.85008 | 0.012671 | 0.0010882 | 0.2197 | 0.29 | 0.65669 | 0 | 0 | 0.85 | 0.85 | 0.85 | 0.85 | 0.88211 | 0.012671 | 0.40054 | 0.0041405 | 0.0096656
2025-01-12 08:00 | 47183.0195 | 44442.8829 | 2324.0238 | 416.1128 | 0.10496 | 0.20398 | 0.20369 | 0.20925 | 12 | 8 | Spring | 0.26441 | 0.30255 | 0.30255 | 0.88442 | 0.42633 | 0.20369 | 0.10496 | 0 | 0.65669 | 0.85008 | 0.012183 | 0.0010228 | 0.20925 | 0.28372 | 0.65669 | 0 | 0 | 0.85 | 0.85 | 0.85 | 0.85 | 0.88442 | 0.012183 | 0.39226 | 0.07347 | 0.029613
2025-01-12 09:00 | 48060.8417 | 41978.3594 | 5665.1729 | 417.3094 | 0.25585 | 0.20456 | 0.20519 | 0.19321 | 12 | 9 | Spring | 0.25911 | 0.30095 | 0.30095 | 0.88542 | 0.45108 | 0.20519 | 0.25585 | 0.38061 | 0.65642 | 0.85008 | 0.011659 | 0.00079999 | 0.19321 | 0.26073 | 0.65642 | 0 | 0 | 0.85 | 0.85 | 0.85 | 0.85 | 0.88542 | 0.011659 | 0.37528 | 0.1791 | 0
2025-01-12 10:00 | 47678.3698 | 38857.4322 | 8397.7061 | 423.2315 | 0.37926 | 0.20747 | 0.20871 | 0.18504 | 12 | 10 | Spring | 0.26146 | 0.29721 | 0.29721 | 0.88641 | 0.4463 | 0.20871 | 0.37926 | 0.64871 | 0.65688 | 0.85008 | 0.011484 | 0.00079999 | 0.18504 | 0.27476 | 0.65688 | 0 | 0 | 0.85 | 0.85 | 0.85 | 0.85 | 0.88641 | 0.011484 | 0.37825 | 0.26548 | 0
2025-01-12 11:00 | 46828.3906 | 36408.0984 | 9980.672 | 439.6203 | 0.45075 | 0.2155 | 0.21694 | 0.1894 | 12 | 11 | Spring | 0.25473 | 0.28311 | 0.28311 | 0.88809 | 0.41276 | 0.21694 | 0.45075 | 0.69148 | 0.65688 | 0.85008 | 0.01138 | 0.00079999 | 0.1894 | 0.29695 | 0.65688 | 0 | 0 | 0.85 | 0.85 | 0.85 | 0.85 | 0.88809 | 0.01138 | 0.38376 | 0.31552 | 0.0092363
2025-01-12 12:00 | 45740.8466 | 34765.1805 | 10515.246 | 460.4201 | 0.47489 | 0.2257 | 0.22727 | 0.19725 | 12 | 12 | Spring | 0.24979 | 0.27224 | 0.27224 | 0.88874 | 0.38152 | 0.22727 | 0.47489 | 0.67553 | 0.65688 | 0.85008 | 0.011484 | 0.00080167 | 0.19725 | 0.31905 | 0.65688 | 0 | 0 | 0.85 | 0.85 | 0.85 | 0.85 | 0.88874 | 0.011484 | 0.39243 | 0.33242 | 0.0092363
2025-01-12 13:00 | 43573.2653 | 33284.6712 | 9807.6606 | 480.9334 | 0.44293 | 0.23575 | 0.2376 | 0.20242 | 12 | 13 | Spring | 0.2448 | 0.25993 | 0.25993 | 0.88865 | 0.35645 | 0.2376 | 0.44293 | 0.66427 | 0.65688 | 0.85008 | 0.010123 | 0.00079999 | 0.20242 | 0.32335 | 0.65688 | 0 | 0 | 0.85 | 0.85 | 0.85 | 0.85 | 0.88865 | 0.010123 | 0.40028 | 0.31005 | 0.0092363
2025-01-12 14:00 | 43173.781 | 34663.8418 | 8003.5829 | 506.3564 | 0.36146 | 0.24821 | 0.25037 | 0.2092 | 12 | 14 | Spring | 0.24385 | 0.25881 | 0.25881 | 0.88747 | 0.34975 | 0.25037 | 0.36146 | 0.65679 | 0.65688 | 0.85008 | 0.0099835 | 0.0013328 | 0.2092 | 0.32489 | 0.65688 | 0 | 0 | 0.85 | 0.85 | 0.85 | 0.85 | 0.88747 | 0.0099835 | 0.40115 | 0.25302 | 0.0094141
2025-01-12 15:00 | 43282.1187 | 37426.7722 | 5326.8325 | 528.5141 | 0.24057 | 0.25908 | 0.26124 | 0.21994 | 12 | 15 | Spring | 0.24372 | 0.26351 | 0.26351 | 0.88663 | 0.34492 | 0.26124 | 0.24057 | 0.66692 | 0.65688 | 0.85008 | 0.010088 | 0.0013328 | 0.21994 | 0.33518 | 0.65688 | 0 | 0 | 0.85 | 0.85 | 0.85 | 0.85 | 0.88663 | 0.010088 | 0.4158 | 0.1684 | 0.0094141
2025-01-12 16:00 | 44834.1645 | 42107.0252 | 2192.6917 | 534.4476 | 0.099026 | 0.26198 | 0.26349 | 0.23475 | 12 | 16 | Spring | 0.24178 | 0.27908 | 0.27908 | 0.87629 | 0.34371 | 0.26349 | 0.099026 | 0.67652 | 0.66614 | 0.85008 | 0.010018 | 0.0013328 | 0.23475 | 0.36047 | 0.66614 | 0 | 0 | 0.85 | 0.85 | 0.85 | 0.85 | 0.87629 | 0.010018 | 0.43848 | 0.069318 | 0.0092363
2025-01-12 17:00 | 49407.3874 | 48751.787 | 105.402 | 550.1984 | 0.0047602 | 0.26971 | 0.27076 | 0.25058 | 12 | 17 | Spring | 0.24363 | 0.29823 | 0.29823 | 0.87688 | 0.36264 | 0.27076 | 0.0047602 | 0.6679 | 0.66614 | 0.85008 | 0.010018 | 0.0035317 | 0.25058 | 0.37417 | 0.66614 | 0 | 0 | 0.85 | 0.85 | 0.85 | 0.85 | 0.87688 | 0.010018 | 0.48342 | 0.0033321 | 0.28272
2025-01-12 18:00 | 50577.7081 | 50013.5408 | 0 | 564.1673 | 0 | 0.27655 | 0.27731 | 0.26282 | 12 | 18 | Spring | 0.25066 | 0.31384 | 0.31384 | 0.87696 | 0.40118 | 0.27731 | 0 | 0.58773 | 0.66614 | 0.85008 | 0.010158 | 0.027398 | 0.26282 | 0.3962 | 0.66614 | 0 | 0 | 0.85 | 0.85 | 0.85 | 0.85 | 0.87696 | 0.010158 | 0.50599 | 0 | 0.42211
2025-01-12 19:00 | 50600.3797 | 50030.9867 | 0 | 569.393 | 0 | 0.27911 | 0.27934 | 0.27501 | 12 | 19 | Spring | 0.26664 | 0.33067 | 0.33067 | 0.8775 | 0.42487 | 0.27934 | 0 | 0.23069 | 0.66641 | 0.85008 | 0.010612 | 0.027398 | 0.27501 | 0.41363 | 0.66641 | 0 | 0 | 0.85 | 0.85 | 0.85 | 0.85 | 0.8775 | 0.010612 | 0.52452 | 0 | 0.39185
2025-01-12 20:00 | 49963.276 | 49393.4714 | 0 | 569.8045 | 0 | 0.27932 | 0.2794 | 0.27777 | 12 | 20 | Spring | 0.28392 | 0.33907 | 0.33907 | 0.87706 | 0.44583 | 0.2794 | 0 | 0 | 0.66641 | 0.85008 | 0.010717 | 0.013216 | 0.27777 | 0.41376 | 0.66641 | 0 | 0 | 0.85 | 0.85 | 0.85 | 0.85 | 0.87706 | 0.010717 | 0.52178 | 0 | 0.34357
2025-01-12 21:00 | 47991.5106 | 47429.2678 | 0 | 562.2428 | 0 | 0.27561 | 0.2754 | 0.27932 | 12 | 21 | Spring | 0.28852 | 0.33774 | 0.33774 | 0.87764 | 0.44688 | 0.2754 | 0 | 0 | 0.66641 | 0.85008 | 0.010682 | 0.0013328 | 0.27932 | 0.40821 | 0.66641 | 0 | 0 | 0.85 | 0.85 | 0.85 | 0.85 | 0.87764 | 0.010682 | 0.49219 | 0 | 0.10075
2025-01-12 22:00 | 45212.4498 | 44650.5654 | 0 | 561.8844 | 0 | 0.27543 | 0.27536 | 0.2767 | 12 | 22 | Spring | 0.27883 | 0.33192 | 0.33192 | 0.87863 | 0.45017 | 0.27536 | 0 | 0 | 0.66641 | 0.85008 | 0.010717 | 0.0013328 | 0.2767 | 0.36384 | 0.66641 | 0 | 0 | 0.85 | 0.85 | 0.85 | 0.85 | 0.87863 | 0.010717 | 0.43629 | 0 | 0.081544
2025-01-12 23:00 | 41847.4764 | 41266.7329 | 0 | 580.7435 | 0 | 0.28468 | 0.28517 | 0.27584 | 12 | 23 | Spring | 0.26601 | 0.32932 | 0.32932 | 0.87267 | 0.42104 | 0.28517 | 0 | 0 | 0.65528 | 0.85008 | 0.011973 | 0.0013328 | 0.27584 | 0.30433 | 0.65528 | 0 | 0 | 0.85 | 0.85 | 0.85 | 0.85 | 0.87267 | 0.011973 | 0.38142 | 0 | 0.039465
2025-01-13 00:00 | 63174.191 | 62579.766 | 0 | 594.425 | 0 | 0.29138 | 0.29214 | 0.27777 | 13 | 0 | Winter Peak | 0.78684 | 0.4395 | 0.4395 | 0.95884 | 0.39604 | 0.29214 | 0 | 0 | 0.65714 | 0.85008 | 0.055084 | 0.0013328 | 0.27777 | 0.4288 | 0.65714 | 0 | 0 | 0.85 | 0.85 | 0.85 | 0.85 | 0.95884 | 0.055084 | 0.49358 | 0 | 0.005841
2025-01-13 01:00 | 62406.9226 | 61816.6741 | 0 | 590.2485 | 0 | 0.28934 | 0.29001 | 0.27721 | 13 | 1 | Winter Peak | 0.77838 | 0.42769 | 0.42769 | 0.95772 | 0.35356 | 0.29001 | 0 | 0 | 0.65714 | 0.85008 | 0.021014 | 0.00083936 | 0.27721 | 0.41457 | 0.65714 | 0 | 0 | 0.85 | 0.85 | 0.85 | 0.85 | 0.95772 | 0.021014 | 0.48366 | 0 | 0
2025-01-13 02:00 | 62220.3282 | 61628.1571 | 0 | 592.1711 | 0 | 0.29028 | 0.29113 | 0.27485 | 13 | 2 | Winter Peak | 0.77383 | 0.41814 | 0.41814 | 0.95559 | 0.32805 | 0.29113 | 0 | 0 | 0.65714 | 0.85008 | 0.018745 | 0.00079999 | 0.27485 | 0.40342 | 0.65714 | 0 | 0 | 0.85 | 0.85 | 0.85 | 0.85 | 0.95559 | 0.018745 | 0.48042 | 0 | 0
2025-01-13 03:00 | 62279.3314 | 61673.9622 | 0 | 605.3691 | 0 | 0.29675 | 0.298 | 0.27407 | 13 | 3 | Winter Peak | 0.77051 | 0.41471 | 0.41471 | 0.9553 | 0.30864 | 0.298 | 0 | 0 | 0.65714 | 0.85008 | 0.019688 | 0.00079999 | 0.27407 | 0.40237 | 0.65714 | 0 | 0 | 0.85 | 0.85 | 0.85 | 0.85 | 0.9553 | 0.019688 | 0.47953 | 0 | 0
2025-01-13 04:00 | 63110.2303 | 62497.6152 | 0 | 612.6151 | 0 | 0.3003 | 0.30192 | 0.27102 | 13 | 4 | Winter Peak | 0.76333 | 0.41653 | 0.41653 | 0.95476 | 0.29732 | 0.30192 | 0 | 0 | 0.65714 | 0.85008 | 0.024226 | 0.00079999 | 0.27102 | 0.41478 | 0.65714 | 0 | 0 | 0.85 | 0.85 | 0.85 | 0.85 | 0.95476 | 0.024226 | 0.48811 | 0 | 0
2025-01-13 05:00 | 68043.4266 | 67422.7504 | 0 | 620.6762 | 0 | 0.30425 | 0.30622 | 0.26869 | 13 | 5 | Winter Peak | 0.76397 | 0.42656 | 0.42656 | 0.95318 | 0.30835 | 0.30622 | 0 | 0 | 0.65714 | 0.85008 | 0.038956 | 0.00079999 | 0.26869 | 0.46875 | 0.65714 | 0 | 0 | 0.85 | 0.85 | 0.85 | 0.85 | 0.95318 | 0.038956 | 0.52604 | 0 | 0
2025-01-13 06:00 | 76028.9536 | 75413.7366 | 0 | 615.217 | 0 | 0.30158 | 0.30363 | 0.26448 | 13 | 6 | Winter Peak | 0.77622 | 0.44373 | 0.44373 | 0.95422 | 0.35077 | 0.30363 | 0 | 0 | 0.65714 | 0.85008 | 0.095995 | 0.00079999 | 0.26448 | 0.54606 | 0.65714 | 0 | 0 | 0.85 | 0.85 | 0.85 | 0.85 | 0.95422 | 0.095995 | 0.55621 | 0 | 0.00017779
2025-01-13 07:00 | 84046.421 | 83339.2769 | 94.8724 | 612.2716 | 0.0042846 | 0.30013 | 0.30178 | 0.27035 | 13 | 7 | Winter Peak | 0.79675 | 0.46785 | 0.46785 | 0.95426 | 0.42875 | 0.30178 | 0.0042846 | 0 | 0.65714 | 0.85008 | 0.14633 | 0.018485 | 0.27035 | 0.55329 | 0.65714 | 0 | 0 | 0.85 | 0.85 | 0.85 | 0.85 | 0.95426 | 0.14633 | 0.5704 | 0.0029992 | 0.00079354
2025-01-13 08:00 | 81070.3463 | 78803.6296 | 1677.6185 | 589.0982 | 0.075765 | 0.28877 | 0.28945 | 0.27662 | 13 | 8 | Winter Peak | 0.81616 | 0.48757 | 0.48757 | 0.95409 | 0.46748 | 0.28945 | 0.075765 | 0 | 0.65714 | 0.85008 | 0.13041 | 0.018501 | 0.27662 | 0.50439 | 0.65714 | 0 | 0 | 0.85 | 0.85 | 0.85 | 0.85 | 0.95409 | 0.13041 | 0.53483 | 0.053035 | 0.00017779
2025-01-13 09:00 | 79190.3312 | 74558.2713 | 4047.3693 | 584.6906 | 0.18279 | 0.28661 | 0.28762 | 0.26845 | 13 | 9 | Winter Peak | 0.82743 | 0.4868 | 0.4868 | 0.95409 | 0.47176 | 0.28762 | 0.18279 | 0.0015113 | 0.65714 | 0.85008 | 0.10175 | 0.00079999 | 0.26845 | 0.45454 | 0.65714 | 0 | 0 | 0.85 | 0.85 | 0.85 | 0.85 | 0.95409 | 0.10175 | 0.50594 | 0.12795 | 0
2025-01-13 10:00 | 77489.025 | 70882.1011 | 5999.1996 | 607.7243 | 0.27094 | 0.2979 | 0.30003 | 0.25942 | 13 | 10 | Winter Peak | 0.81193 | 0.46822 | 0.46822 | 0.95392 | 0.43943 | 0.30003 | 0.27094 | 0.34759 | 0.65714 | 0.85008 | 0.06409 | 0.00079999 | 0.25942 | 0.43658 | 0.65714 | 0 | 0 | 0.85 | 0.85 | 0.85 | 0.85 | 0.95392 | 0.06409 | 0.48847 | 0.18966 | 0
2025-01-13 11:00 | 74210.2575 | 66042.9002 | 7536.9341 | 630.4232 | 0.34038 | 0.30903 | 0.31158 | 0.26287 | 13 | 11 | Winter Peak | 0.77725 | 0.44649 | 0.44649 | 0.95346 | 0.4136 | 0.31158 | 0.34038 | 0.56098 | 0.65714 | 0.85008 | 0.023737 | 0.00079999 | 0.26287 | 0.42784 | 0.65714 | 0 | 0 | 0.85 | 0.85 | 0.85 | 0.85 | 0.95346 | 0.023737 | 0.47131 | 0.23827 | 0
2025-01-13 12:00 | 72617.5633 | 63804.2464 | 8172.8209 | 640.496 | 0.3691 | 0.31397 | 0.31633 | 0.27137 | 13 | 12 | Winter Peak | 0.75514 | 0.43187 | 0.43187 | 0.9539 | 0.37988 | 0.31633 | 0.3691 | 0.54133 | 0.65714 | 0.85008 | 0.028414 | 0.00079999 | 0.27137 | 0.41935 | 0.65714 | 0 | 0 | 0.85 | 0.85 | 0.85 | 0.85 | 0.9539 | 0.028414 | 0.46484 | 0.25837 | 0
2025-01-13 13:00 | 72329.0493 | 63766.44 | 7932.9409 | 629.6684 | 0.35827 | 0.30866 | 0.31052 | 0.27506 | 13 | 13 | Winter Peak | 0.7313 | 0.41622 | 0.41622 | 0.95449 | 0.35466 | 0.31052 | 0.35827 | 0.50816 | 0.65714 | 0.85008 | 0.032883 | 0.00079999 | 0.27506 | 0.39041 | 0.65714 | 0 | 0 | 0.85 | 0.85 | 0.85 | 0.85 | 0.95449 | 0.032883 | 0.45621 | 0.25079 | 0
2025-01-13 14:00 | 72509.3824 | 65165.8728 | 6732.7783 | 610.7313 | 0.30407 | 0.29938 | 0.301 | 0.27011 | 13 | 14 | Winter Peak | 0.71732 | 0.3979 | 0.3979 | 0.95429 | 0.33621 | 0.301 | 0.30407 | 0.49139 | 0.65714 | 0.85008 | 0.036164 | 0.00079999 | 0.27011 | 0.37862 | 0.65714 | 0 | 0 | 0.85 | 0.85 | 0.85 | 0.85 | 0.95429 | 0.036164 | 0.45427 | 0.21285 | 0
2025-01-13 15:00 | 73021.5436 | 67886.1059 | 4567.4025 | 568.0351 | 0.20627 | 0.27845 | 0.2797 | 0.25578 | 13 | 15 | Winter Peak | 0.70565 | 0.38579 | 0.38579 | 0.95455 | 0.32522 | 0.2797 | 0.20627 | 0.50914 | 0.65714 | 0.85008 | 0.037071 | 0.0010513 | 0.25578 | 0.40121 | 0.65714 | 0 | 0 | 0.85 | 0.85 | 0.85 | 0.85 | 0.95455 | 0.037071 | 0.4753 | 0.14439 | 0
2025-01-13 16:00 | 74833.3532 | 72398.3175 | 1915.8436 | 519.1921 | 0.086523 | 0.25451 | 0.25546 | 0.23735 | 13 | 16 | Winter Peak | 0.68921 | 0.38321 | 0.38321 | 0.95517 | 0.32641 | 0.25546 | 0.086523 | 0.53718 | 0.66641 | 0.85008 | 0.038328 | 0.0013328 | 0.23735 | 0.49837 | 0.66641 | 0 | 0 | 0.85 | 0.85 | 0.85 | 0.85 | 0.95517 | 0.038328 | 0.5236 | 0.060566 | 0
2025-01-13 17:00 | 78668.3362 | 78078.688 | 97.7472 | 491.901 | 0.0044145 | 0.24113 | 0.2421 | 0.22363 | 13 | 17 | Winter Peak | 0.67362 | 0.38986 | 0.38986 | 0.95628 | 0.3507 | 0.2421 | 0.0044145 | 0.51413 | 0.66641 | 0.85008 | 0.037979 | 0.0013328 | 0.22363 | 0.57013 | 0.66641 | 0 | 0 | 0.85 | 0.85 | 0.85 | 0.85 | 0.95628 | 0.037979 | 0.55688 | 0.0030901 | 0.063622
2025-01-13 18:00 | 79856.7305 | 79395.373 | 0 | 461.3575 | 0 | 0.22616 | 0.22735 | 0.20456 | 13 | 18 | Winter Peak | 0.67848 | 0.40517 | 0.40517 | 0.95673 | 0.36572 | 0.22735 | 0 | 0.25986 | 0.66641 | 0.85008 | 0.039585 | 0.0013328 | 0.20456 | 0.60388 | 0.66641 | 0 | 0 | 0.85 | 0.85 | 0.85 | 0.85 | 0.95673 | 0.039585 | 0.59723 | 0 | 0.28409
2025-01-13 19:00 | 78757.7907 | 78325.2363 | 0 | 432.5545 | 0 | 0.21204 | 0.21353 | 0.18506 | 13 | 19 | Winter Peak | 0.71147 | 0.43141 | 0.43141 | 0.95738 | 0.37649 | 0.21353 | 0 | 0 | 0.66641 | 0.85008 | 0.037665 | 0.0013328 | 0.18506 | 0.60099 | 0.66641 | 0 | 0 | 0.85 | 0.85 | 0.85 | 0.85 | 0.95738 | 0.037665 | 0.60935 | 0 | 0.16714
2025-01-13 20:00 | 76613.8601 | 76208.823 | 0 | 405.0371 | 0 | 0.19855 | 0.20017 | 0.16923 | 13 | 20 | Winter Peak | 0.73125 | 0.43597 | 0.43597 | 0.95737 | 0.38988 | 0.20017 | 0 | 0 | 0.66641 | 0.85008 | 0.03571 | 0.0083274 | 0.16923 | 0.59436 | 0.66641 | 0 | 0 | 0.85 | 0.85 | 0.85 | 0.85 | 0.95737 | 0.03571 | 0.5944 | 0 | 0.17838
2025-01-13 21:00 | 74069.617 | 73694.667 | 0 | 374.95 | 0 | 0.1838 | 0.18536 | 0.15552 | 13 | 21 | Winter Peak | 0.71886 | 0.43151 | 0.43151 | 0.95836 | 0.40506 | 0.18536 | 0 | 0 | 0.66522 | 0.85008 | 0.03208 | 0.011965 | 0.15552 | 0.57434 | 0.66522 | 0 | 0 | 0.85 | 0.85 | 0.85 | 0.85 | 0.95836 | 0.03208 | 0.57799 | 0 | 0.14373
2025-01-13 22:00 | 69841.0015 | 69485.1671 | 0 | 355.8343 | 0 | 0.17443 | 0.1759 | 0.1478 | 13 | 22 | Winter Peak | 0.70345 | 0.41925 | 0.41925 | 0.95915 | 0.39445 | 0.1759 | 0 | 0 | 0.66522 | 0.85008 | 0.026355 | 0.0013328 | 0.1478 | 0.52618 | 0.66522 | 0 | 0 | 0.85 | 0.85 | 0.85 | 0.85 | 0.95915 | 0.026355 | 0.55812 | 0 | 0.11546
2025-01-13 23:00 | 65230.8281 | 64888.1469 | 0 | 342.6812 | 0 | 0.16798 | 0.16927 | 0.14464 | 13 | 23 | Winter Peak | 0.67689 | 0.39856 | 0.39856 | 0.95992 | 0.36856 | 0.16927 | 0 | 0 | 0.66359 | 0.85008 | 0.020141 | 0.0013328 | 0.14464 | 0.46783 | 0.66359 | 0 | 0 | 0.85 | 0.85 | 0.85 | 0.85 | 0.95992 | 0.020141 | 0.53558 | 0 | 0.036763
2025-01-14 00:00 | 63001.8788 | 62662.0617 | 0 | 339.8171 | 0 | 0.16658 | 0.16736 | 0.15236 | 14 | 0 | Winter | 0.38112 | 0.34822 | 0.34822 | 0.87184 | 0.31588 | 0.16736 | 0 | 0 | 0.65714 | 0.85008 | 0.011799 | 0.0012155 | 0.15236 | 0.39122 | 0.65714 | 0 | 0 | 0.85 | 0.85 | 0.85 | 0.85 | 0.87184 | 0.011799 | 0.48528 | 0 | 0.0029205
2025-01-14 01:00 | 62208.4886 | 61859.7156 | 0 | 348.773 | 0 | 0.17097 | 0.17142 | 0.16275 | 14 | 1 | Winter | 0.36674 | 0.33231 | 0.33231 | 0.87605 | 0.28158 | 0.17142 | 0 | 0 | 0.65714 | 0.85008 | 0.009774 | 0.00081967 | 0.16275 | 0.37856 | 0.65714 | 0 | 0 | 0.85 | 0.85 | 0.85 | 0.85 | 0.87605 | 0.009774 | 0.4777 | 0 | 0
2025-01-14 02:00 | 61990.9605 | 61621.6878 | 0 | 369.2726 | 0 | 0.18102 | 0.18183 | 0.16634 | 14 | 2 | Winter | 0.34679 | 0.32201 | 0.32201 | 0.8763 | 0.24925 | 0.18183 | 0 | 0 | 0.65714 | 0.85008 | 0.0098438 | 0.00079999 | 0.16634 | 0.37271 | 0.65714 | 0 | 0 | 0.85 | 0.85 | 0.85 | 0.85 | 0.8763 | 0.0098438 | 0.47491 | 0 | 0
2025-01-14 03:00 | 62007.3438 | 61620.5951 | 0 | 386.7487 | 0 | 0.18958 | 0.19099 | 0.16417 | 14 | 3 | Winter | 0.3338 | 0.31706 | 0.31706 | 0.87561 | 0.23438 | 0.19099 | 0 | 0 | 0.65714 | 0.85008 | 0.0098089 | 0.00079999 | 0.16417 | 0.37639 | 0.65714 | 0 | 0 | 0.85 | 0.85 | 0.85 | 0.85 | 0.87561 | 0.0098089 | 0.47708 | 0 | 0
2025-01-14 04:00 | 62784.8535 | 62386.4343 | 0 | 398.4191 | 0 | 0.1953 | 0.19687 | 0.1669 | 14 | 4 | Winter | 0.33501 | 0.31839 | 0.31839 | 0.87687 | 0.215 | 0.19687 | 0 | 0 | 0.65714 | 0.85008 | 0.0099486 | 0.00079999 | 0.1669 | 0.39652 | 0.65714 | 0 | 0 | 0.85 | 0.85 | 0.85 | 0.85 | 0.87687 | 0.0099486 | 0.49014 | 0 | 0
2025-01-14 05:00 | 67652.0579 | 67251.3622 | 0 | 400.6957 | 0 | 0.19642 | 0.1982 | 0.16422 | 14 | 5 | Winter | 0.34255 | 0.3212 | 0.3212 | 0.87819 | 0.21182 | 0.1982 | 0 | 0 | 0.65714 | 0.85008 | 0.010053 | 0.00079999 | 0.16422 | 0.45896 | 0.65714 | 0 | 0 | 0.85 | 0.85 | 0.85 | 0.85 | 0.87819 | 0.010053 | 0.52415 | 0 | 0
2025-01-14 06:00 | 75563.5731 | 75176.5907 | 0 | 386.9824 | 0 | 0.1897 | 0.19137 | 0.15946 | 14 | 6 | Winter | 0.3535 | 0.33148 | 0.33148 | 0.87914 | 0.24668 | 0.19137 | 0 | 0 | 0.65714 | 0.85008 | 0.010088 | 0.00079999 | 0.15946 | 0.54134 | 0.65714 | 0 | 0 | 0.85 | 0.85 | 0.85 | 0.85 | 0.87914 | 0.010088 | 0.55421 | 0 | 0.00017779
2025-01-14 07:00 | 83493.9678 | 82995.7942 | 131.5693 | 366.6043 | 0.0059419 | 0.17971 | 0.18094 | 0.15737 | 14 | 7 | Winter | 0.39334 | 0.34859 | 0.34859 | 0.8799 | 0.30623 | 0.18094 | 0.0059419 | 0 | 0.65714 | 0.85008 | 0.011938 | 0.017261 | 0.15737 | 0.53641 | 0.65714 | 0 | 0 | 0.85 | 0.85 | 0.85 | 0.85 | 0.8799 | 0.011938 | 0.56215 | 0.0041594 | 0.0038224
2025-01-14 08:00 | 80444.6903 | 78163.4527 | 1952.624 | 328.6136 | 0.088184 | 0.16109 | 0.16166 | 0.15072 | 14 | 8 | Winter | 0.43014 | 0.36227 | 0.36227 | 0.88068 | 0.34685 | 0.16166 | 0.088184 | 0 | 0.65714 | 0.85008 | 0.010821 | 0.0096506 | 0.15072 | 0.4851 | 0.65714 | 0 | 0 | 0.85 | 0.85 | 0.85 | 0.85 | 0.88068 | 0.010821 | 0.53053 | 0.061729 | 8.8894e-05
2025-01-14 09:00 | 78496.9578 | 73799.2194 | 4399.2402 | 298.4982 | 0.19868 | 0.14632 | 0.14671 | 0.13929 | 14 | 9 | Winter | 0.43228 | 0.35522 | 0.35522 | 0.88103 | 0.35924 | 0.14671 | 0.19868 | 0.040275 | 0.65714 | 0.85008 | 0.010961 | 0.00079999 | 0.13929 | 0.4407 | 0.65714 | 0 | 0 | 0.85 | 0.85 | 0.85 | 0.85 | 0.88103 | 0.010961 | 0.50047 | 0.13907 | 0
2025-01-14 10:00 | 76767.4675 | 70109.2313 | 6363.0783 | 295.1578 | 0.28737 | 0.14469 | 0.14508 | 0.13746 | 14 | 10 | Winter | 0.4061 | 0.33487 | 0.33487 | 0.88085 | 0.36964 | 0.14508 | 0.28737 | 0.40566 | 0.65161 | 0.85008 | 0.013544 | 0.00079999 | 0.13746 | 0.43351 | 0.65161 | 0 | 0 | 0.85 | 0.85 | 0.85 | 0.85 | 0.88085 | 0.013544 | 0.48026 | 0.20116 | 0
2025-01-14 11:00 | 73347.3215 | 65499.0156 | 7523.8075 | 324.4985 | 0.33979 | 0.15907 | 0.15969 | 0.14783 | 14 | 11 | Winter | 0.3925 | 0.32321 | 0.32321 | 0.87126 | 0.35242 | 0.15969 | 0.33979 | 0.54927 | 0.65161 | 0.85008 | 0.013649 | 0.00079999 | 0.14783 | 0.42796 | 0.65161 | 0 | 0 | 0.85 | 0.85 | 0.85 | 0.85 | 0.87126 | 0.013649 | 0.46854 | 0.23785 | 0
2025-01-14 12:00 | 71686.8023 | 63586.411 | 7757.8833 | 342.508 | 0.35036 | 0.1679 | 0.16875 | 0.15246 | 14 | 12 | Winter | 0.3815 | 0.31623 | 0.31623 | 0.87098 | 0.31489 | 0.16875 | 0.35036 | 0.54413 | 0.65161 | 0.85008 | 0.013788 | 0.00079999 | 0.15246 | 0.41662 | 0.65161 | 0 | 0 | 0.85 | 0.85 | 0.85 | 0.85 | 0.87098 | 0.013788 | 0.46441 | 0.24525 | 0
2025-01-14 13:00 | 71507.3583 | 64132.8778 | 7024.0463 | 350.4342 | 0.31722 | 0.17178 | 0.17283 | 0.15287 | 14 | 13 | Winter | 0.37364 | 0.31803 | 0.31803 | 0.87056 | 0.27101 | 0.17283 | 0.31722 | 0.51602 | 0.65161 | 0.85008 | 0.010996 | 0.00079999 | 0.15287 | 0.39216 | 0.65161 | 0 | 0 | 0.85 | 0.85 | 0.85 | 0.85 | 0.87056 | 0.010996 | 0.45541 | 0.22205 | 0
2025-01-14 14:00 | 71729.1655 | 65800.1105 | 5574.5696 | 354.4853 | 0.25176 | 0.17377 | 0.17486 | 0.15407 | 14 | 14 | Winter | 0.36662 | 0.31876 | 0.31876 | 0.87131 | 0.25223 | 0.17486 | 0.25176 | 0.50431 | 0.65161 | 0.85008 | 0.011519 | 0.00079999 | 0.15407 | 0.38684 | 0.65161 | 0 | 0 | 0.85 | 0.85 | 0.85 | 0.85 | 0.87131 | 0.011519 | 0.45706 | 0.17623 | 0
2025-01-14 15:00 | 72322.4417 | 68259.6086 | 3710.5645 | 352.2686 | 0.16758 | 0.17268 | 0.17367 | 0.15477 | 14 | 15 | Winter | 0.35644 | 0.32325 | 0.32325 | 0.87285 | 0.24653 | 0.17367 | 0.16758 | 0.52622 | 0.65161 | 0.85008 | 0.011764 | 0.001192 | 0.15477 | 0.41154 | 0.65161 | 0 | 0 | 0.85 | 0.85 | 0.85 | 0.85 | 0.87285 | 0.011764 | 0.48176 | 0.1173 | 0
2025-01-14 16:00 | 74178.5696 | 72342.922 | 1483.2758 | 352.3717 | 0.066988 | 0.17273 | 0.17331 | 0.16227 | 14 | 16 | Winter | 0.34271 | 0.32889 | 0.32889 | 0.87552 | 0.27001 | 0.17331 | 0.066988 | 0.54156 | 0.66088 | 0.85008 | 0.012567 | 0.0013328 | 0.16227 | 0.50479 | 0.66088 | 0 | 0 | 0.85 | 0.85 | 0.85 | 0.85 | 0.87552 | 0.012567 | 0.52016 | 0.046891 | 0
2025-01-14 17:00 | 78080.5957 | 77651.3334 | 70.9118 | 358.3505 | 0.0032025 | 0.17566 | 0.17566 | 0.17569 | 14 | 17 | Winter | 0.35239 | 0.34089 | 0.34089 | 0.87812 | 0.31218 | 0.17566 | 0.0032025 | 0.47484 | 0.66641 | 0.85008 | 0.012811 | 0.0013818 | 0.17569 | 0.55841 | 0.66641 | 0 | 0 | 0.85 | 0.85 | 0.85 | 0.85 | 0.87812 | 0.012811 | 0.563 | 0.0022418 | 0.108
2025-01-14 18:00 | 79358.354 | 78991.1431 | 0 | 367.2109 | 0 | 0.18001 | 0.17924 | 0.1939 | 14 | 18 | Winter | 0.36908 | 0.35647 | 0.35647 | 0.8795 | 0.33257 | 0.17924 | 0 | 0.15048 | 0.66641 | 0.85008 | 0.011554 | 0.0054852 | 0.1939 | 0.57233 | 0.66641 | 0 | 0 | 0.85 | 0.85 | 0.85 | 0.85 | 0.8795 | 0.011554 | 0.60036 | 0 | 0.31896
2025-01-14 19:00 | 78330.9055 | 77950.4613 | 0 | 380.4442 | 0 | 0.18649 | 0.18514 | 0.21088 | 14 | 19 | Winter | 0.39083 | 0.3598 | 0.3598 | 0.8799 | 0.35171 | 0.18514 | 0 | 0 | 0.66641 | 0.85008 | 0.011624 | 0.0054852 | 0.21088 | 0.56127 | 0.66641 | 0 | 0 | 0.85 | 0.85 | 0.85 | 0.85 | 0.8799 | 0.011624 | 0.6033 | 0 | 0.16946
2025-01-14 20:00 | 76289.1707 | 75896.5564 | 0 | 392.6143 | 0 | 0.19246 | 0.19083 | 0.22192 | 14 | 20 | Winter | 0.38392 | 0.35256 | 0.35256 | 0.88015 | 0.35332 | 0.19083 | 0 | 0 | 0.66539 | 0.85008 | 0.011729 | 0.0079216 | 0.22192 | 0.55127 | 0.66539 | 0 | 0 | 0.85 | 0.85 | 0.85 | 0.85 | 0.88015 | 0.011729 | 0.58652 | 0 | 0.16317
2025-01-14 21:00 | 73851.7062 | 73439.2607 | 0 | 412.4456 | 0 | 0.20218 | 0.20093 | 0.22471 | 14 | 21 | Winter | 0.36841 | 0.34678 | 0.34678 | 0.88022 | 0.34293 | 0.20093 | 0 | 0 | 0.66206 | 0.85008 | 0.011764 | 0.0066981 | 0.22471 | 0.52537 | 0.66206 | 0 | 0 | 0.85 | 0.85 | 0.85 | 0.85 | 0.88022 | 0.011764 | 0.56856 | 0 | 0.14339
2025-01-14 22:00 | 69764.24 | 69334.0711 | 0 | 430.169 | 0 | 0.21087 | 0.21021 | 0.22267 | 14 | 22 | Winter | 0.35457 | 0.33613 | 0.33613 | 0.87928 | 0.32008 | 0.21021 | 0 | 0 | 0.66206 | 0.85008 | 0.011868 | 0.0013818 | 0.22267 | 0.46434 | 0.66206 | 0 | 0 | 0.85 | 0.85 | 0.85 | 0.85 | 0.87928 | 0.011868 | 0.54642 | 0 | 0.12674
2025-01-14 23:00 | 65300.028 | 64850.8312 | 0 | 449.1968 | 0 | 0.22019 | 0.22016 | 0.22085 | 14 | 23 | Winter | 0.33817 | 0.32402 | 0.32402 | 0.87673 | 0.30333 | 0.22016 | 0 | 0 | 0.66044 | 0.85008 | 0.011659 | 0.0013818 | 0.22085 | 0.41028 | 0.66044 | 0 | 0 | 0.85 | 0.85 | 0.85 | 0.85 | 0.87673 | 0.011659 | 0.51856 | 0 | 0.039796
2025-01-15 00:00 | 63202.3751 | 62731.5677 | 0 | 470.8074 | 0 | 0.23079 | 0.23121 | 0.22321 | 15 | 0 | Winter Peak | 0.78684 | 0.4395 | 0.4395 | 0.95884 | 0.39604 | 0.23121 | 0 | 0 | 0.65714 | 0.85008 | 0.055084 | 0.0013328 | 0.22321 | 0.4288 | 0.65714 | 0 | 0 | 0.85 | 0.85 | 0.85 | 0.85 | 0.95884 | 0.055084 | 0.49358 | 0 | 0.005841
2025-01-15 01:00 | 62519.2005 | 62034.5872 | 0 | 484.6133 | 0 | 0.23756 | 0.2378 | 0.2332 | 15 | 1 | Winter Peak | 0.77838 | 0.42769 | 0.42769 | 0.95772 | 0.35356 | 0.2378 | 0 | 0 | 0.65714 | 0.85008 | 0.021014 | 0.00083936 | 0.2332 | 0.41457 | 0.65714 | 0 | 0 | 0.85 | 0.85 | 0.85 | 0.85 | 0.95772 | 0.021014 | 0.48366 | 0 | 0
2025-01-15 02:00 | 62397.4523 | 61908.5511 | 0 | 488.9012 | 0 | 0.23966 | 0.23934 | 0.24533 | 15 | 2 | Winter Peak | 0.77383 | 0.41814 | 0.41814 | 0.95559 | 0.32805 | 0.23934 | 0 | 0 | 0.65714 | 0.85008 | 0.018745 | 0.00079999 | 0.24533 | 0.40342 | 0.65714 | 0 | 0 | 0.85 | 0.85 | 0.85 | 0.85 | 0.95559 | 0.018745 | 0.48042 | 0 | 0
2025-01-15 03:00 | 62494.0342 | 61996.4853 | 0 | 497.549 | 0 | 0.2439 | 0.24338 | 0.25321 | 15 | 3 | Winter Peak | 0.77051 | 0.41471 | 0.41471 | 0.9553 | 0.30864 | 0.24338 | 0 | 0 | 0.65714 | 0.85008 | 0.019688 | 0.00079999 | 0.25321 | 0.40237 | 0.65714 | 0 | 0 | 0.85 | 0.85 | 0.85 | 0.85 | 0.9553 | 0.019688 | 0.47953 | 0 | 0
2025-01-15 04:00 | 63348.5344 | 62844.5362 | 0 | 503.9982 | 0 | 0.24706 | 0.24617 | 0.26304 | 15 | 4 | Winter Peak | 0.76333 | 0.41653 | 0.41653 | 0.95476 | 0.29732 | 0.24617 | 0 | 0 | 0.65714 | 0.85008 | 0.024226 | 0.00079999 | 0.26304 | 0.41478 | 0.65714 | 0 | 0 | 0.85 | 0.85 | 0.85 | 0.85 | 0.95476 | 0.024226 | 0.48811 | 0 | 0
2025-01-15 05:00 | 68270.7321 | 67768.7224 | 0 | 502.0097 | 0 | 0.24608 | 0.24469 | 0.27131 | 15 | 5 | Winter Peak | 0.76397 | 0.42656 | 0.42656 | 0.95318 | 0.30835 | 0.24469 | 0 | 0 | 0.65714 | 0.85008 | 0.038956 | 0.00079999 | 0.27131 | 0.46875 | 0.65714 | 0 | 0 | 0.85 | 0.85 | 0.85 | 0.85 | 0.95318 | 0.038956 | 0.52604 | 0 | 0
2025-01-15 06:00 | 76247.781 | 75761.1894 | 0 | 486.5915 | 0 | 0.23853 | 0.23691 | 0.26767 | 15 | 6 | Winter Peak | 0.77622 | 0.44373 | 0.44373 | 0.95422 | 0.35077 | 0.23691 | 0 | 0 | 0.65714 | 0.85008 | 0.095995 | 0.00079999 | 0.26767 | 0.54606 | 0.65714 | 0 | 0 | 0.85 | 0.85 | 0.85 | 0.85 | 0.95422 | 0.095995 | 0.55621 | 0 | 0.00017779
2025-01-15 07:00 | 84289.3079 | 83709.5586 | 110.1879 | 469.5614 | 0.0049763 | 0.23018 | 0.22872 | 0.25658 | 15 | 7 | Winter Peak | 0.79675 | 0.46785 | 0.46785 | 0.95426 | 0.42875 | 0.22872 | 0.0049763 | 0 | 0.65714 | 0.85008 | 0.14633 | 0.018485 | 0.25658 | 0.55329 | 0.65714 | 0 | 0 | 0.85 | 0.85 | 0.85 | 0.85 | 0.95426 | 0.14633 | 0.5704 | 0.0034834 | 0.00079354
2025-01-15 08:00 | 81427.6163 | 79302.3201 | 1681.1625 | 444.1337 | 0.075925 | 0.21771 | 0.21624 | 0.24431 | 15 | 8 | Winter Peak | 0.81616 | 0.48757 | 0.48757 | 0.95409 | 0.46748 | 0.21624 | 0.075925 | 0 | 0.65714 | 0.85008 | 0.13041 | 0.018501 | 0.24431 | 0.50439 | 0.65714 | 0 | 0 | 0.85 | 0.85 | 0.85 | 0.85 | 0.95409 | 0.13041 | 0.53483 | 0.053147 | 0.00017779
2025-01-15 09:00 | 79711.1633 | 75446.1269 | 3846.4341 | 418.6023 | 0.17371 | 0.2052 | 0.20387 | 0.22926 | 15 | 9 | Winter Peak | 0.82743 | 0.4868 | 0.4868 | 0.95409 | 0.47176 | 0.20387 | 0.17371 | 0.0015113 | 0.65714 | 0.85008 | 0.10175 | 0.00079999 | 0.22926 | 0.45454 | 0.65714 | 0 | 0 | 0.85 | 0.85 | 0.85 | 0.85 | 0.95409 | 0.10175 | 0.50594 | 0.1216 | 0
2025-01-15 10:00 | 78027.959 | 71990.8343 | 5609.6562 | 427.4684 | 0.25334 | 0.20954 | 0.20871 | 0.22465 | 15 | 10 | Winter Peak | 0.81193 | 0.46822 | 0.46822 | 0.95392 | 0.43943 | 0.20871 | 0.25334 | 0.34759 | 0.65714 | 0.85008 | 0.06409 | 0.00079999 | 0.22465 | 0.43658 | 0.65714 | 0 | 0 | 0.85 | 0.85 | 0.85 | 0.85 | 0.95392 | 0.06409 | 0.48847 | 0.17734 | 0
2025-01-15 11:00 | 74733.381 | 67401.4008 | 6859.1357 | 472.8445 | 0.30977 | 0.23179 | 0.23179 | 0.23172 | 15 | 11 | Winter Peak | 0.77725 | 0.44649 | 0.44649 | 0.95346 | 0.4136 | 0.23179 | 0.30977 | 0.56098 | 0.65714 | 0.85008 | 0.023737 | 0.00079999 | 0.23172 | 0.42784 | 0.65714 | 0 | 0 | 0.85 | 0.85 | 0.85 | 0.85 | 0.95346 | 0.023737 | 0.47131 | 0.21684 | 0
2025-01-15 12:00 | 73104.9411 | 64976.3025 | 7604.6207 | 524.0179 | 0.34344 | 0.25687 | 0.25764 | 0.24289 | 15 | 12 | Winter Peak | 0.75514 | 0.43187 | 0.43187 | 0.9539 | 0.37988 | 0.25764 | 0.34344 | 0.54133 | 0.65714 | 0.85008 | 0.028414 | 0.00079999 | 0.24289 | 0.41935 | 0.65714 | 0 | 0 | 0.85 | 0.85 | 0.85 | 0.85 | 0.9539 | 0.028414 | 0.46484 | 0.24041 | 0
2025-01-15 13:00 | 72799.4709 | 64532.5076 | 7715.4331 | 551.5302 | 0.34844 | 0.27036 | 0.27127 | 0.25396 | 15 | 13 | Winter Peak | 0.7313 | 0.41622 | 0.41622 | 0.95449 | 0.35466 | 0.27127 | 0.34844 | 0.50816 | 0.65714 | 0.85008 | 0.032883 | 0.00079999 | 0.25396 | 0.39041 | 0.65714 | 0 | 0 | 0.85 | 0.85 | 0.85 | 0.85 | 0.95449 | 0.032883 | 0.45621 | 0.24391 | 0
2025-01-15 14:00 | 72993.7815 | 65684.9545 | 6740.8393 | 567.9877 | 0.30443 | 0.27843 | 0.27932 | 0.26223 | 15 | 14 | Winter Peak | 0.71732 | 0.3979 | 0.3979 | 0.95429 | 0.33621 | 0.27932 | 0.30443 | 0.49139 | 0.65714 | 0.85008 | 0.036164 | 0.00079999 | 0.26223 | 0.37862 | 0.65714 | 0 | 0 | 0.85 | 0.85 | 0.85 | 0.85 | 0.95429 | 0.036164 | 0.45427 | 0.2131 | 0
2025-01-15 15:00 | 73550.1663 | 68296.6022 | 4689.1615 | 564.4026 | 0.21177 | 0.27667 | 0.27717 | 0.26756 | 15 | 15 | Winter Peak | 0.70565 | 0.38579 | 0.38579 | 0.95455 | 0.32522 | 0.27717 | 0.21177 | 0.50914 | 0.65714 | 0.85008 | 0.037071 | 0.0010513 | 0.26756 | 0.40121 | 0.65714 | 0 | 0 | 0.85 | 0.85 | 0.85 | 0.85 | 0.95455 | 0.037071 | 0.4753 | 0.14824 | 0
2025-01-15 16:00 | 75347.5446 | 72794.6424 | 2000.6186 | 552.2836 | 0.090352 | 0.27073 | 0.27036 | 0.27734 | 15 | 16 | Winter Peak | 0.68921 | 0.38321 | 0.38321 | 0.95517 | 0.32641 | 0.27036 | 0.090352 | 0.53718 | 0.66641 | 0.85008 | 0.038328 | 0.0013328 | 0.27734 | 0.49837 | 0.66641 | 0 | 0 | 0.85 | 0.85 | 0.85 | 0.85 | 0.95517 | 0.038328 | 0.5236 | 0.063246 | 0
2025-01-15 17:00 | 79465.2802 | 78797.4978 | 115.2792 | 552.5032 | 0.0052062 | 0.27083 | 0.26952 | 0.29464 | 15 | 17 | Winter Peak | 0.67362 | 0.38986 | 0.38986 | 0.95628 | 0.3507 | 0.26952 | 0.0052062 | 0.51413 | 0.66641 | 0.85008 | 0.037979 | 0.0013328 | 0.29464 | 0.57013 | 0.66641 | 0 | 0 | 0.85 | 0.85 | 0.85 | 0.85 | 0.95628 | 0.037979 | 0.55688 | 0.0036444 | 0.063622
2025-01-15 18:00 | 80769.3896 | 80228.0355 | 0 | 541.3541 | 0 | 0.26537 | 0.26309 | 0.30659 | 15 | 18 | Winter Peak | 0.67848 | 0.40517 | 0.40517 | 0.95673 | 0.36572 | 0.26309 | 0 | 0.25986 | 0.66641 | 0.85008 | 0.039585 | 0.0013328 | 0.30659 | 0.60388 | 0.66641 | 0 | 0 | 0.85 | 0.85 | 0.85 | 0.85 | 0.95673 | 0.039585 | 0.59723 | 0 | 0.28409
2025-01-15 19:00 | 79651.8896 | 79130.2308 | 0 | 521.6588 | 0 | 0.25572 | 0.2526 | 0.31197 | 15 | 19 | Winter Peak | 0.71147 | 0.43141 | 0.43141 | 0.95738 | 0.37649 | 0.2526 | 0 | 0 | 0.66641 | 0.85008 | 0.037665 | 0.0013328 | 0.31197 | 0.60099 | 0.66641 | 0 | 0 | 0.85 | 0.85 | 0.85 | 0.85 | 0.95738 | 0.037665 | 0.60935 | 0 | 0.16714
2025-01-15 20:00 | 77469.6928 | 76956.6936 | 0 | 512.9992 | 0 | 0.25147 | 0.24834 | 0.30798 | 15 | 20 | Winter Peak | 0.73125 | 0.43597 | 0.43597 | 0.95737 | 0.38988 | 0.24834 | 0 | 0 | 0.66641 | 0.85008 | 0.03571 | 0.0083274 | 0.30798 | 0.59436 | 0.66641 | 0 | 0 | 0.85 | 0.85 | 0.85 | 0.85 | 0.95737 | 0.03571 | 0.5944 | 0 | 0.17838
2025-01-15 21:00 | 74885.5796 | 74371.2101 | 0 | 514.3695 | 0 | 0.25214 | 0.24955 | 0.29901 | 15 | 21 | Winter Peak | 0.71886 | 0.43151 | 0.43151 | 0.95836 | 0.40506 | 0.24955 | 0 | 0 | 0.66522 | 0.85008 | 0.03208 | 0.011965 | 0.29901 | 0.57434 | 0.66522 | 0 | 0 | 0.85 | 0.85 | 0.85 | 0.85 | 0.95836 | 0.03208 | 0.57799 | 0 | 0.14373
2025-01-15 22:00 | 70647.7985 | 70128.2526 | 0 | 519.5459 | 0 | 0.25468 | 0.25258 | 0.29258 | 15 | 22 | Winter Peak | 0.70345 | 0.41925 | 0.41925 | 0.95915 | 0.39445 | 0.25258 | 0 | 0 | 0.66522 | 0.85008 | 0.026355 | 0.0013328 | 0.29258 | 0.52618 | 0.66522 | 0 | 0 | 0.85 | 0.85 | 0.85 | 0.85 | 0.95915 | 0.026355 | 0.55812 | 0 | 0.11546
2025-01-15 23:00 | 66038.3126 | 65520.0736 | 0 | 518.2389 | 0 | 0.25404 | 0.25214 | 0.28835 | 15 | 23 | Winter Peak | 0.67689 | 0.39856 | 0.39856 | 0.95992 | 0.36856 | 0.25214 | 0 | 0 | 0.66359 | 0.85008 | 0.020141 | 0.0013328 | 0.28835 | 0.46783 | 0.66359 | 0 | 0 | 0.85 | 0.85 | 0.85 | 0.85 | 0.95992 | 0.020141 | 0.53558 | 0 | 0.036763
2025-01-16 00:00 | 63829.0691 | 63299.6586 | 0 | 529.4106 | 0 | 0.25951 | 0.25744 | 0.29695 | 16 | 0 | Winter Peak | 0.78684 | 0.4395 | 0.4395 | 0.95884 | 0.39604 | 0.25744 | 0 | 0 | 0.65714 | 0.85008 | 0.055084 | 0.0013328 | 0.29695 | 0.4288 | 0.65714 | 0 | 0 | 0.85 | 0.85 | 0.85 | 0.85 | 0.95884 | 0.055084 | 0.49358 | 0 | 0.005841
2025-01-16 01:00 | 63055.614 | 62504.2908 | 0 | 551.3232 | 0 | 0.27026 | 0.26775 | 0.31556 | 16 | 1 | Winter Peak | 0.77838 | 0.42769 | 0.42769 | 0.95772 | 0.35356 | 0.26775 | 0 | 0 | 0.65714 | 0.85008 | 0.021014 | 0.00083936 | 0.31556 | 0.41457 | 0.65714 | 0 | 0 | 0.85 | 0.85 | 0.85 | 0.85 | 0.95772 | 0.021014 | 0.48366 | 0 | 0
2025-01-16 02:00 | 62854.5839 | 62277.3501 | 0 | 577.2337 | 0 | 0.28296 | 0.28025 | 0.33198 | 16 | 2 | Winter Peak | 0.77383 | 0.41814 | 0.41814 | 0.95559 | 0.32805 | 0.28025 | 0 | 0 | 0.65714 | 0.85008 | 0.018745 | 0.00079999 | 0.33198 | 0.40342 | 0.65714 | 0 | 0 | 0.85 | 0.85 | 0.85 | 0.85 | 0.95559 | 0.018745 | 0.48042 | 0 | 0
2025-01-16 03:00 | 62903.5049 | 62307.5226 | 0 | 595.9823 | 0 | 0.29215 | 0.28931 | 0.34353 | 16 | 3 | Winter Peak | 0.77051 | 0.41471 | 0.41471 | 0.9553 | 0.30864 | 0.28931 | 0 | 0 | 0.65714 | 0.85008 | 0.019688 | 0.00079999 | 0.34353 | 0.40237 | 0.65714 | 0 | 0 | 0.85 | 0.85 | 0.85 | 0.85 | 0.9553 | 0.019688 | 0.47953 | 0 | 0
2025-01-16 04:00 | 63712.1774 | 63109.0882 | 0 | 603.0892 | 0 | 0.29563 | 0.29284 | 0.34607 | 16 | 4 | Winter Peak | 0.76333 | 0.41653 | 0.41653 | 0.95476 | 0.29732 | 0.29284 | 0 | 0 | 0.65714 | 0.85008 | 0.024226 | 0.00079999 | 0.34607 | 0.41478 | 0.65714 | 0 | 0 | 0.85 | 0.85 | 0.85 | 0.85 | 0.95476 | 0.024226 | 0.48811 | 0 | 0
2025-01-16 05:00 | 68575.7156 | 67983.5463 | 0 | 592.1693 | 0 | 0.29028 | 0.2875 | 0.34055 | 16 | 5 | Winter Peak | 0.76397 | 0.42656 | 0.42656 | 0.95318 | 0.30835 | 0.2875 | 0 | 0 | 0.65714 | 0.85008 | 0.038956 | 0.00079999 | 0.34055 | 0.46875 | 0.65714 | 0 | 0 | 0.85 | 0.85 | 0.85 | 0.85 | 0.95318 | 0.038956 | 0.52604 | 0 | 0
2025-01-16 06:00 | 76495.2506 | 75940.605 | 0 | 554.6456 | 0 | 0.27189 | 0.26912 | 0.32194 | 16 | 6 | Winter Peak | 0.77622 | 0.44373 | 0.44373 | 0.95422 | 0.35077 | 0.26912 | 0 | 0 | 0.65714 | 0.85008 | 0.095995 | 0.00079999 | 0.32194 | 0.54606 | 0.65714 | 0 | 0 | 0.85 | 0.85 | 0.85 | 0.85 | 0.95422 | 0.095995 | 0.55621 | 0 | 0.00017779
2025-01-16 07:00 | 84468.4943 | 83802.1046 | 153.9237 | 512.4661 | 0.0069515 | 0.25121 | 0.24867 | 0.29719 | 16 | 7 | Winter Peak | 0.79675 | 0.46785 | 0.46785 | 0.95426 | 0.42875 | 0.24867 | 0.0069515 | 0 | 0.65714 | 0.85008 | 0.14633 | 0.018485 | 0.29719 | 0.55329 | 0.65714 | 0 | 0 | 0.85 | 0.85 | 0.85 | 0.85 | 0.95426 | 0.14633 | 0.5704 | 0.0048661 | 0.00079354
2025-01-16 08:00 | 81497.4911 | 78590.2577 | 2440.3041 | 466.9293 | 0.11021 | 0.22889 | 0.22681 | 0.26646 | 16 | 8 | Winter Peak | 0.81616 | 0.48757 | 0.48757 | 0.95409 | 0.46748 | 0.22681 | 0.11021 | 0 | 0.65714 | 0.85008 | 0.13041 | 0.018501 | 0.26646 | 0.50439 | 0.65714 | 0 | 0 | 0.85 | 0.85 | 0.85 | 0.85 | 0.95409 | 0.13041 | 0.53483 | 0.077146 | 0.00017779
2025-01-16 09:00 | 79665.5647 | 73532.0091 | 5697.314 | 436.2416 | 0.2573 | 0.21384 | 0.2123 | 0.24169 | 16 | 9 | Winter Peak | 0.82743 | 0.4868 | 0.4868 | 0.95409 | 0.47176 | 0.2123 | 0.2573 | 0.0015113 | 0.65714 | 0.85008 | 0.10175 | 0.00079999 | 0.24169 | 0.45454 | 0.65714 | 0 | 0 | 0.85 | 0.85 | 0.85 | 0.85 | 0.95409 | 0.10175 | 0.50594 | 0.18011 | 0
2025-01-16 10:00 | 77893.4546 | 68989.7444 | 8474.02 | 429.6902 | 0.3827 | 0.21063 | 0.20963 | 0.22872 | 16 | 10 | Winter Peak | 0.81193 | 0.46822 | 0.46822 | 0.95392 | 0.43943 | 0.20963 | 0.3827 | 0.34759 | 0.65714 | 0.85008 | 0.06409 | 0.00079999 | 0.22872 | 0.43658 | 0.65714 | 0 | 0 | 0.85 | 0.85 | 0.85 | 0.85 | 0.95392 | 0.06409 | 0.48847 | 0.26789 | 0
2025-01-16 11:00 | 74460.9352 | 63903.2652 | 10114.2043 | 443.4656 | 0.45678 | 0.21739 | 0.21706 | 0.22318 | 16 | 11 | Winter Peak | 0.77725 | 0.44649 | 0.44649 | 0.95346 | 0.4136 | 0.21706 | 0.45678 | 0.56098 | 0.65714 | 0.85008 | 0.023737 | 0.00079999 | 0.22318 | 0.42784 | 0.65714 | 0 | 0 | 0.85 | 0.85 | 0.85 | 0.85 | 0.95346 | 0.023737 | 0.47131 | 0.31974 | 0
2025-01-16 12:00 | 72740.8399 | 61615.0334 | 10664.5448 | 461.2616 | 0.48163 | 0.22611 | 0.22629 | 0.22291 | 16 | 12 | Winter Peak | 0.75514 | 0.43187 | 0.43187 | 0.9539 | 0.37988 | 0.22629 | 0.48163 | 0.54133 | 0.65714 | 0.85008 | 0.028414 | 0.00079999 | 0.22291 | 0.41935 | 0.65714 | 0 | 0 | 0.85 | 0.85 | 0.85 | 0.85 | 0.9539 | 0.028414 | 0.46484 | 0.33714 | 0
2025-01-16 13:00 | 72354.7128 | 61642.7737 | 10236.6236 | 475.3155 | 0.46231 | 0.233 | 0.23326 | 0.22832 | 16 | 13 | Winter Peak | 0.7313 | 0.41622 | 0.41622 | 0.95449 | 0.35466 | 0.23326 | 0.46231 | 0.50816 | 0.65714 | 0.85008 | 0.032883 | 0.00079999 | 0.22832 | 0.39041 | 0.65714 | 0 | 0 | 0.85 | 0.85 | 0.85 | 0.85 | 0.95449 | 0.032883 | 0.45621 | 0.32361 | 0
2025-01-16 14:00 | 72484.4063 | 63508.0858 | 8491.5649 | 484.7556 | 0.3835 | 0.23763 | 0.23786 | 0.23344 | 16 | 14 | Winter Peak | 0.71732 | 0.3979 | 0.3979 | 0.95429 | 0.33621 | 0.23786 | 0.3835 | 0.49139 | 0.65714 | 0.85008 | 0.036164 | 0.00079999 | 0.23344 | 0.37862 | 0.65714 | 0 | 0 | 0.85 | 0.85 | 0.85 | 0.85 | 0.95429 | 0.036164 | 0.45427 | 0.26845 | 0
2025-01-16 15:00 | 72991.0681 | 66824.9416 | 5672.6993 | 493.4272 | 0.25619 | 0.24188 | 0.24202 | 0.23936 | 16 | 15 | Winter Peak | 0.70565 | 0.38579 | 0.38579 | 0.95455 | 0.32522 | 0.24202 | 0.25619 | 0.50914 | 0.65714 | 0.85008 | 0.037071 | 0.0010513 | 0.23936 | 0.40121 | 0.65714 | 0 | 0 | 0.85 | 0.85 | 0.85 | 0.85 | 0.95455 | 0.037071 | 0.4753 | 0.17933 | 0
2025-01-16 16:00 | 74740.7741 | 71842.7568 | 2399.3131 | 498.7041 | 0.10836 | 0.24446 | 0.24419 | 0.24948 | 16 | 16 | Winter Peak | 0.68921 | 0.38321 | 0.38321 | 0.95517 | 0.32641 | 0.24419 | 0.10836 | 0.53718 | 0.66641 | 0.85008 | 0.038328 | 0.0013328 | 0.24948 | 0.49837 | 0.66641 | 0 | 0 | 0.85 | 0.85 | 0.85 | 0.85 | 0.95517 | 0.038328 | 0.5236 | 0.07585 | 0
2025-01-16 17:00 | 78551.2463 | 77911.7276 | 144.7859 | 494.7329 | 0.0065388 | 0.24252 | 0.24103 | 0.26936 | 16 | 17 | Winter Peak | 0.67362 | 0.38986 | 0.38986 | 0.95628 | 0.3507 | 0.24103 | 0.0065388 | 0.51413 | 0.66641 | 0.85008 | 0.037979 | 0.0013328 | 0.26936 | 0.57013 | 0.66641 | 0 | 0 | 0.85 | 0.85 | 0.85 | 0.85 | 0.95628 | 0.037979 | 0.55688 | 0.0045772 | 0.063622
2025-01-16 18:00 | 79677.7732 | 79184.5349 | 0 | 493.2384 | 0 | 0.24178 | 0.23971 | 0.27935 | 16 | 18 | Winter Peak | 0.67848 | 0.40517 | 0.40517 | 0.95673 | 0.36572 | 0.23971 | 0 | 0.25986 | 0.66641 | 0.85008 | 0.039585 | 0.0013328 | 0.27935 | 0.60388 | 0.66641 | 0 | 0 | 0.85 | 0.85 | 0.85 | 0.85 | 0.95673 | 0.039585 | 0.59723 | 0 | 0.28409
2025-01-16 19:00 | 78495.1979 | 78002.9039 | 0 | 492.294 | 0 | 0.24132 | 0.23946 | 0.27487 | 16 | 19 | Winter Peak | 0.71147 | 0.43141 | 0.43141 | 0.95738 | 0.37649 | 0.23946 | 0 | 0 | 0.66641 | 0.85008 | 0.037665 | 0.0013328 | 0.27487 | 0.60099 | 0.66641 | 0 | 0 | 0.85 | 0.85 | 0.85 | 0.85 | 0.95738 | 0.037665 | 0.60935 | 0 | 0.16714
2025-01-16 20:00 | 76266.7151 | 75781.8227 | 0 | 484.8924 | 0 | 0.23769 | 0.23651 | 0.25904 | 16 | 20 | Winter Peak | 0.73125 | 0.43597 | 0.43597 | 0.95737 | 0.38988 | 0.23651 | 0 | 0 | 0.66641 | 0.85008 | 0.03571 | 0.0083274 | 0.25904 | 0.59436 | 0.66641 | 0 | 0 | 0.85 | 0.85 | 0.85 | 0.85 | 0.95737 | 0.03571 | 0.5944 | 0 | 0.17838
2025-01-16 21:00 | 73673.6655 | 73204.7977 | 0 | 468.8679 | 0 | 0.22984 | 0.2294 | 0.23775 | 16 | 21 | Winter Peak | 0.71886 | 0.43151 | 0.43151 | 0.95836 | 0.40506 | 0.2294 | 0 | 0 | 0.66522 | 0.85008 | 0.03208 | 0.011965 | 0.23775 | 0.57434 | 0.66522 | 0 | 0 | 0.85 | 0.85 | 0.85 | 0.85 | 0.95836 | 0.03208 | 0.57799 | 0 | 0.14373
2025-01-16 22:00 | 69453.0698 | 68995.0387 | 0 | 458.0311 | 0 | 0.22453 | 0.22478 | 0.21994 | 16 | 22 | Winter Peak | 0.70345 | 0.41925 | 0.41925 | 0.95915 | 0.39445 | 0.22478 | 0 | 0 | 0.66522 | 0.85008 | 0.026355 | 0.0013328 | 0.21994 | 0.52618 | 0.66522 | 0 | 0 | 0.85 | 0.85 | 0.85 | 0.85 | 0.95915 | 0.026355 | 0.55812 | 0 | 0.11546
2025-01-16 23:00 | 64860.311 | 64405.8637 | 0 | 454.4473 | 0 | 0.22277 | 0.22351 | 0.2093 | 16 | 23 | Winter Peak | 0.67689 | 0.39856 | 0.39856 | 0.95992 | 0.36856 | 0.22351 | 0 | 0 | 0.66359 | 0.85008 | 0.020141 | 0.0013328 | 0.2093 | 0.46783 | 0.66359 | 0 | 0 | 0.85 | 0.85 | 0.85 | 0.85 | 0.95992 | 0.020141 | 0.53558 | 0 | 0.036763
2025-01-17 00:00 | 62637.5484 | 62169.4626 | 0 | 468.0858 | 0 | 0.22945 | 0.2303 | 0.2141 | 17 | 0 | Winter | 0.38112 | 0.34822 | 0.34822 | 0.87184 | 0.31588 | 0.2303 | 0 | 0 | 0.65714 | 0.85008 | 0.011799 | 0.0012155 | 0.2141 | 0.39122 | 0.65714 | 0 | 0 | 0.85 | 0.85 | 0.85 | 0.85 | 0.87184 | 0.011799 | 0.48528 | 0 | 0.0029205
2025-01-17 01:00 | 61804.2881 | 61313.5804 | 0 | 490.7077 | 0 | 0.24054 | 0.24135 | 0.22591 | 17 | 1 | Winter | 0.36674 | 0.33231 | 0.33231 | 0.87605 | 0.28158 | 0.24135 | 0 | 0 | 0.65714 | 0.85008 | 0.009774 | 0.00081967 | 0.22591 | 0.37856 | 0.65714 | 0 | 0 | 0.85 | 0.85 | 0.85 | 0.85 | 0.87605 | 0.009774 | 0.4777 | 0 | 0
2025-01-17 02:00 | 61533.8289 | 61020.2334 | 0 | 513.5956 | 0 | 0.25176 | 0.25272 | 0.2344 | 17 | 2 | Winter | 0.34679 | 0.32201 | 0.32201 | 0.8763 | 0.24925 | 0.25272 | 0 | 0 | 0.65714 | 0.85008 | 0.0098438 | 0.00079999 | 0.2344 | 0.37271 | 0.65714 | 0 | 0 | 0.85 | 0.85 | 0.85 | 0.85 | 0.8763 | 0.0098438 | 0.47491 | 0 | 0
2025-01-17 03:00 | 61517.2164 | 60981.287 | 0 | 535.9293 | 0 | 0.26271 | 0.26393 | 0.24062 | 17 | 3 | Winter | 0.3338 | 0.31706 | 0.31706 | 0.87561 | 0.23438 | 0.26393 | 0 | 0 | 0.65714 | 0.85008 | 0.0098089 | 0.00079999 | 0.24062 | 0.37639 | 0.65714 | 0 | 0 | 0.85 | 0.85 | 0.85 | 0.85 | 0.87561 | 0.0098089 | 0.47708 | 0 | 0
2025-01-17 04:00 | 62256.2307 | 61700.5258 | 0 | 555.7049 | 0 | 0.2724 | 0.27406 | 0.24252 | 17 | 4 | Winter | 0.33501 | 0.31839 | 0.31839 | 0.87687 | 0.215 | 0.27406 | 0 | 0 | 0.65714 | 0.85008 | 0.0099486 | 0.00079999 | 0.24252 | 0.39652 | 0.65714 | 0 | 0 | 0.85 | 0.85 | 0.85 | 0.85 | 0.87687 | 0.0099486 | 0.49014 | 0 | 0
2025-01-17 05:00 | 67072.3372 | 66510.5855 | 0 | 561.7518 | 0 | 0.27537 | 0.27759 | 0.23515 | 17 | 5 | Winter | 0.34255 | 0.3212 | 0.3212 | 0.87819 | 0.21182 | 0.27759 | 0 | 0 | 0.65714 | 0.85008 | 0.010053 | 0.00079999 | 0.23515 | 0.45896 | 0.65714 | 0 | 0 | 0.85 | 0.85 | 0.85 | 0.85 | 0.87819 | 0.010053 | 0.52415 | 0 | 0
2025-01-17 06:00 | 74976.9782 | 74429.839 | 0 | 547.1392 | 0 | 0.26821 | 0.27098 | 0.21798 | 17 | 6 | Winter | 0.3535 | 0.33148 | 0.33148 | 0.87914 | 0.24668 | 0.27098 | 0 | 0 | 0.65714 | 0.85008 | 0.010088 | 0.00079999 | 0.21798 | 0.54134 | 0.65714 | 0 | 0 | 0.85 | 0.85 | 0.85 | 0.85 | 0.87914 | 0.010088 | 0.55421 | 0 | 0.00017779
2025-01-17 07:00 | 82955.9504 | 82289.6113 | 139.9172 | 526.4219 | 0.0063189 | 0.25805 | 0.26112 | 0.20255 | 17 | 7 | Winter | 0.39334 | 0.34859 | 0.34859 | 0.8799 | 0.30623 | 0.26112 | 0.0063189 | 0 | 0.65714 | 0.85008 | 0.011938 | 0.017261 | 0.20255 | 0.53641 | 0.65714 | 0 | 0 | 0.85 | 0.85 | 0.85 | 0.85 | 0.8799 | 0.011938 | 0.56215 | 0.0044233 | 0.0038224
2025-01-17 08:00 | 80068.2136 | 77795.9083 | 1777.6845 | 494.6207 | 0.080284 | 0.24246 | 0.24547 | 0.18806 | 17 | 8 | Winter | 0.43014 | 0.36227 | 0.36227 | 0.88068 | 0.34685 | 0.24547 | 0.080284 | 0 | 0.65714 | 0.85008 | 0.010821 | 0.0096506 | 0.18806 | 0.4851 | 0.65714 | 0 | 0 | 0.85 | 0.85 | 0.85 | 0.85 | 0.88068 | 0.010821 | 0.53053 | 0.056199 | 8.8894e-05
2025-01-17 09:00 | 78389.0335 | 73950.4392 | 3960.9006 | 477.6938 | 0.17888 | 0.23416 | 0.23746 | 0.17467 | 17 | 9 | Winter | 0.43228 | 0.35522 | 0.35522 | 0.88103 | 0.35924 | 0.23746 | 0.17888 | 0.040275 | 0.65714 | 0.85008 | 0.010961 | 0.00079999 | 0.17467 | 0.4407 | 0.65714 | 0 | 0 | 0.85 | 0.85 | 0.85 | 0.85 | 0.88103 | 0.010961 | 0.50047 | 0.12522 | 0
2025-01-17 10:00 | 76866.9137 | 70509.5486 | 5860.8962 | 496.4689 | 0.26469 | 0.24337 | 0.2475 | 0.16867 | 17 | 10 | Winter | 0.4061 | 0.33487 | 0.33487 | 0.88085 | 0.36964 | 0.2475 | 0.26469 | 0.40566 | 0.65161 | 0.85008 | 0.013544 | 0.00079999 | 0.16867 | 0.43351 | 0.65161 | 0 | 0 | 0.85 | 0.85 | 0.85 | 0.85 | 0.88085 | 0.013544 | 0.48026 | 0.18528 | 0
2025-01-17 11:00 | 73690.1129 | 66005.2974 | 7160.2257 | 524.5898 | 0.32337 | 0.25715 | 0.26182 | 0.17271 | 17 | 11 | Winter | 0.3925 | 0.32321 | 0.32321 | 0.87126 | 0.35242 | 0.26182 | 0.32337 | 0.54927 | 0.65161 | 0.85008 | 0.013649 | 0.00079999 | 0.17271 | 0.42796 | 0.65161 | 0 | 0 | 0.85 | 0.85 | 0.85 | 0.85 | 0.87126 | 0.013649 | 0.46854 | 0.22636 | 0
2025-01-17 12:00 | 72144.3921 | 63774.1706 | 7814.1043 | 556.1172 | 0.3529 | 0.27261 | 0.27745 | 0.18501 | 17 | 12 | Winter | 0.3815 | 0.31623 | 0.31623 | 0.87098 | 0.31489 | 0.27745 | 0.3529 | 0.54413 | 0.65161 | 0.85008 | 0.013788 | 0.00079999 | 0.18501 | 0.41662 | 0.65161 | 0 | 0 | 0.85 | 0.85 | 0.85 | 0.85 | 0.87098 | 0.013788 | 0.46441 | 0.24703 | 0
2025-01-17 13:00 | 71857.2529 | 63925.1981 | 7353.5819 | 578.4729 | 0.3321 | 0.28357 | 0.28836 | 0.19687 | 17 | 13 | Winter | 0.37364 | 0.31803 | 0.31803 | 0.87056 | 0.27101 | 0.28836 | 0.3321 | 0.51602 | 0.65161 | 0.85008 | 0.010996 | 0.00079999 | 0.19687 | 0.39216 | 0.65161 | 0 | 0 | 0.85 | 0.85 | 0.85 | 0.85 | 0.87056 | 0.010996 | 0.45541 | 0.23247 | 0
2025-01-17 14:00 | 72045.835 | 65581.3322 | 5877.6165 | 586.8864 | 0.26545 | 0.28769 | 0.29212 | 0.20764 | 17 | 14 | Winter | 0.36662 | 0.31876 | 0.31876 | 0.87131 | 0.25223 | 0.29212 | 0.26545 | 0.50431 | 0.65161 | 0.85008 | 0.011519 | 0.00079999 | 0.20764 | 0.38684 | 0.65161 | 0 | 0 | 0.85 | 0.85 | 0.85 | 0.85 | 0.87131 | 0.011519 | 0.45706 | 0.18581 | 0
2025-01-17 15:00 | 72592.1378 | 68197.633 | 3819.9271 | 574.5777 | 0.17252 | 0.28166 | 0.28487 | 0.22363 | 17 | 15 | Winter | 0.35644 | 0.32325 | 0.32325 | 0.87285 | 0.24653 | 0.28487 | 0.17252 | 0.52622 | 0.65161 | 0.85008 | 0.011764 | 0.001192 | 0.22363 | 0.41154 | 0.65161 | 0 | 0 | 0.85 | 0.85 | 0.85 | 0.85 | 0.87285 | 0.011764 | 0.48176 | 0.12076 | 0
2025-01-17 16:00 | 74329.341 | 72224.225 | 1560.0279 | 545.088 | 0.070454 | 0.2672 | 0.26881 | 0.23802 | 17 | 16 | Winter | 0.34271 | 0.32889 | 0.32889 | 0.87552 | 0.27001 | 0.26881 | 0.070454 | 0.54156 | 0.66088 | 0.85008 | 0.012567 | 0.0013328 | 0.23802 | 0.50479 | 0.66088 | 0 | 0 | 0.85 | 0.85 | 0.85 | 0.85 | 0.87552 | 0.012567 | 0.52016 | 0.049318 | 0
2025-01-17 17:00 | 78159.1902 | 77546.3231 | 93.2756 | 519.5915 | 0.0042125 | 0.2547 | 0.25471 | 0.25452 | 17 | 17 | Winter | 0.35239 | 0.34089 | 0.34089 | 0.87812 | 0.31218 | 0.25471 | 0.0042125 | 0.47484 | 0.66641 | 0.85008 | 0.012811 | 0.0013818 | 0.25452 | 0.55841 | 0.66641 | 0 | 0 | 0.85 | 0.85 | 0.85 | 0.85 | 0.87812 | 0.012811 | 0.563 | 0.0029488 | 0.108
2025-01-17 18:00 | 79224.5371 | 78710.0175 | 0 | 514.5196 | 0 | 0.25222 | 0.25184 | 0.25902 | 17 | 18 | Winter | 0.36908 | 0.35647 | 0.35647 | 0.8795 | 0.33257 | 0.25184 | 0 | 0.15048 | 0.66641 | 0.85008 | 0.011554 | 0.0054852 | 0.25902 | 0.57233 | 0.66641 | 0 | 0 | 0.85 | 0.85 | 0.85 | 0.85 | 0.8795 | 0.011554 | 0.60036 | 0 | 0.31896
2025-01-17 19:00 | 77915.9355 | 77383.6769 | 0 | 532.2586 | 0 | 0.26091 | 0.26182 | 0.24442 | 17 | 19 | Winter | 0.39083 | 0.3598 | 0.3598 | 0.8799 | 0.35171 | 0.26182 | 0 | 0 | 0.66641 | 0.85008 | 0.011624 | 0.0054852 | 0.24442 | 0.56127 | 0.66641 | 0 | 0 | 0.85 | 0.85 | 0.85 | 0.85 | 0.8799 | 0.011624 | 0.6033 | 0 | 0.16946
2025-01-17 20:00 | 75580.6741 | 75039.3638 | 0 | 541.3103 | 0 | 0.26535 | 0.26677 | 0.23973 | 17 | 20 | Winter | 0.38392 | 0.35256 | 0.35256 | 0.88015 | 0.35332 | 0.26677 | 0 | 0 | 0.66539 | 0.85008 | 0.011729 | 0.0079216 | 0.23973 | 0.55127 | 0.66539 | 0 | 0 | 0.85 | 0.85 | 0.85 | 0.85 | 0.88015 | 0.011729 | 0.58652 | 0 | 0.16317
2025-01-17 21:00 | 72862.0566 | 72325.1102 | 0 | 536.9463 | 0 | 0.26321 | 0.26484 | 0.23379 | 17 | 21 | Winter | 0.36841 | 0.34678 | 0.34678 | 0.88022 | 0.34293 | 0.26484 | 0 | 0 | 0.66206 | 0.85008 | 0.011764 | 0.0066981 | 0.23379 | 0.52537 | 0.66206 | 0 | 0 | 0.85 | 0.85 | 0.85 | 0.85 | 0.88022 | 0.011764 | 0.56856 | 0 | 0.14339
2025-01-17 22:00 | 68498.4784 | 67963.5892 | 0 | 534.8891 | 0 | 0.2622 | 0.26407 | 0.22835 | 17 | 22 | Winter | 0.35457 | 0.33613 | 0.33613 | 0.87928 | 0.32008 | 0.26407 | 0 | 0 | 0.66206 | 0.85008 | 0.011868 | 0.0013818 | 0.22835 | 0.46434 | 0.66206 | 0 | 0 | 0.85 | 0.85 | 0.85 | 0.85 | 0.87928 | 0.011868 | 0.54642 | 0 | 0.12674
2025-01-17 23:00 | 63807.4191 | 63273.9404 | 0 | 533.4787 | 0 | 0.26151 | 0.26377 | 0.22061 | 17 | 23 | Winter | 0.33817 | 0.32402 | 0.32402 | 0.87673 | 0.30333 | 0.26377 | 0 | 0 | 0.66044 | 0.85008 | 0.011659 | 0.0013818 | 0.22061 | 0.41028 | 0.66044 | 0 | 0 | 0.85 | 0.85 | 0.85 | 0.85 | 0.87673 | 0.011659 | 0.51856 | 0 | 0.039796
2025-01-18 00:00 | 37605.8998 | 37082.6276 | 0 | 523.2722 | 0 | 0.25651 | 0.25861 | 0.21849 | 18 | 0 | Spring | 0.27877 | 0.32807 | 0.32807 | 0.86806 | 0.41526 | 0.25861 | 0 | 0 | 0.64562 | 0.85008 | 0.0133 | 0.00079999 | 0.21849 | 0.22892 | 0.64562 | 0 | 0 | 0.85 | 0.85 | 0.85 | 0.85 | 0.86806 | 0.0133 | 0.36461 | 0 | 0.048952
2025-01-18 01:00 | 36743.2051 | 36228.1275 | 0 | 515.0777 | 0 | 0.25249 | 0.25429 | 0.21994 | 18 | 1 | Spring | 0.27126 | 0.31736 | 0.31736 | 0.87726 | 0.38 | 0.25429 | 0 | 0 | 0.64562 | 0.85008 | 0.012357 | 0.00079999 | 0.21994 | 0.2248 | 0.64562 | 0 | 0 | 0.85 | 0.85 | 0.85 | 0.85 | 0.87726 | 0.012357 | 0.36019 | 0 | 0
2025-01-18 02:00 | 36566.0016 | 36055.7275 | 0 | 510.2741 | 0 | 0.25013 | 0.25184 | 0.21932 | 18 | 2 | Spring | 0.2611 | 0.30561 | 0.30561 | 0.87644 | 0.34552 | 0.25184 | 0 | 0 | 0.64562 | 0.85008 | 0.012462 | 0.00079999 | 0.21932 | 0.21959 | 0.64562 | 0 | 0 | 0.85 | 0.85 | 0.85 | 0.85 | 0.87644 | 0.012462 | 0.35507 | 0 | 0.0076969
2025-01-18 03:00 | 36624.174 | 36123.7698 | 0 | 500.4043 | 0 | 0.2453 | 0.2467 | 0.21999 | 18 | 3 | Spring | 0.25348 | 0.29808 | 0.29808 | 0.87591 | 0.33422 | 0.2467 | 0 | 0 | 0.64562 | 0.85008 | 0.013439 | 0.00079999 | 0.21999 | 0.21762 | 0.64562 | 0 | 0 | 0.85 | 0.85 | 0.85 | 0.85 | 0.87591 | 0.013439 | 0.3547 | 0 | 0
2025-01-18 04:00 | 37064.7884 | 36580.2097 | 0 | 484.5786 | 0 | 0.23754 | 0.23812 | 0.22706 | 18 | 4 | Spring | 0.24517 | 0.29516 | 0.29516 | 0.87706 | 0.32769 | 0.23812 | 0 | 0 | 0.64562 | 0.85008 | 0.013579 | 0.00079999 | 0.22706 | 0.22054 | 0.64562 | 0 | 0 | 0.85 | 0.85 | 0.85 | 0.85 | 0.87706 | 0.013579 | 0.36068 | 0 | 0
2025-01-18 05:00 | 39271.774 | 38808.8024 | 0 | 462.9715 | 0 | 0.22695 | 0.22643 | 0.23636 | 18 | 5 | Spring | 0.24319 | 0.29542 | 0.29542 | 0.87925 | 0.32324 | 0.22643 | 0 | 0 | 0.64562 | 0.85008 | 0.013719 | 0.00079999 | 0.23636 | 0.24903 | 0.64562 | 0 | 0 | 0.85 | 0.85 | 0.85 | 0.85 | 0.87925 | 0.013719 | 0.38813 | 0 | 0
2025-01-18 06:00 | 41472.2515 | 41038.741 | 0 | 433.5105 | 0 | 0.21251 | 0.21128 | 0.23467 | 18 | 6 | Spring | 0.25416 | 0.29826 | 0.29826 | 0.88123 | 0.35611 | 0.21128 | 0 | 0 | 0.6501 | 0.85008 | 0.013404 | 0.00083936 | 0.23467 | 0.30317 | 0.6501 | 0 | 0 | 0.85 | 0.85 | 0.85 | 0.85 | 0.88123 | 0.013404 | 0.4151 | 0 | 0
2025-01-18 07:00 | 45203.6003 | 44643.1674 | 150.9034 | 409.5295 | 0.0068151 | 0.20075 | 0.19935 | 0.22612 | 18 | 7 | Spring | 0.26383 | 0.30635 | 0.30635 | 0.88211 | 0.39696 | 0.19935 | 0.0068151 | 0 | 0.65669 | 0.85008 | 0.012671 | 0.0010882 | 0.22612 | 0.29 | 0.65669 | 0 | 0 | 0.85 | 0.85 | 0.85 | 0.85 | 0.88211 | 0.012671 | 0.40054 | 0.0047706 | 0.0096656
2025-01-18 08:00 | 46247.5715 | 43804.9519 | 2080.8697 | 361.7499 | 0.093976 | 0.17733 | 0.17554 | 0.20965 | 18 | 8 | Spring | 0.26441 | 0.30255 | 0.30255 | 0.88442 | 0.42633 | 0.17554 | 0.093976 | 0 | 0.65669 | 0.85008 | 0.012183 | 0.0010228 | 0.20965 | 0.28372 | 0.65669 | 0 | 0 | 0.85 | 0.85 | 0.85 | 0.85 | 0.88442 | 0.012183 | 0.39226 | 0.065783 | 0.029613
2025-01-18 09:00 | 47406.651 | 42192.2262 | 4879.1921 | 335.2327 | 0.22035 | 0.16433 | 0.16258 | 0.19591 | 18 | 9 | Spring | 0.25911 | 0.30095 | 0.30095 | 0.88542 | 0.45108 | 0.16258 | 0.22035 | 0.38061 | 0.65642 | 0.85008 | 0.011659 | 0.00079999 | 0.19591 | 0.26073 | 0.65642 | 0 | 0 | 0.85 | 0.85 | 0.85 | 0.85 | 0.88542 | 0.011659 | 0.37528 | 0.15425 | 0
2025-01-18 10:00 | 47207.7191 | 39660.9175 | 7196.4578 | 350.3437 | 0.32501 | 0.17174 | 0.17082 | 0.18833 | 18 | 10 | Spring | 0.26146 | 0.29721 | 0.29721 | 0.88641 | 0.4463 | 0.17082 | 0.32501 | 0.64871 | 0.65688 | 0.85008 | 0.011484 | 0.00079999 | 0.18833 | 0.27476 | 0.65688 | 0 | 0 | 0.85 | 0.85 | 0.85 | 0.85 | 0.88641 | 0.011484 | 0.37825 | 0.2275 | 0
2025-01-18 11:00 | 46441.8338 | 37412.1255 | 8654.7673 | 374.941 | 0.39087 | 0.18379 | 0.1837 | 0.18557 | 18 | 11 | Spring | 0.25473 | 0.28311 | 0.28311 | 0.88809 | 0.41276 | 0.1837 | 0.39087 | 0.69148 | 0.65688 | 0.85008 | 0.01138 | 0.00079999 | 0.18557 | 0.29695 | 0.65688 | 0 | 0 | 0.85 | 0.85 | 0.85 | 0.85 | 0.88809 | 0.01138 | 0.38376 | 0.27361 | 0.0092363
2025-01-18 12:00 | 45349.2487 | 35804.8229 | 9150.0005 | 394.4253 | 0.41323 | 0.19335 | 0.19376 | 0.18584 | 18 | 12 | Spring | 0.24979 | 0.27224 | 0.27224 | 0.88874 | 0.38152 | 0.19376 | 0.41323 | 0.67553 | 0.65688 | 0.85008 | 0.011484 | 0.00080167 | 0.18584 | 0.31905 | 0.65688 | 0 | 0 | 0.85 | 0.85 | 0.85 | 0.85 | 0.88874 | 0.011484 | 0.39243 | 0.28926 | 0.0092363
2025-01-18 13:00 | 43135.7022 | 34190.844 | 8542.9059 | 401.9523 | 0.38581 | 0.19704 | 0.19754 | 0.18796 | 18 | 13 | Spring | 0.2448 | 0.25993 | 0.25993 | 0.88865 | 0.35645 | 0.19754 | 0.38581 | 0.66427 | 0.65688 | 0.85008 | 0.010123 | 0.00079999 | 0.18796 | 0.32335 | 0.65688 | 0 | 0 | 0.85 | 0.85 | 0.85 | 0.85 | 0.88865 | 0.010123 | 0.40028 | 0.27007 | 0.0092363
2025-01-18 14:00 | 42734.9577 | 35334.9513 | 6990.5261 | 409.4803 | 0.31571 | 0.20073 | 0.20125 | 0.19117 | 18 | 14 | Spring | 0.24385 | 0.25881 | 0.25881 | 0.88747 | 0.34975 | 0.20125 | 0.31571 | 0.65679 | 0.65688 | 0.85008 | 0.0099835 | 0.0013328 | 0.19117 | 0.32489 | 0.65688 | 0 | 0 | 0.85 | 0.85 | 0.85 | 0.85 | 0.88747 | 0.0099835 | 0.40115 | 0.22099 | 0.0094141
2025-01-18 15:00 | 42850.3529 | 37723.4767 | 4712.4595 | 414.4166 | 0.21282 | 0.20315 | 0.20364 | 0.19412 | 18 | 15 | Spring | 0.24372 | 0.26351 | 0.26351 | 0.88663 | 0.34492 | 0.20364 | 0.21282 | 0.66692 | 0.65688 | 0.85008 | 0.010088 | 0.0013328 | 0.19412 | 0.33518 | 0.65688 | 0 | 0 | 0.85 | 0.85 | 0.85 | 0.85 | 0.88663 | 0.010088 | 0.4158 | 0.14898 | 0.0094141
2025-01-18 16:00 | 44129.4299 | 41659.1981 | 2054.1081 | 416.1237 | 0.092768 | 0.20398 | 0.20433 | 0.19773 | 18 | 16 | Spring | 0.24178 | 0.27908 | 0.27908 | 0.87629 | 0.34371 | 0.20433 | 0.092768 | 0.67652 | 0.66614 | 0.85008 | 0.010018 | 0.0013328 | 0.19773 | 0.36047 | 0.66614 | 0 | 0 | 0.85 | 0.85 | 0.85 | 0.85 | 0.87629 | 0.010018 | 0.43848 | 0.064937 | 0.0092363
2025-01-18 17:00 | 48462.9468 | 47896.756 | 135.8412 | 430.3495 | 0.0061349 | 0.21096 | 0.21148 | 0.20148 | 18 | 17 | Spring | 0.24363 | 0.29823 | 0.29823 | 0.87688 | 0.36264 | 0.21148 | 0.0061349 | 0.6679 | 0.66614 | 0.85008 | 0.010018 | 0.0035317 | 0.20148 | 0.37417 | 0.66614 | 0 | 0 | 0.85 | 0.85 | 0.85 | 0.85 | 0.87688 | 0.010018 | 0.48342 | 0.0042944 | 0.28272
2025-01-18 18:00 | 49530.9342 | 49086.5317 | 0 | 444.4025 | 0 | 0.21784 | 0.21887 | 0.19926 | 18 | 18 | Spring | 0.25066 | 0.31384 | 0.31384 | 0.87696 | 0.40118 | 0.21887 | 0 | 0.58773 | 0.66614 | 0.85008 | 0.010158 | 0.027398 | 0.19926 | 0.3962 | 0.66614 | 0 | 0 | 0.85 | 0.85 | 0.85 | 0.85 | 0.87696 | 0.010158 | 0.50599 | 0 | 0.42211
2025-01-18 19:00 | 49469.6723 | 49024.3104 | 0 | 445.3619 | 0 | 0.21831 | 0.21974 | 0.19262 | 18 | 19 | Spring | 0.26664 | 0.33067 | 0.33067 | 0.8775 | 0.42487 | 0.21974 | 0 | 0.23069 | 0.66641 | 0.85008 | 0.010612 | 0.027398 | 0.19262 | 0.41363 | 0.66641 | 0 | 0 | 0.85 | 0.85 | 0.85 | 0.85 | 0.8775 | 0.010612 | 0.52452 | 0 | 0.39185
2025-01-18 20:00 | 48754.6844 | 48319.9037 | 0 | 434.7807 | 0 | 0.21313 | 0.21483 | 0.18228 | 18 | 20 | Spring | 0.28392 | 0.33907 | 0.33907 | 0.87706 | 0.44583 | 0.21483 | 0 | 0 | 0.66641 | 0.85008 | 0.010717 | 0.013216 | 0.18228 | 0.41376 | 0.66641 | 0 | 0 | 0.85 | 0.85 | 0.85 | 0.85 | 0.87706 | 0.010717 | 0.52178 | 0 | 0.34357
2025-01-18 21:00 | 46733.2646 | 46313.6516 | 0 | 419.613 | 0 | 0.20569 | 0.20758 | 0.17154 | 18 | 21 | Spring | 0.28852 | 0.33774 | 0.33774 | 0.87764 | 0.44688 | 0.20758 | 0 | 0 | 0.66641 | 0.85008 | 0.010682 | 0.0013328 | 0.17154 | 0.40821 | 0.66641 | 0 | 0 | 0.85 | 0.85 | 0.85 | 0.85 | 0.87764 | 0.010682 | 0.49219 | 0 | 0.10075
2025-01-18 22:00 | 43911.607 | 43510.0805 | 0 | 401.5265 | 0 | 0.19683 | 0.19874 | 0.16219 | 18 | 22 | Spring | 0.27883 | 0.33192 | 0.33192 | 0.87863 | 0.45017 | 0.19874 | 0 | 0 | 0.66641 | 0.85008 | 0.010717 | 0.0013328 | 0.16219 | 0.36384 | 0.66641 | 0 | 0 | 0.85 | 0.85 | 0.85 | 0.85 | 0.87863 | 0.010717 | 0.43629 | 0 | 0.081544
2025-01-18 23:00 | 40514.3709 | 40128.1426 | 0 | 386.2283 | 0 | 0.18933 | 0.19111 | 0.15712 | 18 | 23 | Spring | 0.26601 | 0.32932 | 0.32932 | 0.87267 | 0.42104 | 0.19111 | 0 | 0 | 0.65528 | 0.85008 | 0.011973 | 0.0013328 | 0.15712 | 0.30433 | 0.65528 | 0 | 0 | 0.85 | 0.85 | 0.85 | 0.85 | 0.87267 | 0.011973 | 0.38142 | 0 | 0.039465
2025-01-19 00:00 | 38079.0023 | 37700.8189 | 0 | 378.1834 | 0 | 0.18538 | 0.18705 | 0.15525 | 19 | 0 | Spring | 0.27877 | 0.32807 | 0.32807 | 0.86806 | 0.41526 | 0.18705 | 0 | 0 | 0.64562 | 0.85008 | 0.0133 | 0.00079999 | 0.15525 | 0.22892 | 0.64562 | 0 | 0 | 0.85 | 0.85 | 0.85 | 0.85 | 0.86806 | 0.0133 | 0.36461 | 0 | 0.048952
2025-01-19 01:00 | 37299.737 | 36931.0796 | 0 | 368.6574 | 0 | 0.18071 | 0.18209 | 0.15587 | 19 | 1 | Spring | 0.27126 | 0.31736 | 0.31736 | 0.87726 | 0.38 | 0.18209 | 0 | 0 | 0.64562 | 0.85008 | 0.012357 | 0.00079999 | 0.15587 | 0.2248 | 0.64562 | 0 | 0 | 0.85 | 0.85 | 0.85 | 0.85 | 0.87726 | 0.012357 | 0.36019 | 0 | 0
2025-01-19 02:00 | 37169.6673 | 36809.4756 | 0 | 360.1916 | 0 | 0.17656 | 0.17771 | 0.15587 | 19 | 2 | Spring | 0.2611 | 0.30561 | 0.30561 | 0.87644 | 0.34552 | 0.17771 | 0 | 0 | 0.64562 | 0.85008 | 0.012462 | 0.00079999 | 0.15587 | 0.21959 | 0.64562 | 0 | 0 | 0.85 | 0.85 | 0.85 | 0.85 | 0.87644 | 0.012462 | 0.35507 | 0 | 0.0076969
2025-01-19 03:00 | 37224.563 | 36864.7673 | 0 | 359.7957 | 0 | 0.17637 | 0.17745 | 0.15688 | 19 | 3 | Spring | 0.25348 | 0.29808 | 0.29808 | 0.87591 | 0.33422 | 0.17745 | 0 | 0 | 0.64562 | 0.85008 | 0.013439 | 0.00079999 | 0.15688 | 0.21762 | 0.64562 | 0 | 0 | 0.85 | 0.85 | 0.85 | 0.85 | 0.87591 | 0.013439 | 0.3547 | 0 | 0
2025-01-19 04:00 | 37638.7118 | 37275.6955 | 0 | 363.0163 | 0 | 0.17795 | 0.17898 | 0.1594 | 19 | 4 | Spring | 0.24517 | 0.29516 | 0.29516 | 0.87706 | 0.32769 | 0.17898 | 0 | 0 | 0.64562 | 0.85008 | 0.013579 | 0.00079999 | 0.1594 | 0.22054 | 0.64562 | 0 | 0 | 0.85 | 0.85 | 0.85 | 0.85 | 0.87706 | 0.013579 | 0.36068 | 0 | 0
2025-01-19 05:00 | 39767.6299 | 39403.3789 | 0 | 364.251 | 0 | 0.17855 | 0.1797 | 0.15787 | 19 | 5 | Spring | 0.24319 | 0.29542 | 0.29542 | 0.87925 | 0.32324 | 0.1797 | 0 | 0 | 0.64562 | 0.85008 | 0.013719 | 0.00079999 | 0.15787 | 0.24903 | 0.64562 | 0 | 0 | 0.85 | 0.85 | 0.85 | 0.85 | 0.87925 | 0.013719 | 0.38813 | 0 | 0
2025-01-19 06:00 | 41920.6757 | 41569.292 | 0 | 351.3837 | 0 | 0.17225 | 0.17335 | 0.1523 | 19 | 6 | Spring | 0.25416 | 0.29826 | 0.29826 | 0.88123 | 0.35611 | 0.17335 | 0 | 0 | 0.6501 | 0.85008 | 0.013404 | 0.00083936 | 0.1523 | 0.30317 | 0.6501 | 0 | 0 | 0.85 | 0.85 | 0.85 | 0.85 | 0.88123 | 0.013404 | 0.4151 | 0 | 0
2025-01-19 07:00 | 45594.0524 | 45098.9545 | 165.5498 | 329.5482 | 0.0074766 | 0.16154 | 0.16264 | 0.14167 | 19 | 7 | Spring | 0.26383 | 0.30635 | 0.30635 | 0.88211 | 0.39696 | 0.16264 | 0.0074766 | 0 | 0.65669 | 0.85008 | 0.012671 | 0.0010882 | 0.14167 | 0.29 | 0.65669 | 0 | 0 | 0.85 | 0.85 | 0.85 | 0.85 | 0.88211 | 0.012671 | 0.40054 | 0.0052336 | 0.0096656
2025-01-19 08:00 | 46491.0331 | 44118.1921 | 2082.8846 | 289.9564 | 0.094067 | 0.14214 | 0.14322 | 0.1226 | 19 | 8 | Spring | 0.26441 | 0.30255 | 0.30255 | 0.88442 | 0.42633 | 0.14322 | 0.094067 | 0 | 0.65669 | 0.85008 | 0.012183 | 0.0010228 | 0.1226 | 0.28372 | 0.65669 | 0 | 0 | 0.85 | 0.85 | 0.85 | 0.85 | 0.88442 | 0.012183 | 0.39226 | 0.065847 | 0.029613
2025-01-19 09:00 | 47616.3128 | 42589.6592 | 4763.1304 | 263.5232 | 0.21511 | 0.12918 | 0.13038 | 0.10746 | 19 | 9 | Spring | 0.25911 | 0.30095 | 0.30095 | 0.88542 | 0.45108 | 0.13038 | 0.21511 | 0.38061 | 0.65642 | 0.85008 | 0.011659 | 0.00079999 | 0.10746 | 0.26073 | 0.65642 | 0 | 0 | 0.85 | 0.85 | 0.85 | 0.85 | 0.88542 | 0.011659 | 0.37528 | 0.15058 | 0
2025-01-19 10:00 | 47392.634 | 40187.4862 | 6931.8293 | 273.3185 | 0.31306 | 0.13398 | 0.1357 | 0.10283 | 19 | 10 | Spring | 0.26146 | 0.29721 | 0.29721 | 0.88641 | 0.4463 | 0.1357 | 0.31306 | 0.64871 | 0.65688 | 0.85008 | 0.011484 | 0.00079999 | 0.10283 | 0.27476 | 0.65688 | 0 | 0 | 0.85 | 0.85 | 0.85 | 0.85 | 0.88641 | 0.011484 | 0.37825 | 0.21914 | 0
2025-01-19 11:00 | 46650.8082 | 38151.2329 | 8202.8287 | 296.7466 | 0.37046 | 0.14546 | 0.14782 | 0.10294 | 19 | 11 | Spring | 0.25473 | 0.28311 | 0.28311 | 0.88809 | 0.41276 | 0.14782 | 0.37046 | 0.69148 | 0.65688 | 0.85008 | 0.01138 | 0.00079999 | 0.10294 | 0.29695 | 0.65688 | 0 | 0 | 0.85 | 0.85 | 0.85 | 0.85 | 0.88809 | 0.01138 | 0.38376 | 0.25932 | 0.0092363
2025-01-19 12:00 | 45596.9475 | 36847.4172 | 8427.3633 | 322.167 | 0.3806 | 0.15792 | 0.16045 | 0.11223 | 19 | 12 | Spring | 0.24979 | 0.27224 | 0.27224 | 0.88874 | 0.38152 | 0.16045 | 0.3806 | 0.67553 | 0.65688 | 0.85008 | 0.011484 | 0.00080167 | 0.11223 | 0.31905 | 0.65688 | 0 | 0 | 0.85 | 0.85 | 0.85 | 0.85 | 0.88874 | 0.011484 | 0.39243 | 0.26642 | 0.0092363
2025-01-19 13:00 | 43400.3573 | 35255.4264 | 7798.2129 | 346.7181 | 0.35218 | 0.16996 | 0.17239 | 0.12611 | 19 | 13 | Spring | 0.2448 | 0.25993 | 0.25993 | 0.88865 | 0.35645 | 0.17239 | 0.35218 | 0.66427 | 0.65688 | 0.85008 | 0.010123 | 0.00079999 | 0.12611 | 0.32335 | 0.65688 | 0 | 0 | 0.85 | 0.85 | 0.85 | 0.85 | 0.88865 | 0.010123 | 0.40028 | 0.24653 | 0.0092363
2025-01-19 14:00 | 42953.9913 | 36193.2131 | 6390.2192 | 370.559 | 0.2886 | 0.18165 | 0.184 | 0.13915 | 19 | 14 | Spring | 0.24385 | 0.25881 | 0.25881 | 0.88747 | 0.34975 | 0.184 | 0.2886 | 0.65679 | 0.65688 | 0.85008 | 0.0099835 | 0.0013328 | 0.13915 | 0.32489 | 0.65688 | 0 | 0 | 0.85 | 0.85 | 0.85 | 0.85 | 0.88747 | 0.0099835 | 0.40115 | 0.20202 | 0.0094141
2025-01-19 15:00 | 42978.6476 | 38318.1358 | 4272.0611 | 388.4507 | 0.19293 | 0.19042 | 0.19266 | 0.14995 | 19 | 15 | Spring | 0.24372 | 0.26351 | 0.26351 | 0.88663 | 0.34492 | 0.19266 | 0.19293 | 0.66692 | 0.65688 | 0.85008 | 0.010088 | 0.0013328 | 0.14995 | 0.33518 | 0.65688 | 0 | 0 | 0.85 | 0.85 | 0.85 | 0.85 | 0.88663 | 0.010088 | 0.4158 | 0.13505 | 0.0094141
2025-01-19 16:00 | 44171.5706 | 41986.9184 | 1781.8951 | 402.7571 | 0.080474 | 0.19743 | 0.19949 | 0.16026 | 19 | 16 | Spring | 0.24178 | 0.27908 | 0.27908 | 0.87629 | 0.34371 | 0.19949 | 0.080474 | 0.67652 | 0.66614 | 0.85008 | 0.010018 | 0.0013328 | 0.16026 | 0.36047 | 0.66614 | 0 | 0 | 0.85 | 0.85 | 0.85 | 0.85 | 0.87629 | 0.010018 | 0.43848 | 0.056332 | 0.0092363
2025-01-19 17:00 | 48574.1019 | 48028.8445 | 115.1396 | 430.1178 | 0.0051999 | 0.21084 | 0.21242 | 0.18225 | 19 | 17 | Spring | 0.24363 | 0.29823 | 0.29823 | 0.87688 | 0.36264 | 0.21242 | 0.0051999 | 0.6679 | 0.66614 | 0.85008 | 0.010018 | 0.0035317 | 0.18225 | 0.37417 | 0.66614 | 0 | 0 | 0.85 | 0.85 | 0.85 | 0.85 | 0.87688 | 0.010018 | 0.48342 | 0.00364 | 0.28272
2025-01-19 18:00 | 49667.0425 | 49218.7936 | 0 | 448.2489 | 0 | 0.21973 | 0.22074 | 0.20146 | 19 | 18 | Spring | 0.25066 | 0.31384 | 0.31384 | 0.87696 | 0.40118 | 0.22074 | 0 | 0.58773 | 0.66614 | 0.85008 | 0.010158 | 0.027398 | 0.20146 | 0.3962 | 0.66614 | 0 | 0 | 0.85 | 0.85 | 0.85 | 0.85 | 0.87696 | 0.010158 | 0.50599 | 0 | 0.42211
2025-01-19 19:00 | 49649.3857 | 49192.2939 | 0 | 457.0918 | 0 | 0.22406 | 0.22464 | 0.2137 | 19 | 19 | Spring | 0.26664 | 0.33067 | 0.33067 | 0.8775 | 0.42487 | 0.22464 | 0 | 0.23069 | 0.66641 | 0.85008 | 0.010612 | 0.027398 | 0.2137 | 0.41363 | 0.66641 | 0 | 0 | 0.85 | 0.85 | 0.85 | 0.85 | 0.8775 | 0.010612 | 0.52452 | 0 | 0.39185
2025-01-19 20:00 | 48983.296 | 48516.781 | 0 | 466.515 | 0 | 0.22868 | 0.22928 | 0.21793 | 19 | 20 | Spring | 0.28392 | 0.33907 | 0.33907 | 0.87706 | 0.44583 | 0.22928 | 0 | 0 | 0.66641 | 0.85008 | 0.010717 | 0.013216 | 0.21793 | 0.41376 | 0.66641 | 0 | 0 | 0.85 | 0.85 | 0.85 | 0.85 | 0.87706 | 0.010717 | 0.52178 | 0 | 0.34357
2025-01-19 21:00 | 46945.7449 | 46472.568 | 0 | 473.1769 | 0 | 0.23195 | 0.23287 | 0.21522 | 19 | 21 | Spring | 0.28852 | 0.33774 | 0.33774 | 0.87764 | 0.44688 | 0.23287 | 0 | 0 | 0.66641 | 0.85008 | 0.010682 | 0.0013328 | 0.21522 | 0.40821 | 0.66641 | 0 | 0 | 0.85 | 0.85 | 0.85 | 0.85 | 0.87764 | 0.010682 | 0.49219 | 0 | 0.10075
2025-01-19 22:00 | 44078.7178 | 43596.7352 | 0 | 481.9825 | 0 | 0.23627 | 0.2375 | 0.21404 | 19 | 22 | Spring | 0.27883 | 0.33192 | 0.33192 | 0.87863 | 0.45017 | 0.2375 | 0 | 0 | 0.66641 | 0.85008 | 0.010717 | 0.0013328 | 0.21404 | 0.36384 | 0.66641 | 0 | 0 | 0.85 | 0.85 | 0.85 | 0.85 | 0.87863 | 0.010717 | 0.43629 | 0 | 0.081544
2025-01-19 23:00 | 40637.6246 | 40136.9469 | 0 | 500.6777 | 0 | 0.24543 | 0.24704 | 0.21637 | 19 | 23 | Spring | 0.26601 | 0.32932 | 0.32932 | 0.87267 | 0.42104 | 0.24704 | 0 | 0 | 0.65528 | 0.85008 | 0.011973 | 0.0013328 | 0.21637 | 0.30433 | 0.65528 | 0 | 0 | 0.85 | 0.85 | 0.85 | 0.85 | 0.87267 | 0.011973 | 0.38142 | 0 | 0.039465
2025-01-20 00:00 | 61993.8981 | 61465.017 | 0 | 528.8811 | 0 | 0.25926 | 0.26128 | 0.22264 | 20 | 0 | Winter | 0.38112 | 0.34822 | 0.34822 | 0.87184 | 0.31588 | 0.26128 | 0 | 0 | 0.65714 | 0.85008 | 0.011799 | 0.0012155 | 0.22264 | 0.39122 | 0.65714 | 0 | 0 | 0.85 | 0.85 | 0.85 | 0.85 | 0.87184 | 0.011799 | 0.48528 | 0 | 0.0029205
2025-01-20 01:00 | 61159.492 | 60594.2363 | 0 | 565.2557 | 0 | 0.27709 | 0.27926 | 0.23778 | 20 | 1 | Winter | 0.36674 | 0.33231 | 0.33231 | 0.87605 | 0.28158 | 0.27926 | 0 | 0 | 0.65714 | 0.85008 | 0.009774 | 0.00081967 | 0.23778 | 0.37856 | 0.65714 | 0 | 0 | 0.85 | 0.85 | 0.85 | 0.85 | 0.87605 | 0.009774 | 0.4777 | 0 | 0
2025-01-20 02:00 | 60889.0329 | 60285.1436 | 0 | 603.8893 | 0 | 0.29602 | 0.29816 | 0.25733 | 20 | 2 | Winter | 0.34679 | 0.32201 | 0.32201 | 0.8763 | 0.24925 | 0.29816 | 0 | 0 | 0.65714 | 0.85008 | 0.0098438 | 0.00079999 | 0.25733 | 0.37271 | 0.65714 | 0 | 0 | 0.85 | 0.85 | 0.85 | 0.85 | 0.8763 | 0.0098438 | 0.47491 | 0 | 0
2025-01-20 03:00 | 60856.3806 | 60213.7424 | 0 | 642.6382 | 0 | 0.31502 | 0.31697 | 0.27978 | 20 | 3 | Winter | 0.3338 | 0.31706 | 0.31706 | 0.87561 | 0.23438 | 0.31697 | 0 | 0 | 0.65714 | 0.85008 | 0.0098089 | 0.00079999 | 0.27978 | 0.37639 | 0.65714 | 0 | 0 | 0.85 | 0.85 | 0.85 | 0.85 | 0.87561 | 0.0098089 | 0.47708 | 0 | 0
2025-01-20 04:00 | 61605.9353 | 60944.714 | 0 | 661.2213 | 0 | 0.32413 | 0.32539 | 0.30139 | 20 | 4 | Winter | 0.33501 | 0.31839 | 0.31839 | 0.87687 | 0.215 | 0.32539 | 0 | 0 | 0.65714 | 0.85008 | 0.0099486 | 0.00079999 | 0.30139 | 0.39652 | 0.65714 | 0 | 0 | 0.85 | 0.85 | 0.85 | 0.85 | 0.87687 | 0.0099486 | 0.49014 | 0 | 0
2025-01-20 05:00 | 66457.3292 | 65796.5237 | 0 | 660.8055 | 0 | 0.32392 | 0.32426 | 0.31784 | 20 | 5 | Winter | 0.34255 | 0.3212 | 0.3212 | 0.87819 | 0.21182 | 0.32426 | 0 | 0 | 0.65714 | 0.85008 | 0.010053 | 0.00079999 | 0.31784 | 0.45896 | 0.65714 | 0 | 0 | 0.85 | 0.85 | 0.85 | 0.85 | 0.87819 | 0.010053 | 0.52415 | 0 | 0
2025-01-20 06:00 | 74369.7609 | 73718.3302 | 0 | 651.4307 | 0 | 0.31933 | 0.31922 | 0.32132 | 20 | 6 | Winter | 0.3535 | 0.33148 | 0.33148 | 0.87914 | 0.24668 | 0.31922 | 0 | 0 | 0.65714 | 0.85008 | 0.010088 | 0.00079999 | 0.32132 | 0.54134 | 0.65714 | 0 | 0 | 0.85 | 0.85 | 0.85 | 0.85 | 0.87914 | 0.010088 | 0.55421 | 0 | 0.00017779
2025-01-20 07:00 | 82341.8589 | 81542.1947 | 152.2022 | 647.4621 | 0.0068738 | 0.31738 | 0.31729 | 0.31907 | 20 | 7 | Winter | 0.39334 | 0.34859 | 0.34859 | 0.8799 | 0.30623 | 0.31729 | 0.0068738 | 0 | 0.65714 | 0.85008 | 0.011938 | 0.017261 | 0.31907 | 0.53641 | 0.65714 | 0 | 0 | 0.85 | 0.85 | 0.85 | 0.85 | 0.8799 | 0.011938 | 0.56215 | 0.0048116 | 0.0038224
2025-01-20 08:00 | 79519.7135 | 76831.3042 | 2057.0533 | 631.356 | 0.092901 | 0.30949 | 0.30948 | 0.30972 | 20 | 8 | Winter | 0.43014 | 0.36227 | 0.36227 | 0.88068 | 0.34685 | 0.30948 | 0.092901 | 0 | 0.65714 | 0.85008 | 0.010821 | 0.0096506 | 0.30972 | 0.4851 | 0.65714 | 0 | 0 | 0.85 | 0.85 | 0.85 | 0.85 | 0.88068 | 0.010821 | 0.53053 | 0.06503 | 8.8894e-05
2025-01-20 09:00 | 78114.0672 | 72905.933 | 4547.2987 | 660.8355 | 0.20537 | 0.32394 | 0.32533 | 0.29887 | 20 | 9 | Winter | 0.43228 | 0.35522 | 0.35522 | 0.88103 | 0.35924 | 0.32533 | 0.20537 | 0.040275 | 0.65714 | 0.85008 | 0.010961 | 0.00079999 | 0.29887 | 0.4407 | 0.65714 | 0 | 0 | 0.85 | 0.85 | 0.85 | 0.85 | 0.88103 | 0.010961 | 0.50047 | 0.14376 | 0
2025-01-20 10:00 | 76715.453 | 69444.3017 | 6579.9107 | 691.2406 | 0.29716 | 0.33884 | 0.3414 | 0.29269 | 20 | 10 | Winter | 0.4061 | 0.33487 | 0.33487 | 0.88085 | 0.36964 | 0.3414 | 0.29716 | 0.40566 | 0.65161 | 0.85008 | 0.013544 | 0.00079999 | 0.29269 | 0.43351 | 0.65161 | 0 | 0 | 0.85 | 0.85 | 0.85 | 0.85 | 0.88085 | 0.013544 | 0.48026 | 0.20801 | 0
2025-01-20 11:00 | 73669.2613 | 65209.7944 | 7773.1463 | 686.3206 | 0.35105 | 0.33643 | 0.33925 | 0.28554 | 20 | 11 | Winter | 0.3925 | 0.32321 | 0.32321 | 0.87126 | 0.35242 | 0.33925 | 0.35105 | 0.54927 | 0.65161 | 0.85008 | 0.013649 | 0.00079999 | 0.28554 | 0.42796 | 0.65161 | 0 | 0 | 0.85 | 0.85 | 0.85 | 0.85 | 0.87126 | 0.013649 | 0.46854 | 0.24574 | 0
2025-01-20 12:00 | 72288.9786 | 63571.6684 | 8048.2119 | 669.0982 | 0.36347 | 0.32799 | 0.33065 | 0.27991 | 20 | 12 | Winter | 0.3815 | 0.31623 | 0.31623 | 0.87098 | 0.31489 | 0.33065 | 0.36347 | 0.54413 | 0.65161 | 0.85008 | 0.013788 | 0.00079999 | 0.27991 | 0.41662 | 0.65161 | 0 | 0 | 0.85 | 0.85 | 0.85 | 0.85 | 0.87098 | 0.013788 | 0.46441 | 0.25443 | 0
2025-01-20 13:00 | 72175.5264 | 63924.2436 | 7594.6321 | 656.6508 | 0.34299 | 0.32189 | 0.3245 | 0.27463 | 20 | 13 | Winter | 0.37364 | 0.31803 | 0.31803 | 0.87056 | 0.27101 | 0.3245 | 0.34299 | 0.51602 | 0.65161 | 0.85008 | 0.010996 | 0.00079999 | 0.27463 | 0.39216 | 0.65161 | 0 | 0 | 0.85 | 0.85 | 0.85 | 0.85 | 0.87056 | 0.010996 | 0.45541 | 0.24009 | 0
2025-01-20 14:00 | 72458.7428 | 65431.4252 | 6374.4467 | 652.8709 | 0.28788 | 0.32003 | 0.32271 | 0.27161 | 20 | 14 | Winter | 0.36662 | 0.31876 | 0.31876 | 0.87131 | 0.25223 | 0.32271 | 0.28788 | 0.50431 | 0.65161 | 0.85008 | 0.011519 | 0.00079999 | 0.27161 | 0.38684 | 0.65161 | 0 | 0 | 0.85 | 0.85 | 0.85 | 0.85 | 0.87131 | 0.011519 | 0.45706 | 0.20152 | 0
2025-01-20 15:00 | 73005.5039 | 67986.5611 | 4378.5999 | 640.3429 | 0.19775 | 0.31389 | 0.31635 | 0.26957 | 20 | 15 | Winter | 0.35644 | 0.32325 | 0.32325 | 0.87285 | 0.24653 | 0.31635 | 0.19775 | 0.52622 | 0.65161 | 0.85008 | 0.011764 | 0.001192 | 0.26957 | 0.41154 | 0.65161 | 0 | 0 | 0.85 | 0.85 | 0.85 | 0.85 | 0.87285 | 0.011764 | 0.48176 | 0.13842 | 0
2025-01-20 16:00 | 74553.7914 | 71962.2882 | 1969.3806 | 622.1226 | 0.088941 | 0.30496 | 0.3069 | 0.26987 | 20 | 16 | Winter | 0.34271 | 0.32889 | 0.32889 | 0.87552 | 0.27001 | 0.3069 | 0.088941 | 0.54156 | 0.66088 | 0.85008 | 0.012567 | 0.0013328 | 0.26987 | 0.50479 | 0.66088 | 0 | 0 | 0.85 | 0.85 | 0.85 | 0.85 | 0.87552 | 0.012567 | 0.52016 | 0.062259 | 0
2025-01-20 17:00 | 78281.0919 | 77522.3649 | 145.236 | 613.4911 | 0.0065592 | 0.30073 | 0.30202 | 0.27739 | 20 | 17 | Winter | 0.35239 | 0.34089 | 0.34089 | 0.87812 | 0.31218 | 0.30202 | 0.0065592 | 0.47484 | 0.66641 | 0.85008 | 0.012811 | 0.0013818 | 0.27739 | 0.55841 | 0.66641 | 0 | 0 | 0.85 | 0.85 | 0.85 | 0.85 | 0.87812 | 0.012811 | 0.563 | 0.0045914 | 0.108
2025-01-20 18:00 | 79398.6824 | 78798.9748 | 0 | 599.7077 | 0 | 0.29397 | 0.29449 | 0.28468 | 20 | 18 | Winter | 0.36908 | 0.35647 | 0.35647 | 0.8795 | 0.33257 | 0.29449 | 0 | 0.15048 | 0.66641 | 0.85008 | 0.011554 | 0.0054852 | 0.28468 | 0.57233 | 0.66641 | 0 | 0 | 0.85 | 0.85 | 0.85 | 0.85 | 0.8795 | 0.011554 | 0.60036 | 0 | 0.31896
2025-01-20 19:00 | 78170.0502 | 77591.2417 | 0 | 578.8085 | 0 | 0.28373 | 0.28356 | 0.28679 | 20 | 19 | Winter | 0.39083 | 0.3598 | 0.3598 | 0.8799 | 0.35171 | 0.28356 | 0 | 0 | 0.66641 | 0.85008 | 0.011624 | 0.0054852 | 0.28679 | 0.56127 | 0.66641 | 0 | 0 | 0.85 | 0.85 | 0.85 | 0.85 | 0.8799 | 0.011624 | 0.6033 | 0 | 0.16946
2025-01-20 20:00 | 75888.1781 | 75329.536 | 0 | 558.6421 | 0 | 0.27384 | 0.27364 | 0.27761 | 20 | 20 | Winter | 0.38392 | 0.35256 | 0.35256 | 0.88015 | 0.35332 | 0.27364 | 0 | 0 | 0.66539 | 0.85008 | 0.011729 | 0.0079216 | 0.27761 | 0.55127 | 0.66539 | 0 | 0 | 0.85 | 0.85 | 0.85 | 0.85 | 0.88015 | 0.011729 | 0.58652 | 0 | 0.16317
2025-01-20 21:00 | 73217.9088 | 72674.818 | 0 | 543.0909 | 0 | 0.26622 | 0.26642 | 0.26255 | 20 | 21 | Winter | 0.36841 | 0.34678 | 0.34678 | 0.88022 | 0.34293 | 0.26642 | 0 | 0 | 0.66206 | 0.85008 | 0.011764 | 0.0066981 | 0.26255 | 0.52537 | 0.66206 | 0 | 0 | 0.85 | 0.85 | 0.85 | 0.85 | 0.88022 | 0.011764 | 0.56856 | 0 | 0.14339
2025-01-20 22:00 | 68908.8656 | 68380.3459 | 0 | 528.5197 | 0 | 0.25908 | 0.25943 | 0.25267 | 20 | 22 | Winter | 0.35457 | 0.33613 | 0.33613 | 0.87928 | 0.32008 | 0.25943 | 0 | 0 | 0.66206 | 0.85008 | 0.011868 | 0.0013818 | 0.25267 | 0.46434 | 0.66206 | 0 | 0 | 0.85 | 0.85 | 0.85 | 0.85 | 0.87928 | 0.011868 | 0.54642 | 0 | 0.12674
2025-01-20 23:00 | 64251.4897 | 63736.0693 | 0 | 515.4204 | 0 | 0.25266 | 0.25308 | 0.24493 | 20 | 23 | Winter | 0.33817 | 0.32402 | 0.32402 | 0.87673 | 0.30333 | 0.25308 | 0 | 0 | 0.66044 | 0.85008 | 0.011659 | 0.0013818 | 0.24493 | 0.41028 | 0.66044 | 0 | 0 | 0.85 | 0.85 | 0.85 | 0.85 | 0.87673 | 0.011659 | 0.51856 | 0 | 0.039796
2025-01-21 00:00 | 62027.8106 | 61508.1977 | 0 | 519.6128 | 0 | 0.25471 | 0.25523 | 0.24528 | 21 | 0 | Winter | 0.38112 | 0.34822 | 0.34822 | 0.87184 | 0.31588 | 0.25523 | 0 | 0 | 0.65714 | 0.85008 | 0.011799 | 0.0012155 | 0.24528 | 0.39122 | 0.65714 | 0 | 0 | 0.85 | 0.85 | 0.85 | 0.85 | 0.87184 | 0.011799 | 0.48528 | 0 | 0.0029205
2025-01-21 01:00 | 61258.4799 | 60733.0586 | 0 | 525.4213 | 0 | 0.25756 | 0.25815 | 0.24694 | 21 | 1 | Winter | 0.36674 | 0.33231 | 0.33231 | 0.87605 | 0.28158 | 0.25815 | 0 | 0 | 0.65714 | 0.85008 | 0.009774 | 0.00081967 | 0.24694 | 0.37856 | 0.65714 | 0 | 0 | 0.85 | 0.85 | 0.85 | 0.85 | 0.87605 | 0.009774 | 0.4777 | 0 | 0
2025-01-21 02:00 | 61058.5955 | 60537.5633 | 0 | 521.0322 | 0 | 0.25541 | 0.25594 | 0.24584 | 21 | 2 | Winter | 0.34679 | 0.32201 | 0.32201 | 0.8763 | 0.24925 | 0.25594 | 0 | 0 | 0.65714 | 0.85008 | 0.0098438 | 0.00079999 | 0.24584 | 0.37271 | 0.65714 | 0 | 0 | 0.85 | 0.85 | 0.85 | 0.85 | 0.8763 | 0.0098438 | 0.47491 | 0 | 0
2025-01-21 03:00 | 61076.5828 | 60572.2516 | 0 | 504.3312 | 0 | 0.24722 | 0.24752 | 0.24182 | 21 | 3 | Winter | 0.3338 | 0.31706 | 0.31706 | 0.87561 | 0.23438 | 0.24752 | 0 | 0 | 0.65714 | 0.85008 | 0.0098089 | 0.00079999 | 0.24182 | 0.37639 | 0.65714 | 0 | 0 | 0.85 | 0.85 | 0.85 | 0.85 | 0.87561 | 0.0098089 | 0.47708 | 0 | 0
2025-01-21 04:00 | 61862.5706 | 61379.9667 | 0 | 482.6038 | 0 | 0.23657 | 0.23691 | 0.23038 | 21 | 4 | Winter | 0.33501 | 0.31839 | 0.31839 | 0.87687 | 0.215 | 0.23691 | 0 | 0 | 0.65714 | 0.85008 | 0.0099486 | 0.00079999 | 0.23038 | 0.39652 | 0.65714 | 0 | 0 | 0.85 | 0.85 | 0.85 | 0.85 | 0.87687 | 0.0099486 | 0.49014 | 0 | 0
2025-01-21 05:00 | 66766.6663 | 66316.5853 | 0 | 450.0811 | 0 | 0.22063 | 0.22112 | 0.21169 | 21 | 5 | Winter | 0.34255 | 0.3212 | 0.3212 | 0.87819 | 0.21182 | 0.22112 | 0 | 0 | 0.65714 | 0.85008 | 0.010053 | 0.00079999 | 0.21169 | 0.45896 | 0.65714 | 0 | 0 | 0.85 | 0.85 | 0.85 | 0.85 | 0.87819 | 0.010053 | 0.52415 | 0 | 0
2025-01-21 06:00 | 74760.4423 | 74363.7981 | 0 | 396.6442 | 0 | 0.19443 | 0.19487 | 0.18662 | 21 | 6 | Winter | 0.3535 | 0.33148 | 0.33148 | 0.87914 | 0.24668 | 0.19487 | 0 | 0 | 0.65714 | 0.85008 | 0.010088 | 0.00079999 | 0.18662 | 0.54134 | 0.65714 | 0 | 0 | 0.85 | 0.85 | 0.85 | 0.85 | 0.87914 | 0.010088 | 0.55421 | 0 | 0.00017779
2025-01-21 07:00 | 82821.6752 | 82245.6757 | 235.6024 | 340.397 | 0.01064 | 0.16686 | 0.16716 | 0.16141 | 21 | 7 | Winter | 0.39334 | 0.34859 | 0.34859 | 0.8799 | 0.30623 | 0.16716 | 0.01064 | 0 | 0.65714 | 0.85008 | 0.011938 | 0.017261 | 0.16141 | 0.53641 | 0.65714 | 0 | 0 | 0.85 | 0.85 | 0.85 | 0.85 | 0.8799 | 0.011938 | 0.56215 | 0.0074482 | 0.0038224
2025-01-21 08:00 | 79836.9668 | 76784.5163 | 2782.0182 | 270.4323 | 0.12564 | 0.13256 | 0.13247 | 0.1343 | 21 | 8 | Winter | 0.43014 | 0.36227 | 0.36227 | 0.88068 | 0.34685 | 0.13247 | 0.12564 | 0 | 0.65714 | 0.85008 | 0.010821 | 0.0096506 | 0.1343 | 0.4851 | 0.65714 | 0 | 0 | 0.85 | 0.85 | 0.85 | 0.85 | 0.88068 | 0.010821 | 0.53053 | 0.087949 | 8.8894e-05
2025-01-21 09:00 | 78271.7145 | 72041.7784 | 5994.1942 | 235.7419 | 0.27071 | 0.11556 | 0.1159 | 0.1095 | 21 | 9 | Winter | 0.43228 | 0.35522 | 0.35522 | 0.88103 | 0.35924 | 0.1159 | 0.27071 | 0.040275 | 0.65714 | 0.85008 | 0.010961 | 0.00079999 | 0.1095 | 0.4407 | 0.65714 | 0 | 0 | 0.85 | 0.85 | 0.85 | 0.85 | 0.88103 | 0.010961 | 0.50047 | 0.1895 | 0
2025-01-21 10:00 | 76721.1815 | 67986.7393 | 8508.4459 | 225.9963 | 0.38426 | 0.11078 | 0.1116 | 0.09608 | 21 | 10 | Winter | 0.4061 | 0.33487 | 0.33487 | 0.88085 | 0.36964 | 0.1116 | 0.38426 | 0.40566 | 0.65161 | 0.85008 | 0.013544 | 0.00079999 | 0.09608 | 0.43351 | 0.65161 | 0 | 0 | 0.85 | 0.85 | 0.85 | 0.85 | 0.88085 | 0.013544 | 0.48026 | 0.26898 | 0
2025-01-21 11:00 | 73526.5079 | 63171.1558 | 10131.2103 | 224.1418 | 0.45755 | 0.10987 | 0.11075 | 0.093991 | 21 | 11 | Winter | 0.3925 | 0.32321 | 0.32321 | 0.87126 | 0.35242 | 0.11075 | 0.45755 | 0.54927 | 0.65161 | 0.85008 | 0.013649 | 0.00079999 | 0.093991 | 0.42796 | 0.65161 | 0 | 0 | 0.85 | 0.85 | 0.85 | 0.85 | 0.87126 | 0.013649 | 0.46854 | 0.32028 | 0
2025-01-21 12:00 | 71962.9143 | 61014.2905 | 10718.3916 | 230.2323 | 0.48406 | 0.11286 | 0.11346 | 0.10192 | 21 | 12 | Winter | 0.3815 | 0.31623 | 0.31623 | 0.87098 | 0.31489 | 0.11346 | 0.48406 | 0.54413 | 0.65161 | 0.85008 | 0.013788 | 0.00079999 | 0.10192 | 0.41662 | 0.65161 | 0 | 0 | 0.85 | 0.85 | 0.85 | 0.85 | 0.87098 | 0.013788 | 0.46441 | 0.33884 | 0
2025-01-21 13:00 | 71719.0823 | 61509.5673 | 9970.6503 | 238.8648 | 0.45029 | 0.11709 | 0.1172 | 0.1151 | 21 | 13 | Winter | 0.37364 | 0.31803 | 0.31803 | 0.87056 | 0.27101 | 0.1172 | 0.45029 | 0.51602 | 0.65161 | 0.85008 | 0.010996 | 0.00079999 | 0.1151 | 0.39216 | 0.65161 | 0 | 0 | 0.85 | 0.85 | 0.85 | 0.85 | 0.87056 | 0.010996 | 0.45541 | 0.31521 | 0
2025-01-21 14:00 | 71988.7795 | 63773.9316 | 7967.3115 | 247.5364 | 0.35982 | 0.12134 | 0.12118 | 0.12429 | 21 | 14 | Winter | 0.36662 | 0.31876 | 0.31876 | 0.87131 | 0.25223 | 0.12118 | 0.35982 | 0.50431 | 0.65161 | 0.85008 | 0.011519 | 0.00079999 | 0.12429 | 0.38684 | 0.65161 | 0 | 0 | 0.85 | 0.85 | 0.85 | 0.85 | 0.87131 | 0.011519 | 0.45706 | 0.25187 | 0
2025-01-21 15:00 | 72585.722 | 67068.2384 | 5268.9556 | 248.528 | 0.23796 | 0.12183 | 0.12176 | 0.12303 | 21 | 15 | Winter | 0.35644 | 0.32325 | 0.32325 | 0.87285 | 0.24653 | 0.12176 | 0.23796 | 0.52622 | 0.65161 | 0.85008 | 0.011764 | 0.001192 | 0.12303 | 0.41154 | 0.65161 | 0 | 0 | 0.85 | 0.85 | 0.85 | 0.85 | 0.87285 | 0.011764 | 0.48176 | 0.16657 | 0
2025-01-21 16:00 | 74258.3537 | 71677.7896 | 2334.8755 | 245.6887 | 0.10545 | 0.12044 | 0.12027 | 0.12335 | 21 | 16 | Winter | 0.34271 | 0.32889 | 0.32889 | 0.87552 | 0.27001 | 0.12027 | 0.10545 | 0.54156 | 0.66088 | 0.85008 | 0.012567 | 0.0013328 | 0.12335 | 0.50479 | 0.66088 | 0 | 0 | 0.85 | 0.85 | 0.85 | 0.85 | 0.87552 | 0.012567 | 0.52016 | 0.073813 | 0
2025-01-21 17:00 | 78276.0509 | 77858.316 | 173.6635 | 244.0713 | 0.007843 | 0.11964 | 0.11899 | 0.13146 | 21 | 17 | Winter | 0.35239 | 0.34089 | 0.34089 | 0.87812 | 0.31218 | 0.11899 | 0.007843 | 0.47484 | 0.66641 | 0.85008 | 0.012811 | 0.0013818 | 0.13146 | 0.55841 | 0.66641 | 0 | 0 | 0.85 | 0.85 | 0.85 | 0.85 | 0.87812 | 0.012811 | 0.563 | 0.0054901 | 0.108
2025-01-21 18:00 | 79516.0014 | 79279.2127 | 0 | 236.7887 | 0 | 0.11607 | 0.11479 | 0.13926 | 21 | 18 | Winter | 0.36908 | 0.35647 | 0.35647 | 0.8795 | 0.33257 | 0.11479 | 0 | 0.15048 | 0.66641 | 0.85008 | 0.011554 | 0.0054852 | 0.13926 | 0.57233 | 0.66641 | 0 | 0 | 0.85 | 0.85 | 0.85 | 0.85 | 0.8795 | 0.011554 | 0.60036 | 0 | 0.31896
2025-01-21 19:00 | 78362.9849 | 78128.6647 | 0 | 234.3202 | 0 | 0.11486 | 0.11328 | 0.14341 | 21 | 19 | Winter | 0.39083 | 0.3598 | 0.3598 | 0.8799 | 0.35171 | 0.11328 | 0 | 0 | 0.66641 | 0.85008 | 0.011624 | 0.0054852 | 0.14341 | 0.56127 | 0.66641 | 0 | 0 | 0.85 | 0.85 | 0.85 | 0.85 | 0.8799 | 0.011624 | 0.6033 | 0 | 0.16946
2025-01-21 20:00 | 76153.0624 | 75920.5336 | 0 | 232.5288 | 0 | 0.11398 | 0.11226 | 0.14518 | 21 | 20 | Winter | 0.38392 | 0.35256 | 0.35256 | 0.88015 | 0.35332 | 0.11226 | 0 | 0 | 0.66539 | 0.85008 | 0.011729 | 0.0079216 | 0.14518 | 0.55127 | 0.66539 | 0 | 0 | 0.85 | 0.85 | 0.85 | 0.85 | 0.88015 | 0.011729 | 0.58652 | 0 | 0.16317
2025-01-21 21:00 | 73573.0737 | 73339.1275 | 0 | 233.9462 | 0 | 0.11468 | 0.11308 | 0.14354 | 21 | 21 | Winter | 0.36841 | 0.34678 | 0.34678 | 0.88022 | 0.34293 | 0.11308 | 0 | 0 | 0.66206 | 0.85008 | 0.011764 | 0.0066981 | 0.14354 | 0.52537 | 0.66206 | 0 | 0 | 0.85 | 0.85 | 0.85 | 0.85 | 0.88022 | 0.011764 | 0.56856 | 0 | 0.14339
2025-01-21 22:00 | 69397.3891 | 69163.2996 | 0 | 234.0895 | 0 | 0.11475 | 0.11344 | 0.13835 | 21 | 22 | Winter | 0.35457 | 0.33613 | 0.33613 | 0.87928 | 0.32008 | 0.11344 | 0 | 0 | 0.66206 | 0.85008 | 0.011868 | 0.0013818 | 0.13835 | 0.46434 | 0.66206 | 0 | 0 | 0.85 | 0.85 | 0.85 | 0.85 | 0.87928 | 0.011868 | 0.54642 | 0 | 0.12674
2025-01-21 23:00 | 64867.8726 | 64626.5024 | 0 | 241.3702 | 0 | 0.11832 | 0.11758 | 0.13162 | 21 | 23 | Winter | 0.33817 | 0.32402 | 0.32402 | 0.87673 | 0.30333 | 0.11758 | 0 | 0 | 0.66044 | 0.85008 | 0.011659 | 0.0013818 | 0.13162 | 0.41028 | 0.66044 | 0 | 0 | 0.85 | 0.85 | 0.85 | 0.85 | 0.87673 | 0.011659 | 0.51856 | 0 | 0.039796
2025-01-22 00:00 | 62750.2846 | 62491.1156 | 0 | 259.169 | 0 | 0.12704 | 0.12717 | 0.12485 | 22 | 0 | Winter Peak | 0.78684 | 0.4395 | 0.4395 | 0.95884 | 0.39604 | 0.12717 | 0 | 0 | 0.65714 | 0.85008 | 0.055084 | 0.0013328 | 0.12485 | 0.4288 | 0.65714 | 0 | 0 | 0.85 | 0.85 | 0.85 | 0.85 | 0.95884 | 0.055084 | 0.49358 | 0 | 0.005841
2025-01-22 01:00 | 62079.4835 | 61800.9958 | 0 | 278.4878 | 0 | 0.13651 | 0.13749 | 0.11885 | 22 | 1 | Winter Peak | 0.77838 | 0.42769 | 0.42769 | 0.95772 | 0.35356 | 0.13749 | 0 | 0 | 0.65714 | 0.85008 | 0.021014 | 0.00083936 | 0.11885 | 0.41457 | 0.65714 | 0 | 0 | 0.85 | 0.85 | 0.85 | 0.85 | 0.95772 | 0.021014 | 0.48366 | 0 | 0
2025-01-22 02:00 | 62006.771 | 61719.7777 | 0 | 286.9933 | 0 | 0.14068 | 0.14183 | 0.11995 | 22 | 2 | Winter Peak | 0.77383 | 0.41814 | 0.41814 | 0.95559 | 0.32805 | 0.14183 | 0 | 0 | 0.65714 | 0.85008 | 0.018745 | 0.00079999 | 0.11995 | 0.40342 | 0.65714 | 0 | 0 | 0.85 | 0.85 | 0.85 | 0.85 | 0.95559 | 0.018745 | 0.48042 | 0 | 0
2025-01-22 03:00 | 62177.1355 | 61887.5605 | 0 | 289.5751 | 0 | 0.14195 | 0.14263 | 0.12956 | 22 | 3 | Winter Peak | 0.77051 | 0.41471 | 0.41471 | 0.9553 | 0.30864 | 0.14263 | 0 | 0 | 0.65714 | 0.85008 | 0.019688 | 0.00079999 | 0.12956 | 0.40237 | 0.65714 | 0 | 0 | 0.85 | 0.85 | 0.85 | 0.85 | 0.9553 | 0.019688 | 0.47953 | 0 | 0
2025-01-22 04:00 | 63093.274 | 62804.1239 | 0 | 289.1501 | 0 | 0.14174 | 0.14233 | 0.13104 | 22 | 4 | Winter Peak | 0.76333 | 0.41653 | 0.41653 | 0.95476 | 0.29732 | 0.14233 | 0 | 0 | 0.65714 | 0.85008 | 0.024226 | 0.00079999 | 0.13104 | 0.41478 | 0.65714 | 0 | 0 | 0.85 | 0.85 | 0.85 | 0.85 | 0.95476 | 0.024226 | 0.48811 | 0 | 0
2025-01-22 05:00 | 68106.2106 | 67821.4939 | 0 | 284.7167 | 0 | 0.13957 | 0.14014 | 0.12916 | 22 | 5 | Winter Peak | 0.76397 | 0.42656 | 0.42656 | 0.95318 | 0.30835 | 0.14014 | 0 | 0 | 0.65714 | 0.85008 | 0.038956 | 0.00079999 | 0.12916 | 0.46875 | 0.65714 | 0 | 0 | 0.85 | 0.85 | 0.85 | 0.85 | 0.95318 | 0.038956 | 0.52604 | 0 | 0
2025-01-22 06:00 | 76187.9758 | 75913.5929 | 0 | 274.3829 | 0 | 0.1345 | 0.135 | 0.12549 | 22 | 6 | Winter Peak | 0.77622 | 0.44373 | 0.44373 | 0.95422 | 0.35077 | 0.135 | 0 | 0 | 0.65714 | 0.85008 | 0.095995 | 0.00079999 | 0.12549 | 0.54606 | 0.65714 | 0 | 0 | 0.85 | 0.85 | 0.85 | 0.85 | 0.95422 | 0.095995 | 0.55621 | 0 | 0.00017779
2025-01-22 07:00 | 84311.9926 | 83895.7688 | 146.685 | 269.5389 | 0.0066246 | 0.13213 | 0.13269 | 0.12196 | 22 | 7 | Winter Peak | 0.79675 | 0.46785 | 0.46785 | 0.95426 | 0.42875 | 0.13269 | 0.0066246 | 0 | 0.65714 | 0.85008 | 0.14633 | 0.018485 | 0.12196 | 0.55329 | 0.65714 | 0 | 0 | 0.85 | 0.85 | 0.85 | 0.85 | 0.95426 | 0.14633 | 0.5704 | 0.0046372 | 0.00079354
2025-01-22 08:00 | 81578.7967 | 79647.8587 | 1667.9808 | 262.9572 | 0.075329 | 0.1289 | 0.12946 | 0.11887 | 22 | 8 | Winter Peak | 0.81616 | 0.48757 | 0.48757 | 0.95409 | 0.46748 | 0.12946 | 0.075329 | 0 | 0.65714 | 0.85008 | 0.13041 | 0.018501 | 0.11887 | 0.50439 | 0.65714 | 0 | 0 | 0.85 | 0.85 | 0.85 | 0.85 | 0.95409 | 0.13041 | 0.53483 | 0.052731 | 0.00017779
2025-01-22 09:00 | 80262.929 | 76135.9786 | 3877.528 | 249.4224 | 0.17512 | 0.12227 | 0.12293 | 0.11033 | 22 | 9 | Winter Peak | 0.82743 | 0.4868 | 0.4868 | 0.95409 | 0.47176 | 0.12293 | 0.17512 | 0.0015113 | 0.65714 | 0.85008 | 0.10175 | 0.00079999 | 0.11033 | 0.45454 | 0.65714 | 0 | 0 | 0.85 | 0.85 | 0.85 | 0.85 | 0.95409 | 0.10175 | 0.50594 | 0.12258 | 0
2025-01-22 10:00 | 78890.6658 | 72663.6592 | 5972.756 | 254.2506 | 0.26974 | 0.12463 | 0.12558 | 0.10754 | 22 | 10 | Winter Peak | 0.81193 | 0.46822 | 0.46822 | 0.95392 | 0.43943 | 0.12558 | 0.26974 | 0.34759 | 0.65714 | 0.85008 | 0.06409 | 0.00079999 | 0.10754 | 0.43658 | 0.65714 | 0 | 0 | 0.85 | 0.85 | 0.85 | 0.85 | 0.95392 | 0.06409 | 0.48847 | 0.18882 | 0
2025-01-22 11:00 | 75826.8304 | 68111.5293 | 7456.8833 | 258.4178 | 0.33677 | 0.12668 | 0.12781 | 0.10621 | 22 | 11 | Winter Peak | 0.77725 | 0.44649 | 0.44649 | 0.95346 | 0.4136 | 0.12781 | 0.33677 | 0.56098 | 0.65714 | 0.85008 | 0.023737 | 0.00079999 | 0.10621 | 0.42784 | 0.65714 | 0 | 0 | 0.85 | 0.85 | 0.85 | 0.85 | 0.95346 | 0.023737 | 0.47131 | 0.23574 | 0
2025-01-22 12:00 | 74386.9716 | 66298.9958 | 7818.187 | 269.7887 | 0.35309 | 0.13225 | 0.13331 | 0.11304 | 22 | 12 | Winter Peak | 0.75514 | 0.43187 | 0.43187 | 0.9539 | 0.37988 | 0.13331 | 0.35309 | 0.54133 | 0.65714 | 0.85008 | 0.028414 | 0.00079999 | 0.11304 | 0.41935 | 0.65714 | 0 | 0 | 0.85 | 0.85 | 0.85 | 0.85 | 0.9539 | 0.028414 | 0.46484 | 0.24716 | 0
2025-01-22 13:00 | 74220.3594 | 66645.3213 | 7289.5271 | 285.5109 | 0.32921 | 0.13996 | 0.14058 | 0.1286 | 22 | 13 | Winter Peak | 0.7313 | 0.41622 | 0.41622 | 0.95449 | 0.35466 | 0.14058 | 0.32921 | 0.50816 | 0.65714 | 0.85008 | 0.032883 | 0.00079999 | 0.1286 | 0.39041 | 0.65714 | 0 | 0 | 0.85 | 0.85 | 0.85 | 0.85 | 0.95449 | 0.032883 | 0.45621 | 0.23045 | 0
2025-01-22 14:00 | 74498.3055 | 68400.2519 | 5786.9244 | 311.1292 | 0.26135 | 0.15251 | 0.15272 | 0.14882 | 22 | 14 | Winter Peak | 0.71732 | 0.3979 | 0.3979 | 0.95429 | 0.33621 | 0.15272 | 0.26135 | 0.49139 | 0.65714 | 0.85008 | 0.036164 | 0.00079999 | 0.14882 | 0.37862 | 0.65714 | 0 | 0 | 0.85 | 0.85 | 0.85 | 0.85 | 0.95429 | 0.036164 | 0.45427 | 0.18294 | 0
2025-01-22 15:00 | 75066.1474 | 70886.7593 | 3836.2934 | 343.0947 | 0.17325 | 0.16818 | 0.16831 | 0.16594 | 22 | 15 | Winter Peak | 0.70565 | 0.38579 | 0.38579 | 0.95455 | 0.32522 | 0.16831 | 0.17325 | 0.50914 | 0.65714 | 0.85008 | 0.037071 | 0.0010513 | 0.16594 | 0.40121 | 0.65714 | 0 | 0 | 0.85 | 0.85 | 0.85 | 0.85 | 0.95455 | 0.037071 | 0.4753 | 0.12128 | 0
2025-01-22 16:00 | 76644.5453 | 74601.0939 | 1667.8846 | 375.5668 | 0.075325 | 0.1841 | 0.18404 | 0.18525 | 22 | 16 | Winter Peak | 0.68921 | 0.38321 | 0.38321 | 0.95517 | 0.32641 | 0.18404 | 0.075325 | 0.53718 | 0.66641 | 0.85008 | 0.038328 | 0.0013328 | 0.18525 | 0.49837 | 0.66641 | 0 | 0 | 0.85 | 0.85 | 0.85 | 0.85 | 0.95517 | 0.038328 | 0.5236 | 0.052728 | 0
2025-01-22 17:00 | 80477.8437 | 79931.5749 | 125.9941 | 420.2747 | 0.0056901 | 0.20602 | 0.20596 | 0.20713 | 22 | 17 | Winter Peak | 0.67362 | 0.38986 | 0.38986 | 0.95628 | 0.3507 | 0.20596 | 0.0056901 | 0.51413 | 0.66641 | 0.85008 | 0.037979 | 0.0013328 | 0.20713 | 0.57013 | 0.66641 | 0 | 0 | 0.85 | 0.85 | 0.85 | 0.85 | 0.95628 | 0.037979 | 0.55688 | 0.0039831 | 0.063622
2025-01-22 18:00 | 81656.156 | 81202.7964 | 0 | 453.3596 | 0 | 0.22224 | 0.22183 | 0.22963 | 22 | 18 | Winter Peak | 0.67848 | 0.40517 | 0.40517 | 0.95673 | 0.36572 | 0.22183 | 0 | 0.25986 | 0.66641 | 0.85008 | 0.039585 | 0.0013328 | 0.22963 | 0.60388 | 0.66641 | 0 | 0 | 0.85 | 0.85 | 0.85 | 0.85 | 0.95673 | 0.039585 | 0.59723 | 0 | 0.28409
2025-01-22 19:00 | 80483.6627 | 80003.5796 | 0 | 480.0831 | 0 | 0.23533 | 0.23478 | 0.2453 | 22 | 19 | Winter Peak | 0.71147 | 0.43141 | 0.43141 | 0.95738 | 0.37649 | 0.23478 | 0 | 0 | 0.66641 | 0.85008 | 0.037665 | 0.0013328 | 0.2453 | 0.60099 | 0.66641 | 0 | 0 | 0.85 | 0.85 | 0.85 | 0.85 | 0.95738 | 0.037665 | 0.60935 | 0 | 0.16714
2025-01-22 20:00 | 78254.2634 | 77748.4779 | 0 | 505.7855 | 0 | 0.24793 | 0.24758 | 0.25433 | 22 | 20 | Winter Peak | 0.73125 | 0.43597 | 0.43597 | 0.95737 | 0.38988 | 0.24758 | 0 | 0 | 0.66641 | 0.85008 | 0.03571 | 0.0083274 | 0.25433 | 0.59436 | 0.66641 | 0 | 0 | 0.85 | 0.85 | 0.85 | 0.85 | 0.95737 | 0.03571 | 0.5944 | 0 | 0.17838
2025-01-22 21:00 | 75649.986 | 75118.7594 | 0 | 531.2266 | 0 | 0.26041 | 0.26066 | 0.25583 | 22 | 21 | Winter Peak | 0.71886 | 0.43151 | 0.43151 | 0.95836 | 0.40506 | 0.26066 | 0 | 0 | 0.66522 | 0.85008 | 0.03208 | 0.011965 | 0.25583 | 0.57434 | 0.66522 | 0 | 0 | 0.85 | 0.85 | 0.85 | 0.85 | 0.95836 | 0.03208 | 0.57799 | 0 | 0.14373
2025-01-22 22:00 | 71422.9744 | 70872.2664 | 0 | 550.708 | 0 | 0.26995 | 0.27072 | 0.25607 | 22 | 22 | Winter Peak | 0.70345 | 0.41925 | 0.41925 | 0.95915 | 0.39445 | 0.27072 | 0 | 0 | 0.66522 | 0.85008 | 0.026355 | 0.0013328 | 0.25607 | 0.52618 | 0.66522 | 0 | 0 | 0.85 | 0.85 | 0.85 | 0.85 | 0.95915 | 0.026355 | 0.55812 | 0 | 0.11546
2025-01-22 23:00 | 66868.7109 | 66307.6792 | 0 | 561.0317 | 0 | 0.27502 | 0.27603 | 0.25674 | 22 | 23 | Winter Peak | 0.67689 | 0.39856 | 0.39856 | 0.95992 | 0.36856 | 0.27603 | 0 | 0 | 0.66359 | 0.85008 | 0.020141 | 0.0013328 | 0.25674 | 0.46783 | 0.66359 | 0 | 0 | 0.85 | 0.85 | 0.85 | 0.85 | 0.95992 | 0.020141 | 0.53558 | 0 | 0.036763
2025-01-23 00:00 | 64731.6461 | 64168.3035 | 0 | 563.3426 | 0 | 0.27615 | 0.27717 | 0.25765 | 23 | 0 | Winter Peak | 0.78684 | 0.4395 | 0.4395 | 0.95884 | 0.39604 | 0.27717 | 0 | 0 | 0.65714 | 0.85008 | 0.055084 | 0.0013328 | 0.25765 | 0.4288 | 0.65714 | 0 | 0 | 0.85 | 0.85 | 0.85 | 0.85 | 0.95884 | 0.055084 | 0.49358 | 0 | 0.005841
2025-01-23 01:00 | 64032.4319 | 63464.3929 | 0 | 568.0389 | 0 | 0.27845 | 0.27964 | 0.2569 | 23 | 1 | Winter Peak | 0.77838 | 0.42769 | 0.42769 | 0.95772 | 0.35356 | 0.27964 | 0 | 0 | 0.65714 | 0.85008 | 0.021014 | 0.00083936 | 0.2569 | 0.41457 | 0.65714 | 0 | 0 | 0.85 | 0.85 | 0.85 | 0.85 | 0.95772 | 0.021014 | 0.48366 | 0 | 0
2025-01-23 02:00 | 63899.2268 | 63320.8517 | 0 | 578.375 | 0 | 0.28352 | 0.28489 | 0.25878 | 23 | 2 | Winter Peak | 0.77383 | 0.41814 | 0.41814 | 0.95559 | 0.32805 | 0.28489 | 0 | 0 | 0.65714 | 0.85008 | 0.018745 | 0.00079999 | 0.25878 | 0.40342 | 0.65714 | 0 | 0 | 0.85 | 0.85 | 0.85 | 0.85 | 0.95559 | 0.018745 | 0.48042 | 0 | 0
2025-01-23 03:00 | 63998.1 | 63407.6736 | 0 | 590.4265 | 0 | 0.28942 | 0.29041 | 0.27161 | 23 | 3 | Winter Peak | 0.77051 | 0.41471 | 0.41471 | 0.9553 | 0.30864 | 0.29041 | 0 | 0 | 0.65714 | 0.85008 | 0.019688 | 0.00079999 | 0.27161 | 0.40237 | 0.65714 | 0 | 0 | 0.85 | 0.85 | 0.85 | 0.85 | 0.9553 | 0.019688 | 0.47953 | 0 | 0
2025-01-23 04:00 | 64844.1221 | 64248.6206 | 0 | 595.5015 | 0 | 0.29191 | 0.29224 | 0.28602 | 23 | 4 | Winter Peak | 0.76333 | 0.41653 | 0.41653 | 0.95476 | 0.29732 | 0.29224 | 0 | 0 | 0.65714 | 0.85008 | 0.024226 | 0.00079999 | 0.28602 | 0.41478 | 0.65714 | 0 | 0 | 0.85 | 0.85 | 0.85 | 0.85 | 0.95476 | 0.024226 | 0.48811 | 0 | 0
2025-01-23 05:00 | 69765.6324 | 69166.7571 | 0 | 598.8753 | 0 | 0.29357 | 0.29356 | 0.2936 | 23 | 5 | Winter Peak | 0.76397 | 0.42656 | 0.42656 | 0.95318 | 0.30835 | 0.29356 | 0 | 0 | 0.65714 | 0.85008 | 0.038956 | 0.00079999 | 0.2936 | 0.46875 | 0.65714 | 0 | 0 | 0.85 | 0.85 | 0.85 | 0.85 | 0.95318 | 0.038956 | 0.52604 | 0 | 0
2025-01-23 06:00 | 77735.5779 | 77138.3798 | 0 | 597.1981 | 0 | 0.29274 | 0.29286 | 0.29062 | 23 | 6 | Winter Peak | 0.77622 | 0.44373 | 0.44373 | 0.95422 | 0.35077 | 0.29286 | 0 | 0 | 0.65714 | 0.85008 | 0.095995 | 0.00079999 | 0.29062 | 0.54606 | 0.65714 | 0 | 0 | 0.85 | 0.85 | 0.85 | 0.85 | 0.95422 | 0.095995 | 0.55621 | 0 | 0.00017779
2025-01-23 07:00 | 85748.2334 | 84939.3692 | 211.9509 | 596.9132 | 0.0095721 | 0.2926 | 0.29306 | 0.28433 | 23 | 7 | Winter Peak | 0.79675 | 0.46785 | 0.46785 | 0.95426 | 0.42875 | 0.29306 | 0.0095721 | 0 | 0.65714 | 0.85008 | 0.14633 | 0.018485 | 0.28433 | 0.55329 | 0.65714 | 0 | 0 | 0.85 | 0.85 | 0.85 | 0.85 | 0.95426 | 0.14633 | 0.5704 | 0.0067005 | 0.00079354
2025-01-23 08:00 | 82817.4843 | 79899.5007 | 2328.1848 | 589.7987 | 0.10515 | 0.28912 | 0.28983 | 0.27627 | 23 | 8 | Winter Peak | 0.81616 | 0.48757 | 0.48757 | 0.95409 | 0.46748 | 0.28983 | 0.10515 | 0 | 0.65714 | 0.85008 | 0.13041 | 0.018501 | 0.27627 | 0.50439 | 0.65714 | 0 | 0 | 0.85 | 0.85 | 0.85 | 0.85 | 0.95409 | 0.13041 | 0.53483 | 0.073602 | 0.00017779
2025-01-23 09:00 | 81312.1547 | 75663.8466 | 5069.5932 | 578.715 | 0.22895 | 0.28368 | 0.2844 | 0.27067 | 23 | 9 | Winter Peak | 0.82743 | 0.4868 | 0.4868 | 0.95409 | 0.47176 | 0.2844 | 0.22895 | 0.0015113 | 0.65714 | 0.85008 | 0.10175 | 0.00079999 | 0.27067 | 0.45454 | 0.65714 | 0 | 0 | 0.85 | 0.85 | 0.85 | 0.85 | 0.95409 | 0.10175 | 0.50594 | 0.16027 | 0
2025-01-23 10:00 | 79787.056 | 71886.1144 | 7291.1815 | 609.7602 | 0.32928 | 0.2989 | 0.30027 | 0.2741 | 23 | 10 | Winter Peak | 0.81193 | 0.46822 | 0.46822 | 0.95392 | 0.43943 | 0.30027 | 0.32928 | 0.34759 | 0.65714 | 0.85008 | 0.06409 | 0.00079999 | 0.2741 | 0.43658 | 0.65714 | 0 | 0 | 0.85 | 0.85 | 0.85 | 0.85 | 0.95392 | 0.06409 | 0.48847 | 0.2305 | 0
2025-01-23 11:00 | 76608.8804 | 67239.3304 | 8722.7503 | 646.7997 | 0.39394 | 0.31706 | 0.31866 | 0.28819 | 23 | 11 | Winter Peak | 0.77725 | 0.44649 | 0.44649 | 0.95346 | 0.4136 | 0.31866 | 0.39394 | 0.56098 | 0.65714 | 0.85008 | 0.023737 | 0.00079999 | 0.28819 | 0.42784 | 0.65714 | 0 | 0 | 0.85 | 0.85 | 0.85 | 0.85 | 0.95346 | 0.023737 | 0.47131 | 0.27576 | 0
2025-01-23 12:00 | 75050.3279 | 65352.2615 | 9028.1317 | 669.9347 | 0.40773 | 0.3284 | 0.32975 | 0.30407 | 23 | 12 | Winter Peak | 0.75514 | 0.43187 | 0.43187 | 0.9539 | 0.37988 | 0.32975 | 0.40773 | 0.54133 | 0.65714 | 0.85008 | 0.028414 | 0.00079999 | 0.30407 | 0.41935 | 0.65714 | 0 | 0 | 0.85 | 0.85 | 0.85 | 0.85 | 0.9539 | 0.028414 | 0.46484 | 0.28541 | 0
2025-01-23 13:00 | 74777.1662 | 66170.3338 | 7924.8043 | 682.0281 | 0.3579 | 0.33433 | 0.33533 | 0.31621 | 23 | 13 | Winter Peak | 0.7313 | 0.41622 | 0.41622 | 0.95449 | 0.35466 | 0.33533 | 0.3579 | 0.50816 | 0.65714 | 0.85008 | 0.032883 | 0.00079999 | 0.31621 | 0.39041 | 0.65714 | 0 | 0 | 0.85 | 0.85 | 0.85 | 0.85 | 0.95449 | 0.032883 | 0.45621 | 0.25053 | 0
2025-01-23 14:00 | 74979.0383 | 68134.7355 | 6158.0986 | 686.2043 | 0.27811 | 0.33637 | 0.33688 | 0.32729 | 23 | 14 | Winter Peak | 0.71732 | 0.3979 | 0.3979 | 0.95429 | 0.33621 | 0.33688 | 0.27811 | 0.49139 | 0.65714 | 0.85008 | 0.036164 | 0.00079999 | 0.32729 | 0.37862 | 0.65714 | 0 | 0 | 0.85 | 0.85 | 0.85 | 0.85 | 0.95429 | 0.036164 | 0.45427 | 0.19468 | 0
2025-01-23 15:00 | 75496.9279 | 70826.4176 | 3979.8867 | 690.6236 | 0.17974 | 0.33854 | 0.33838 | 0.34138 | 23 | 15 | Winter Peak | 0.70565 | 0.38579 | 0.38579 | 0.95455 | 0.32522 | 0.33838 | 0.17974 | 0.50914 | 0.65714 | 0.85008 | 0.037071 | 0.0010513 | 0.34138 | 0.40121 | 0.65714 | 0 | 0 | 0.85 | 0.85 | 0.85 | 0.85 | 0.95455 | 0.037071 | 0.4753 | 0.12582 | 0
2025-01-23 16:00 | 77027.6497 | 74680.2856 | 1648.0752 | 699.2889 | 0.07443 | 0.34279 | 0.3421 | 0.35523 | 23 | 16 | Winter Peak | 0.68921 | 0.38321 | 0.38321 | 0.95517 | 0.32641 | 0.3421 | 0.07443 | 0.53718 | 0.66641 | 0.85008 | 0.038328 | 0.0013328 | 0.35523 | 0.49837 | 0.66641 | 0 | 0 | 0.85 | 0.85 | 0.85 | 0.85 | 0.95517 | 0.038328 | 0.5236 | 0.052101 | 0
2025-01-23 17:00 | 80860.2761 | 80015.6619 | 125.9474 | 718.6668 | 0.005688 | 0.35229 | 0.35122 | 0.37157 | 23 | 17 | Winter Peak | 0.67362 | 0.38986 | 0.38986 | 0.95628 | 0.3507 | 0.35122 | 0.005688 | 0.51413 | 0.66641 | 0.85008 | 0.037979 | 0.0013328 | 0.37157 | 0.57013 | 0.66641 | 0 | 0 | 0.85 | 0.85 | 0.85 | 0.85 | 0.95628 | 0.037979 | 0.55688 | 0.0039816 | 0.063622
2025-01-23 18:00 | 82031.2559 | 81291.4209 | 0 | 739.8349 | 0 | 0.36266 | 0.36157 | 0.3825 | 23 | 18 | Winter Peak | 0.67848 | 0.40517 | 0.40517 | 0.95673 | 0.36572 | 0.36157 | 0 | 0.25986 | 0.66641 | 0.85008 | 0.039585 | 0.0013328 | 0.3825 | 0.60388 | 0.66641 | 0 | 0 | 0.85 | 0.85 | 0.85 | 0.85 | 0.95673 | 0.039585 | 0.59723 | 0 | 0.28409
2025-01-23 19:00 | 80854.6381 | 80094.5833 | 0 | 760.0548 | 0 | 0.37258 | 0.37173 | 0.38783 | 23 | 19 | Winter Peak | 0.71147 | 0.43141 | 0.43141 | 0.95738 | 0.37649 | 0.37173 | 0 | 0 | 0.66641 | 0.85008 | 0.037665 | 0.0013328 | 0.38783 | 0.60099 | 0.66641 | 0 | 0 | 0.85 | 0.85 | 0.85 | 0.85 | 0.95738 | 0.037665 | 0.60935 | 0 | 0.16714
2025-01-23 20:00 | 78641.7367 | 77868.2573 | 0 | 773.4794 | 0 | 0.37916 | 0.37828 | 0.39498 | 23 | 20 | Winter Peak | 0.73125 | 0.43597 | 0.43597 | 0.95737 | 0.38988 | 0.37828 | 0 | 0 | 0.66641 | 0.85008 | 0.03571 | 0.0083274 | 0.39498 | 0.59436 | 0.66641 | 0 | 0 | 0.85 | 0.85 | 0.85 | 0.85 | 0.95737 | 0.03571 | 0.5944 | 0 | 0.17838
2025-01-23 21:00 | 76048.458 | 75266.4343 | 0 | 782.0237 | 0 | 0.38334 | 0.38228 | 0.40262 | 23 | 21 | Winter Peak | 0.71886 | 0.43151 | 0.43151 | 0.95836 | 0.40506 | 0.38228 | 0 | 0 | 0.66522 | 0.85008 | 0.03208 | 0.011965 | 0.40262 | 0.57434 | 0.66522 | 0 | 0 | 0.85 | 0.85 | 0.85 | 0.85 | 0.95836 | 0.03208 | 0.57799 | 0 | 0.14373
2025-01-23 22:00 | 71808.6147 | 71029.9227 | 0 | 778.692 | 0 | 0.38171 | 0.38029 | 0.40741 | 23 | 22 | Winter Peak | 0.70345 | 0.41925 | 0.41925 | 0.95915 | 0.39445 | 0.38029 | 0 | 0 | 0.66522 | 0.85008 | 0.026355 | 0.0013328 | 0.40741 | 0.52618 | 0.66522 | 0 | 0 | 0.85 | 0.85 | 0.85 | 0.85 | 0.95915 | 0.026355 | 0.55812 | 0 | 0.11546
2025-01-23 23:00 | 67202.3367 | 66439.0428 | 0 | 763.2938 | 0 | 0.37416 | 0.37252 | 0.40396 | 23 | 23 | Winter Peak | 0.67689 | 0.39856 | 0.39856 | 0.95992 | 0.36856 | 0.37252 | 0 | 0 | 0.66359 | 0.85008 | 0.020141 | 0.0013328 | 0.40396 | 0.46783 | 0.66359 | 0 | 0 | 0.85 | 0.85 | 0.85 | 0.85 | 0.95992 | 0.020141 | 0.53558 | 0 | 0.036763
2025-01-24 00:00 | 64982.5529 | 64221.1122 | 0 | 761.4407 | 0 | 0.37326 | 0.37183 | 0.39897 | 24 | 0 | Winter Peak | 0.78684 | 0.4395 | 0.4395 | 0.95884 | 0.39604 | 0.37183 | 0 | 0 | 0.65714 | 0.85008 | 0.055084 | 0.0013328 | 0.39897 | 0.4288 | 0.65714 | 0 | 0 | 0.85 | 0.85 | 0.85 | 0.85 | 0.95884 | 0.055084 | 0.49358 | 0 | 0.005841
2025-01-24 01:00 | 64179.3097 | 63410.4063 | 0 | 768.9034 | 0 | 0.37691 | 0.37599 | 0.39359 | 24 | 1 | Winter Peak | 0.77838 | 0.42769 | 0.42769 | 0.95772 | 0.35356 | 0.37599 | 0 | 0 | 0.65714 | 0.85008 | 0.021014 | 0.00083936 | 0.39359 | 0.41457 | 0.65714 | 0 | 0 | 0.85 | 0.85 | 0.85 | 0.85 | 0.95772 | 0.021014 | 0.48366 | 0 | 0
2025-01-24 02:00 | 63953.5326 | 63185.3622 | 0 | 768.1704 | 0 | 0.37655 | 0.37621 | 0.38274 | 24 | 2 | Winter Peak | 0.77383 | 0.41814 | 0.41814 | 0.95559 | 0.32805 | 0.37621 | 0 | 0 | 0.65714 | 0.85008 | 0.018745 | 0.00079999 | 0.38274 | 0.40342 | 0.65714 | 0 | 0 | 0.85 | 0.85 | 0.85 | 0.85 | 0.95559 | 0.018745 | 0.48042 | 0 | 0
2025-01-24 03:00 | 63973.3531 | 63205.302 | 0 | 768.051 | 0 | 0.3765 | 0.37669 | 0.37291 | 24 | 3 | Winter Peak | 0.77051 | 0.41471 | 0.41471 | 0.9553 | 0.30864 | 0.37669 | 0 | 0 | 0.65714 | 0.85008 | 0.019688 | 0.00079999 | 0.37291 | 0.40237 | 0.65714 | 0 | 0 | 0.85 | 0.85 | 0.85 | 0.85 | 0.9553 | 0.019688 | 0.47953 | 0 | 0
2025-01-24 04:00 | 64756.5912 | 63990.1749 | 0 | 766.4162 | 0 | 0.37569 | 0.37627 | 0.36525 | 24 | 4 | Winter Peak | 0.76333 | 0.41653 | 0.41653 | 0.95476 | 0.29732 | 0.37627 | 0 | 0 | 0.65714 | 0.85008 | 0.024226 | 0.00079999 | 0.36525 | 0.41478 | 0.65714 | 0 | 0 | 0.85 | 0.85 | 0.85 | 0.85 | 0.95476 | 0.024226 | 0.48811 | 0 | 0
2025-01-24 05:00 | 69626.087 | 68867.7851 | 0 | 758.3019 | 0 | 0.37172 | 0.37231 | 0.36091 | 24 | 5 | Winter Peak | 0.76397 | 0.42656 | 0.42656 | 0.95318 | 0.30835 | 0.37231 | 0 | 0 | 0.65714 | 0.85008 | 0.038956 | 0.00079999 | 0.36091 | 0.46875 | 0.65714 | 0 | 0 | 0.85 | 0.85 | 0.85 | 0.85 | 0.95318 | 0.038956 | 0.52604 | 0 | 0
2025-01-24 06:00 | 77567.6193 | 76833.6737 | 0 | 733.9457 | 0 | 0.35978 | 0.3602 | 0.35212 | 24 | 6 | Winter Peak | 0.77622 | 0.44373 | 0.44373 | 0.95422 | 0.35077 | 0.3602 | 0 | 0 | 0.65714 | 0.85008 | 0.095995 | 0.00079999 | 0.35212 | 0.54606 | 0.65714 | 0 | 0 | 0.85 | 0.85 | 0.85 | 0.85 | 0.95422 | 0.095995 | 0.55621 | 0 | 0.00017779
2025-01-24 07:00 | 85565.61 | 84570.3124 | 285.5837 | 709.7138 | 0.012898 | 0.3479 | 0.34825 | 0.3416 | 24 | 7 | Winter Peak | 0.79675 | 0.46785 | 0.46785 | 0.95426 | 0.42875 | 0.34825 | 0.012898 | 0 | 0.65714 | 0.85008 | 0.14633 | 0.018485 | 0.3416 | 0.55329 | 0.65714 | 0 | 0 | 0.85 | 0.85 | 0.85 | 0.85 | 0.95426 | 0.14633 | 0.5704 | 0.0090283 | 0.00079354
2025-01-24 08:00 | 82503.597 | 78921.9426 | 2898.5892 | 683.0651 | 0.13091 | 0.33484 | 0.33533 | 0.3259 | 24 | 8 | Winter Peak | 0.81616 | 0.48757 | 0.48757 | 0.95409 | 0.46748 | 0.33533 | 0.13091 | 0 | 0.65714 | 0.85008 | 0.13041 | 0.018501 | 0.3259 | 0.50439 | 0.65714 | 0 | 0 | 0.85 | 0.85 | 0.85 | 0.85 | 0.95409 | 0.13041 | 0.53483 | 0.091634 | 0.00017779
2025-01-24 09:00 | 80859.3768 | 74156.5821 | 6011.3584 | 691.4363 | 0.27149 | 0.33894 | 0.34025 | 0.31521 | 24 | 9 | Winter Peak | 0.82743 | 0.4868 | 0.4868 | 0.95409 | 0.47176 | 0.34025 | 0.27149 | 0.0015113 | 0.65714 | 0.85008 | 0.10175 | 0.00079999 | 0.31521 | 0.45454 | 0.65714 | 0 | 0 | 0.85 | 0.85 | 0.85 | 0.85 | 0.95409 | 0.10175 | 0.50594 | 0.19004 | 0
2025-01-24 10:00 | 79222.4585 | 70172.1896 | 8355.9016 | 694.3673 | 0.37737 | 0.34038 | 0.34174 | 0.31575 | 24 | 10 | Winter Peak | 0.81193 | 0.46822 | 0.46822 | 0.95392 | 0.43943 | 0.34174 | 0.37737 | 0.34759 | 0.65714 | 0.85008 | 0.06409 | 0.00079999 | 0.31575 | 0.43658 | 0.65714 | 0 | 0 | 0.85 | 0.85 | 0.85 | 0.85 | 0.95392 | 0.06409 | 0.48847 | 0.26416 | 0
2025-01-24 11:00 | 75984.0195 | 65556.8695 | 9748.3734 | 678.7766 | 0.44026 | 0.33273 | 0.3337 | 0.31521 | 24 | 11 | Winter Peak | 0.77725 | 0.44649 | 0.44649 | 0.95346 | 0.4136 | 0.3337 | 0.44026 | 0.56098 | 0.65714 | 0.85008 | 0.023737 | 0.00079999 | 0.31521 | 0.42784 | 0.65714 | 0 | 0 | 0.85 | 0.85 | 0.85 | 0.85 | 0.95346 | 0.023737 | 0.47131 | 0.30818 | 0
2025-01-24 12:00 | 74402.3239 | 63623.437 | 10125.4776 | 653.4093 | 0.45729 | 0.3203 | 0.32054 | 0.31586 | 24 | 12 | Winter Peak | 0.75514 | 0.43187 | 0.43187 | 0.9539 | 0.37988 | 0.32054 | 0.45729 | 0.54133 | 0.65714 | 0.85008 | 0.028414 | 0.00079999 | 0.31586 | 0.41935 | 0.65714 | 0 | 0 | 0.85 | 0.85 | 0.85 | 0.85 | 0.9539 | 0.028414 | 0.46484 | 0.3201 | 0
2025-01-24 13:00 | 74103.4987 | 63887.0922 | 9589.5033 | 626.9032 | 0.43308 | 0.30731 | 0.30664 | 0.31929 | 24 | 13 | Winter Peak | 0.7313 | 0.41622 | 0.41622 | 0.95449 | 0.35466 | 0.30664 | 0.43308 | 0.50816 | 0.65714 | 0.85008 | 0.032883 | 0.00079999 | 0.31929 | 0.39041 | 0.65714 | 0 | 0 | 0.85 | 0.85 | 0.85 | 0.85 | 0.95449 | 0.032883 | 0.45621 | 0.30316 | 0
2025-01-24 14:00 | 74268.0212 | 65576.2163 | 8073.0234 | 618.7815 | 0.36459 | 0.30332 | 0.3023 | 0.32178 | 24 | 14 | Winter Peak | 0.71732 | 0.3979 | 0.3979 | 0.95429 | 0.33621 | 0.3023 | 0.36459 | 0.49139 | 0.65714 | 0.85008 | 0.036164 | 0.00079999 | 0.32178 | 0.37862 | 0.65714 | 0 | 0 | 0.85 | 0.85 | 0.85 | 0.85 | 0.95429 | 0.036164 | 0.45427 | 0.25522 | 0
2025-01-24 15:00 | 74754.748 | 68523.6164 | 5615.4039 | 615.7277 | 0.2536 | 0.30183 | 0.3005 | 0.3259 | 24 | 15 | Winter Peak | 0.70565 | 0.38579 | 0.38579 | 0.95455 | 0.32522 | 0.3005 | 0.2536 | 0.50914 | 0.65714 | 0.85008 | 0.037071 | 0.0010513 | 0.3259 | 0.40121 | 0.65714 | 0 | 0 | 0.85 | 0.85 | 0.85 | 0.85 | 0.95455 | 0.037071 | 0.4753 | 0.17752 | 0
2025-01-24 16:00 | 76298.3493 | 73122.9191 | 2559.2998 | 616.1303 | 0.11558 | 0.30202 | 0.30052 | 0.3293 | 24 | 16 | Winter Peak | 0.68921 | 0.38321 | 0.38321 | 0.95517 | 0.32641 | 0.30052 | 0.11558 | 0.53718 | 0.66641 | 0.85008 | 0.038328 | 0.0013328 | 0.3293 | 0.49837 | 0.66641 | 0 | 0 | 0.85 | 0.85 | 0.85 | 0.85 | 0.95517 | 0.038328 | 0.5236 | 0.080908 | 0
2025-01-24 17:00 | 80330.0493 | 79493.3604 | 212.5424 | 624.1466 | 0.0095988 | 0.30595 | 0.30457 | 0.33091 | 24 | 17 | Winter Peak | 0.67362 | 0.38986 | 0.38986 | 0.95628 | 0.3507 | 0.30457 | 0.0095988 | 0.51413 | 0.66641 | 0.85008 | 0.037979 | 0.0013328 | 0.33091 | 0.57013 | 0.66641 | 0 | 0 | 0.85 | 0.85 | 0.85 | 0.85 | 0.95628 | 0.037979 | 0.55688 | 0.0067192 | 0.063622
2025-01-24 18:00 | 81643.0951 | 81022.5301 | 0 | 620.565 | 0 | 0.3042 | 0.30287 | 0.32829 | 24 | 18 | Winter Peak | 0.67848 | 0.40517 | 0.40517 | 0.95673 | 0.36572 | 0.30287 | 0 | 0.25986 | 0.66641 | 0.85008 | 0.039585 | 0.0013328 | 0.32829 | 0.60388 | 0.66641 | 0 | 0 | 0.85 | 0.85 | 0.85 | 0.85 | 0.95673 | 0.039585 | 0.59723 | 0 | 0.28409
2025-01-24 19:00 | 80531.3235 | 79921.1764 | 0 | 610.1471 | 0 | 0.29909 | 0.2976 | 0.32601 | 24 | 19 | Winter Peak | 0.71147 | 0.43141 | 0.43141 | 0.95738 | 0.37649 | 0.2976 | 0 | 0 | 0.66641 | 0.85008 | 0.037665 | 0.0013328 | 0.32601 | 0.60099 | 0.66641 | 0 | 0 | 0.85 | 0.85 | 0.85 | 0.85 | 0.95738 | 0.037665 | 0.60935 | 0 | 0.16714
2025-01-24 20:00 | 78359.8963 | 77759.4626 | 0 | 600.4336 | 0 | 0.29433 | 0.29266 | 0.32451 | 24 | 20 | Winter Peak | 0.73125 | 0.43597 | 0.43597 | 0.95737 | 0.38988 | 0.29266 | 0 | 0 | 0.66641 | 0.85008 | 0.03571 | 0.0083274 | 0.32451 | 0.59436 | 0.66641 | 0 | 0 | 0.85 | 0.85 | 0.85 | 0.85 | 0.95737 | 0.03571 | 0.5944 | 0 | 0.17838
2025-01-24 21:00 | 75788.844 | 75212.9134 | 0 | 575.9306 | 0 | 0.28232 | 0.28083 | 0.30927 | 24 | 21 | Winter Peak | 0.71886 | 0.43151 | 0.43151 | 0.95836 | 0.40506 | 0.28083 | 0 | 0 | 0.66522 | 0.85008 | 0.03208 | 0.011965 | 0.30927 | 0.57434 | 0.66522 | 0 | 0 | 0.85 | 0.85 | 0.85 | 0.85 | 0.95836 | 0.03208 | 0.57799 | 0 | 0.14373
2025-01-24 22:00 | 71557.7079 | 71023.7888 | 0 | 533.9191 | 0 | 0.26173 | 0.25989 | 0.2948 | 24 | 22 | Winter Peak | 0.70345 | 0.41925 | 0.41925 | 0.95915 | 0.39445 | 0.25989 | 0 | 0 | 0.66522 | 0.85008 | 0.026355 | 0.0013328 | 0.2948 | 0.52618 | 0.66522 | 0 | 0 | 0.85 | 0.85 | 0.85 | 0.85 | 0.95915 | 0.026355 | 0.55812 | 0 | 0.11546
2025-01-24 23:00 | 66958.9915 | 66458.5826 | 0 | 500.4089 | 0 | 0.2453 | 0.24332 | 0.28104 | 24 | 23 | Winter Peak | 0.67689 | 0.39856 | 0.39856 | 0.95992 | 0.36856 | 0.24332 | 0 | 0 | 0.66359 | 0.85008 | 0.020141 | 0.0013328 | 0.28104 | 0.46783 | 0.66359 | 0 | 0 | 0.85 | 0.85 | 0.85 | 0.85 | 0.95992 | 0.020141 | 0.53558 | 0 | 0.036763
2025-01-25 00:00 | 41159.3355 | 40668.2721 | 0 | 491.0634 | 0 | 0.24072 | 0.2389 | 0.27354 | 25 | 0 | Spring | 0.27877 | 0.32807 | 0.32807 | 0.86806 | 0.41526 | 0.2389 | 0 | 0 | 0.64562 | 0.85008 | 0.0133 | 0.00079999 | 0.27354 | 0.22892 | 0.64562 | 0 | 0 | 0.85 | 0.85 | 0.85 | 0.85 | 0.86806 | 0.0133 | 0.36461 | 0 | 0.048952
2025-01-25 01:00 | 40369.2319 | 39882.3988 | 0 | 486.8331 | 0 | 0.23864 | 0.23685 | 0.27102 | 25 | 1 | Spring | 0.27126 | 0.31736 | 0.31736 | 0.87726 | 0.38 | 0.23685 | 0 | 0 | 0.64562 | 0.85008 | 0.012357 | 0.00079999 | 0.27102 | 0.2248 | 0.64562 | 0 | 0 | 0.85 | 0.85 | 0.85 | 0.85 | 0.87726 | 0.012357 | 0.36019 | 0 | 0
2025-01-25 02:00 | 40242.6909 | 39761.8299 | 0 | 480.861 | 0 | 0.23572 | 0.2339 | 0.26855 | 25 | 2 | Spring | 0.2611 | 0.30561 | 0.30561 | 0.87644 | 0.34552 | 0.2339 | 0 | 0 | 0.64562 | 0.85008 | 0.012462 | 0.00079999 | 0.26855 | 0.21959 | 0.64562 | 0 | 0 | 0.85 | 0.85 | 0.85 | 0.85 | 0.87644 | 0.012462 | 0.35507 | 0 | 0.0076969
2025-01-25 03:00 | 40306.4085 | 39836.5874 | 0 | 469.8211 | 0 | 0.2303 | 0.22842 | 0.26446 | 25 | 3 | Spring | 0.25348 | 0.29808 | 0.29808 | 0.87591 | 0.33422 | 0.22842 | 0 | 0 | 0.64562 | 0.85008 | 0.013439 | 0.00079999 | 0.26446 | 0.21762 | 0.64562 | 0 | 0 | 0.85 | 0.85 | 0.85 | 0.85 | 0.87591 | 0.013439 | 0.3547 | 0 | 0
2025-01-25 04:00 | 40716.0204 | 40260.2118 | 0 | 455.8086 | 0 | 0.22344 | 0.22142 | 0.25979 | 25 | 4 | Spring | 0.24517 | 0.29516 | 0.29516 | 0.87706 | 0.32769 | 0.22142 | 0 | 0 | 0.64562 | 0.85008 | 0.013579 | 0.00079999 | 0.25979 | 0.22054 | 0.64562 | 0 | 0 | 0.85 | 0.85 | 0.85 | 0.85 | 0.87706 | 0.013579 | 0.36068 | 0 | 0
2025-01-25 05:00 | 42555.7885 | 42110.9007 | 0 | 444.8878 | 0 | 0.21808 | 0.21596 | 0.25645 | 25 | 5 | Spring | 0.24319 | 0.29542 | 0.29542 | 0.87925 | 0.32324 | 0.21596 | 0 | 0 | 0.64562 | 0.85008 | 0.013719 | 0.00079999 | 0.25645 | 0.24903 | 0.64562 | 0 | 0 | 0.85 | 0.85 | 0.85 | 0.85 | 0.87925 | 0.013719 | 0.38813 | 0 | 0
2025-01-25 06:00 | 44706.3138 | 44271.5103 | 0 | 434.8035 | 0 | 0.21314 | 0.21122 | 0.24785 | 25 | 6 | Spring | 0.25416 | 0.29826 | 0.29826 | 0.88123 | 0.35611 | 0.21122 | 0 | 0 | 0.6501 | 0.85008 | 0.013404 | 0.00083936 | 0.24785 | 0.30317 | 0.6501 | 0 | 0 | 0.85 | 0.85 | 0.85 | 0.85 | 0.88123 | 0.013404 | 0.4151 | 0 | 0
2025-01-25 07:00 | 48357.9223 | 47652.68 | 289.9975 | 415.2447 | 0.013097 | 0.20355 | 0.20188 | 0.23381 | 25 | 7 | Spring | 0.26383 | 0.30635 | 0.30635 | 0.88211 | 0.39696 | 0.20188 | 0.013097 | 0 | 0.65669 | 0.85008 | 0.012671 | 0.0010882 | 0.23381 | 0.29 | 0.65669 | 0 | 0 | 0.85 | 0.85 | 0.85 | 0.85 | 0.88211 | 0.012671 | 0.40054 | 0.0091678 | 0.0096656
2025-01-25 08:00 | 48950.4325 | 45842.4995 | 2730.3705 | 377.5625 | 0.12331 | 0.18508 | 0.18356 | 0.21262 | 25 | 8 | Spring | 0.26441 | 0.30255 | 0.30255 | 0.88442 | 0.42633 | 0.18356 | 0.12331 | 0 | 0.65669 | 0.85008 | 0.012183 | 0.0010228 | 0.21262 | 0.28372 | 0.65669 | 0 | 0 | 0.85 | 0.85 | 0.85 | 0.85 | 0.88442 | 0.012183 | 0.39226 | 0.086316 | 0.029613
2025-01-25 09:00 | 49924.6551 | 43945.7112 | 5616.0722 | 362.8717 | 0.25363 | 0.17788 | 0.17719 | 0.19037 | 25 | 9 | Spring | 0.25911 | 0.30095 | 0.30095 | 0.88542 | 0.45108 | 0.17719 | 0.25363 | 0.38061 | 0.65642 | 0.85008 | 0.011659 | 0.00079999 | 0.19037 | 0.26073 | 0.65642 | 0 | 0 | 0.85 | 0.85 | 0.85 | 0.85 | 0.88542 | 0.011659 | 0.37528 | 0.17754 | 0
2025-01-25 10:00 | 49471.8377 | 41205.568 | 7881.7186 | 384.551 | 0.35595 | 0.18851 | 0.1886 | 0.18683 | 25 | 10 | Spring | 0.26146 | 0.29721 | 0.29721 | 0.88641 | 0.4463 | 0.1886 | 0.35595 | 0.64871 | 0.65688 | 0.85008 | 0.011484 | 0.00079999 | 0.18683 | 0.27476 | 0.65688 | 0 | 0 | 0.85 | 0.85 | 0.85 | 0.85 | 0.88641 | 0.011484 | 0.37825 | 0.24917 | 0
2025-01-25 11:00 | 48516.2256 | 38774.2535 | 9334.0694 | 407.9027 | 0.42155 | 0.19995 | 0.20029 | 0.19385 | 25 | 11 | Spring | 0.25473 | 0.28311 | 0.28311 | 0.88809 | 0.41276 | 0.20029 | 0.42155 | 0.69148 | 0.65688 | 0.85008 | 0.01138 | 0.00079999 | 0.19385 | 0.29695 | 0.65688 | 0 | 0 | 0.85 | 0.85 | 0.85 | 0.85 | 0.88809 | 0.01138 | 0.38376 | 0.29508 | 0.0092363
2025-01-25 12:00 | 47291.6567 | 37049.4077 | 9808.3067 | 433.9422 | 0.44296 | 0.21272 | 0.21333 | 0.20167 | 25 | 12 | Spring | 0.24979 | 0.27224 | 0.27224 | 0.88874 | 0.38152 | 0.21333 | 0.44296 | 0.67553 | 0.65688 | 0.85008 | 0.011484 | 0.00080167 | 0.20167 | 0.31905 | 0.65688 | 0 | 0 | 0.85 | 0.85 | 0.85 | 0.85 | 0.88874 | 0.011484 | 0.39243 | 0.31007 | 0.0092363
2025-01-25 13:00 | 45122.1277 | 35344.1577 | 9319.8516 | 458.1184 | 0.4209 | 0.22457 | 0.22548 | 0.20804 | 25 | 13 | Spring | 0.2448 | 0.25993 | 0.25993 | 0.88865 | 0.35645 | 0.22548 | 0.4209 | 0.66427 | 0.65688 | 0.85008 | 0.010123 | 0.00079999 | 0.20804 | 0.32335 | 0.65688 | 0 | 0 | 0.85 | 0.85 | 0.85 | 0.85 | 0.88865 | 0.010123 | 0.40028 | 0.29463 | 0.0092363
2025-01-25 14:00 | 44577.7133 | 36258.5616 | 7836.1588 | 482.9929 | 0.3539 | 0.23676 | 0.2381 | 0.2126 | 25 | 14 | Spring | 0.24385 | 0.25881 | 0.25881 | 0.88747 | 0.34975 | 0.2381 | 0.3539 | 0.65679 | 0.65688 | 0.85008 | 0.0099835 | 0.0013328 | 0.2126 | 0.32489 | 0.65688 | 0 | 0 | 0.85 | 0.85 | 0.85 | 0.85 | 0.88747 | 0.0099835 | 0.40115 | 0.24773 | 0.0094141
2025-01-25 15:00 | 44542.3811 | 38567.9809 | 5475.0002 | 499.4 | 0.24726 | 0.2448 | 0.24631 | 0.2175 | 25 | 15 | Spring | 0.24372 | 0.26351 | 0.26351 | 0.88663 | 0.34492 | 0.24631 | 0.24726 | 0.66692 | 0.65688 | 0.85008 | 0.010088 | 0.0013328 | 0.2175 | 0.33518 | 0.65688 | 0 | 0 | 0.85 | 0.85 | 0.85 | 0.85 | 0.88663 | 0.010088 | 0.4158 | 0.17308 | 0.0094141
2025-01-25 16:00 | 45553.1628 | 42514.9849 | 2544.5341 | 493.6437 | 0.11492 | 0.24198 | 0.24276 | 0.22795 | 25 | 16 | Spring | 0.24178 | 0.27908 | 0.27908 | 0.87629 | 0.34371 | 0.24276 | 0.11492 | 0.67652 | 0.66614 | 0.85008 | 0.010018 | 0.0013328 | 0.22795 | 0.36047 | 0.66614 | 0 | 0 | 0.85 | 0.85 | 0.85 | 0.85 | 0.87629 | 0.010018 | 0.43848 | 0.080441 | 0.0092363
2025-01-25 17:00 | 50229.0784 | 49497.9211 | 231.8971 | 499.2602 | 0.010473 | 0.24474 | 0.24495 | 0.24088 | 25 | 17 | Spring | 0.24363 | 0.29823 | 0.29823 | 0.87688 | 0.36264 | 0.24495 | 0.010473 | 0.6679 | 0.66614 | 0.85008 | 0.010018 | 0.0035317 | 0.24088 | 0.37417 | 0.66614 | 0 | 0 | 0.85 | 0.85 | 0.85 | 0.85 | 0.87688 | 0.010018 | 0.48342 | 0.0073311 | 0.28272
2025-01-25 18:00 | 51487.6175 | 50965.9545 | 0 | 521.663 | 0 | 0.25572 | 0.25584 | 0.25355 | 25 | 18 | Spring | 0.25066 | 0.31384 | 0.31384 | 0.87696 | 0.40118 | 0.25584 | 0 | 0.58773 | 0.66614 | 0.85008 | 0.010158 | 0.027398 | 0.25355 | 0.3962 | 0.66614 | 0 | 0 | 0.85 | 0.85 | 0.85 | 0.85 | 0.87696 | 0.010158 | 0.50599 | 0 | 0.42211
2025-01-25 19:00 | 51532.9738 | 51000.7827 | 0 | 532.1911 | 0 | 0.26088 | 0.26108 | 0.25722 | 25 | 19 | Spring | 0.26664 | 0.33067 | 0.33067 | 0.8775 | 0.42487 | 0.26108 | 0 | 0.23069 | 0.66641 | 0.85008 | 0.010612 | 0.027398 | 0.25722 | 0.41363 | 0.66641 | 0 | 0 | 0.85 | 0.85 | 0.85 | 0.85 | 0.8775 | 0.010612 | 0.52452 | 0 | 0.39185
2025-01-25 20:00 | 50903.6837 | 50373.3092 | 0 | 530.3745 | 0 | 0.25999 | 0.26014 | 0.2573 | 25 | 20 | Spring | 0.28392 | 0.33907 | 0.33907 | 0.87706 | 0.44583 | 0.26014 | 0 | 0 | 0.66641 | 0.85008 | 0.010717 | 0.013216 | 0.2573 | 0.41376 | 0.66641 | 0 | 0 | 0.85 | 0.85 | 0.85 | 0.85 | 0.87706 | 0.010717 | 0.52178 | 0 | 0.34357
2025-01-25 21:00 | 48947.0415 | 48426.6415 | 0 | 520.4 | 0 | 0.2551 | 0.25515 | 0.25409 | 25 | 21 | Spring | 0.28852 | 0.33774 | 0.33774 | 0.87764 | 0.44688 | 0.25515 | 0 | 0 | 0.66641 | 0.85008 | 0.010682 | 0.0013328 | 0.25409 | 0.40821 | 0.66641 | 0 | 0 | 0.85 | 0.85 | 0.85 | 0.85 | 0.87764 | 0.010682 | 0.49219 | 0 | 0.10075
2025-01-25 22:00 | 46178.0628 | 45672.9186 | 0 | 505.1441 | 0 | 0.24762 | 0.24744 | 0.25087 | 25 | 22 | Spring | 0.27883 | 0.33192 | 0.33192 | 0.87863 | 0.45017 | 0.24744 | 0 | 0 | 0.66641 | 0.85008 | 0.010717 | 0.0013328 | 0.25087 | 0.36384 | 0.66641 | 0 | 0 | 0.85 | 0.85 | 0.85 | 0.85 | 0.87863 | 0.010717 | 0.43629 | 0 | 0.081544
2025-01-25 23:00 | 42812.8374 | 42319.5508 | 0 | 493.2865 | 0 | 0.24181 | 0.24143 | 0.24857 | 25 | 23 | Spring | 0.26601 | 0.32932 | 0.32932 | 0.87267 | 0.42104 | 0.24143 | 0 | 0 | 0.65528 | 0.85008 | 0.011973 | 0.0013328 | 0.24857 | 0.30433 | 0.65528 | 0 | 0 | 0.85 | 0.85 | 0.85 | 0.85 | 0.87267 | 0.011973 | 0.38142 | 0 | 0.039465
2025-01-26 00:00 | 40353.7758 | 39861.2621 | 0 | 492.5137 | 0 | 0.24143 | 0.24097 | 0.2497 | 26 | 0 | Spring | 0.27877 | 0.32807 | 0.32807 | 0.86806 | 0.41526 | 0.24097 | 0 | 0 | 0.64562 | 0.85008 | 0.0133 | 0.00079999 | 0.2497 | 0.22892 | 0.64562 | 0 | 0 | 0.85 | 0.85 | 0.85 | 0.85 | 0.86806 | 0.0133 | 0.36461 | 0 | 0.048952
2025-01-26 01:00 | 39560.1435 | 39063.4186 | 0 | 496.7249 | 0 | 0.24349 | 0.24296 | 0.25312 | 26 | 1 | Spring | 0.27126 | 0.31736 | 0.31736 | 0.87726 | 0.38 | 0.24296 | 0 | 0 | 0.64562 | 0.85008 | 0.012357 | 0.00079999 | 0.25312 | 0.2248 | 0.64562 | 0 | 0 | 0.85 | 0.85 | 0.85 | 0.85 | 0.87726 | 0.012357 | 0.36019 | 0 | 0
2025-01-26 02:00 | 39436.123 | 38936.3685 | 0 | 499.7545 | 0 | 0.24498 | 0.24425 | 0.25821 | 26 | 2 | Spring | 0.2611 | 0.30561 | 0.30561 | 0.87644 | 0.34552 | 0.24425 | 0 | 0 | 0.64562 | 0.85008 | 0.012462 | 0.00079999 | 0.25821 | 0.21959 | 0.64562 | 0 | 0 | 0.85 | 0.85 | 0.85 | 0.85 | 0.87644 | 0.012462 | 0.35507 | 0 | 0.0076969
2025-01-26 03:00 | 39488.4983 | 38981.6066 | 0 | 506.8916 | 0 | 0.24848 | 0.24762 | 0.26395 | 26 | 3 | Spring | 0.25348 | 0.29808 | 0.29808 | 0.87591 | 0.33422 | 0.24762 | 0 | 0 | 0.64562 | 0.85008 | 0.013439 | 0.00079999 | 0.26395 | 0.21762 | 0.64562 | 0 | 0 | 0.85 | 0.85 | 0.85 | 0.85 | 0.87591 | 0.013439 | 0.3547 | 0 | 0
2025-01-26 04:00 | 39891.5568 | 39375.4174 | 0 | 516.1394 | 0 | 0.25301 | 0.252 | 0.27126 | 26 | 4 | Spring | 0.24517 | 0.29516 | 0.29516 | 0.87706 | 0.32769 | 0.252 | 0 | 0 | 0.64562 | 0.85008 | 0.013579 | 0.00079999 | 0.27126 | 0.22054 | 0.64562 | 0 | 0 | 0.85 | 0.85 | 0.85 | 0.85 | 0.87706 | 0.013579 | 0.36068 | 0 | 0
2025-01-26 05:00 | 41793.6735 | 41267.091 | 0 | 526.5824 | 0 | 0.25813 | 0.25718 | 0.27522 | 26 | 5 | Spring | 0.24319 | 0.29542 | 0.29542 | 0.87925 | 0.32324 | 0.25718 | 0 | 0 | 0.64562 | 0.85008 | 0.013719 | 0.00079999 | 0.27522 | 0.24903 | 0.64562 | 0 | 0 | 0.85 | 0.85 | 0.85 | 0.85 | 0.87925 | 0.013719 | 0.38813 | 0 | 0
2025-01-26 06:00 | 43919.9101 | 43403.4797 | 0 | 516.4303 | 0 | 0.25315 | 0.2522 | 0.27035 | 26 | 6 | Spring | 0.25416 | 0.29826 | 0.29826 | 0.88123 | 0.35611 | 0.2522 | 0 | 0 | 0.6501 | 0.85008 | 0.013404 | 0.00083936 | 0.27035 | 0.30317 | 0.6501 | 0 | 0 | 0.85 | 0.85 | 0.85 | 0.85 | 0.88123 | 0.013404 | 0.4151 | 0 | 0
2025-01-26 07:00 | 47535.5438 | 46773.7889 | 265.9093 | 495.8457 | 0.012009 | 0.24306 | 0.2421 | 0.26052 | 26 | 7 | Spring | 0.26383 | 0.30635 | 0.30635 | 0.88211 | 0.39696 | 0.2421 | 0.012009 | 0 | 0.65669 | 0.85008 | 0.012671 | 0.0010882 | 0.26052 | 0.29 | 0.65669 | 0 | 0 | 0.85 | 0.85 | 0.85 | 0.85 | 0.88211 | 0.012671 | 0.40054 | 0.0084063 | 0.0096656
2025-01-26 08:00 | 48083.372 | 45098.5732 | 2520.9477 | 463.851 | 0.11385 | 0.22738 | 0.22606 | 0.25112 | 26 | 8 | Spring | 0.26441 | 0.30255 | 0.30255 | 0.88442 | 0.42633 | 0.22606 | 0.11385 | 0 | 0.65669 | 0.85008 | 0.012183 | 0.0010228 | 0.25112 | 0.28372 | 0.65669 | 0 | 0 | 0.85 | 0.85 | 0.85 | 0.85 | 0.88442 | 0.012183 | 0.39226 | 0.079696 | 0.029613
2025-01-26 09:00 | 49047.2834 | 43055.2478 | 5512.0426 | 479.993 | 0.24893 | 0.23529 | 0.23498 | 0.24083 | 26 | 9 | Spring | 0.25911 | 0.30095 | 0.30095 | 0.88542 | 0.45108 | 0.23498 | 0.24893 | 0.38061 | 0.65642 | 0.85008 | 0.011659 | 0.00079999 | 0.24083 | 0.26073 | 0.65642 | 0 | 0 | 0.85 | 0.85 | 0.85 | 0.85 | 0.88542 | 0.011659 | 0.37528 | 0.17425 | 0
2025-01-26 10:00 | 48485.8543 | 40168.5948 | 7811.8113 | 505.4482 | 0.3528 | 0.24777 | 0.24856 | 0.23338 | 26 | 10 | Spring | 0.26146 | 0.29721 | 0.29721 | 0.88641 | 0.4463 | 0.24856 | 0.3528 | 0.64871 | 0.65688 | 0.85008 | 0.011484 | 0.00079999 | 0.23338 | 0.27476 | 0.65688 | 0 | 0 | 0.85 | 0.85 | 0.85 | 0.85 | 0.88641 | 0.011484 | 0.37825 | 0.24696 | 0
2025-01-26 11:00 | 47525.2011 | 37688.9627 | 9316.9105 | 519.328 | 0.42077 | 0.25457 | 0.2558 | 0.23245 | 26 | 11 | Spring | 0.25473 | 0.28311 | 0.28311 | 0.88809 | 0.41276 | 0.2558 | 0.42077 | 0.69148 | 0.65688 | 0.85008 | 0.01138 | 0.00079999 | 0.23245 | 0.29695 | 0.65688 | 0 | 0 | 0.85 | 0.85 | 0.85 | 0.85 | 0.88809 | 0.01138 | 0.38376 | 0.29454 | 0.0092363
2025-01-26 12:00 | 46335.4613 | 36373.1119 | 9442.182 | 520.1674 | 0.42643 | 0.25498 | 0.25652 | 0.22722 | 26 | 12 | Spring | 0.24979 | 0.27224 | 0.27224 | 0.88874 | 0.38152 | 0.25652 | 0.42643 | 0.67553 | 0.65688 | 0.85008 | 0.011484 | 0.00080167 | 0.22722 | 0.31905 | 0.65688 | 0 | 0 | 0.85 | 0.85 | 0.85 | 0.85 | 0.88874 | 0.011484 | 0.39243 | 0.2985 | 0.0092363
2025-01-26 13:00 | 44114.4219 | 34900.6021 | 8696.3377 | 517.4821 | 0.39274 | 0.25367 | 0.25495 | 0.23044 | 26 | 13 | Spring | 0.2448 | 0.25993 | 0.25993 | 0.88865 | 0.35645 | 0.25495 | 0.39274 | 0.66427 | 0.65688 | 0.85008 | 0.010123 | 0.00079999 | 0.23044 | 0.32335 | 0.65688 | 0 | 0 | 0.85 | 0.85 | 0.85 | 0.85 | 0.88865 | 0.010123 | 0.40028 | 0.27492 | 0.0092363
2025-01-26 14:00 | 43612.1003 | 35993.7094 | 7095.8565 | 522.5343 | 0.32046 | 0.25614 | 0.25696 | 0.24137 | 26 | 14 | Spring | 0.24385 | 0.25881 | 0.25881 | 0.88747 | 0.34975 | 0.25696 | 0.32046 | 0.65679 | 0.65688 | 0.85008 | 0.0099835 | 0.0013328 | 0.24137 | 0.32489 | 0.65688 | 0 | 0 | 0.85 | 0.85 | 0.85 | 0.85 | 0.88747 | 0.0099835 | 0.40115 | 0.22432 | 0.0094141
2025-01-26 15:00 | 43611.0472 | 38472.531 | 4619.8863 | 518.6299 | 0.20864 | 0.25423 | 0.25519 | 0.23681 | 26 | 15 | Spring | 0.24372 | 0.26351 | 0.26351 | 0.88663 | 0.34492 | 0.25519 | 0.20864 | 0.66692 | 0.65688 | 0.85008 | 0.010088 | 0.0013328 | 0.23681 | 0.33518 | 0.65688 | 0 | 0 | 0.85 | 0.85 | 0.85 | 0.85 | 0.88663 | 0.010088 | 0.4158 | 0.14605 | 0.0094141
2025-01-26 16:00 | 44697.1237 | 42207.3633 | 1991.5407 | 498.2197 | 0.089942 | 0.24423 | 0.24469 | 0.23587 | 26 | 16 | Spring | 0.24178 | 0.27908 | 0.27908 | 0.87629 | 0.34371 | 0.24469 | 0.089942 | 0.67652 | 0.66614 | 0.85008 | 0.010018 | 0.0013328 | 0.23587 | 0.36047 | 0.66614 | 0 | 0 | 0.85 | 0.85 | 0.85 | 0.85 | 0.87629 | 0.010018 | 0.43848 | 0.062959 | 0.0092363
2025-01-26 17:00 | 49492.329 | 48808.5202 | 181.0535 | 502.7553 | 0.0081767 | 0.24645 | 0.24676 | 0.24088 | 26 | 17 | Spring | 0.24363 | 0.29823 | 0.29823 | 0.87688 | 0.36264 | 0.24676 | 0.0081767 | 0.6679 | 0.66614 | 0.85008 | 0.010018 | 0.0035317 | 0.24088 | 0.37417 | 0.66614 | 0 | 0 | 0.85 | 0.85 | 0.85 | 0.85 | 0.87688 | 0.010018 | 0.48342 | 0.0057237 | 0.28272
2025-01-26 18:00 | 50694.9125 | 50180.652 | 0 | 514.2605 | 0 | 0.25209 | 0.25204 | 0.25296 | 26 | 18 | Spring | 0.25066 | 0.31384 | 0.31384 | 0.87696 | 0.40118 | 0.25204 | 0 | 0.58773 | 0.66614 | 0.85008 | 0.010158 | 0.027398 | 0.25296 | 0.3962 | 0.66614 | 0 | 0 | 0.85 | 0.85 | 0.85 | 0.85 | 0.87696 | 0.010158 | 0.50599 | 0 | 0.42211
2025-01-26 19:00 | 50721.6169 | 50203.0832 | 0 | 518.5337 | 0 | 0.25418 | 0.25337 | 0.26896 | 26 | 19 | Spring | 0.26664 | 0.33067 | 0.33067 | 0.8775 | 0.42487 | 0.25337 | 0 | 0.23069 | 0.66641 | 0.85008 | 0.010612 | 0.027398 | 0.26896 | 0.41363 | 0.66641 | 0 | 0 | 0.85 | 0.85 | 0.85 | 0.85 | 0.8775 | 0.010612 | 0.52452 | 0 | 0.39185
2025-01-26 20:00 | 50089.8063 | 49565.1866 | 0 | 524.6197 | 0 | 0.25717 | 0.25606 | 0.27721 | 26 | 20 | Spring | 0.28392 | 0.33907 | 0.33907 | 0.87706 | 0.44583 | 0.25606 | 0 | 0 | 0.66641 | 0.85008 | 0.010717 | 0.013216 | 0.27721 | 0.41376 | 0.66641 | 0 | 0 | 0.85 | 0.85 | 0.85 | 0.85 | 0.87706 | 0.010717 | 0.52178 | 0 | 0.34357
2025-01-26 21:00 | 48114.2601 | 47598.532 | 0 | 515.7281 | 0 | 0.25281 | 0.25162 | 0.27431 | 26 | 21 | Spring | 0.28852 | 0.33774 | 0.33774 | 0.87764 | 0.44688 | 0.25162 | 0 | 0 | 0.66641 | 0.85008 | 0.010682 | 0.0013328 | 0.27431 | 0.40821 | 0.66641 | 0 | 0 | 0.85 | 0.85 | 0.85 | 0.85 | 0.87764 | 0.010682 | 0.49219 | 0 | 0.10075
2025-01-26 22:00 | 45333.9391 | 44832.7888 | 0 | 501.1503 | 0 | 0.24566 | 0.24469 | 0.26328 | 26 | 22 | Spring | 0.27883 | 0.33192 | 0.33192 | 0.87863 | 0.45017 | 0.24469 | 0 | 0 | 0.66641 | 0.85008 | 0.010717 | 0.0013328 | 0.26328 | 0.36384 | 0.66641 | 0 | 0 | 0.85 | 0.85 | 0.85 | 0.85 | 0.87863 | 0.010717 | 0.43629 | 0 | 0.081544
2025-01-26 23:00 | 41972.9985 | 41473.0877 | 0 | 499.9108 | 0 | 0.24505 | 0.24481 | 0.24951 | 26 | 23 | Spring | 0.26601 | 0.32932 | 0.32932 | 0.87267 | 0.42104 | 0.24481 | 0 | 0 | 0.65528 | 0.85008 | 0.011973 | 0.0013328 | 0.24951 | 0.30433 | 0.65528 | 0 | 0 | 0.85 | 0.85 | 0.85 | 0.85 | 0.87267 | 0.011973 | 0.38142 | 0 | 0.039465
2025-01-27 00:00 | 63283.9484 | 62764.46 | 0 | 519.4884 | 0 | 0.25465 | 0.25507 | 0.24702 | 27 | 0 | Winter Peak | 0.78684 | 0.4395 | 0.4395 | 0.95884 | 0.39604 | 0.25507 | 0 | 0 | 0.65714 | 0.85008 | 0.055084 | 0.0013328 | 0.24702 | 0.4288 | 0.65714 | 0 | 0 | 0.85 | 0.85 | 0.85 | 0.85 | 0.95884 | 0.055084 | 0.49358 | 0 | 0.005841
2025-01-27 01:00 | 62465.8112 | 61926.434 | 0 | 539.3772 | 0 | 0.2644 | 0.26486 | 0.25615 | 27 | 1 | Winter Peak | 0.77838 | 0.42769 | 0.42769 | 0.95772 | 0.35356 | 0.26486 | 0 | 0 | 0.65714 | 0.85008 | 0.021014 | 0.00083936 | 0.25615 | 0.41457 | 0.65714 | 0 | 0 | 0.85 | 0.85 | 0.85 | 0.85 | 0.95772 | 0.021014 | 0.48366 | 0 | 0
2025-01-27 02:00 | 62219.8699 | 61672.7161 | 0 | 547.1538 | 0 | 0.26821 | 0.26849 | 0.26314 | 27 | 2 | Winter Peak | 0.77383 | 0.41814 | 0.41814 | 0.95559 | 0.32805 | 0.26849 | 0 | 0 | 0.65714 | 0.85008 | 0.018745 | 0.00079999 | 0.26314 | 0.40342 | 0.65714 | 0 | 0 | 0.85 | 0.85 | 0.85 | 0.85 | 0.95559 | 0.018745 | 0.48042 | 0 | 0
2025-01-27 03:00 | 62278.1857 | 61722.7358 | 0 | 555.4498 | 0 | 0.27228 | 0.27243 | 0.26954 | 27 | 3 | Winter Peak | 0.77051 | 0.41471 | 0.41471 | 0.9553 | 0.30864 | 0.27243 | 0 | 0 | 0.65714 | 0.85008 | 0.019688 | 0.00079999 | 0.26954 | 0.40237 | 0.65714 | 0 | 0 | 0.85 | 0.85 | 0.85 | 0.85 | 0.9553 | 0.019688 | 0.47953 | 0 | 0
2025-01-27 04:00 | 63123.7495 | 62563.4579 | 0 | 560.2916 | 0 | 0.27465 | 0.27428 | 0.28141 | 27 | 4 | Winter Peak | 0.76333 | 0.41653 | 0.41653 | 0.95476 | 0.29732 | 0.27428 | 0 | 0 | 0.65714 | 0.85008 | 0.024226 | 0.00079999 | 0.28141 | 0.41478 | 0.65714 | 0 | 0 | 0.85 | 0.85 | 0.85 | 0.85 | 0.95476 | 0.024226 | 0.48811 | 0 | 0
2025-01-27 05:00 | 68057.4041 | 67497.9847 | 0 | 559.4194 | 0 | 0.27423 | 0.27339 | 0.28923 | 27 | 5 | Winter Peak | 0.76397 | 0.42656 | 0.42656 | 0.95318 | 0.30835 | 0.27339 | 0 | 0 | 0.65714 | 0.85008 | 0.038956 | 0.00079999 | 0.28923 | 0.46875 | 0.65714 | 0 | 0 | 0.85 | 0.85 | 0.85 | 0.85 | 0.95318 | 0.038956 | 0.52604 | 0 | 0
2025-01-27 06:00 | 76048.4304 | 75510.5884 | 0 | 537.8419 | 0 | 0.26365 | 0.26255 | 0.28355 | 27 | 6 | Winter Peak | 0.77622 | 0.44373 | 0.44373 | 0.95422 | 0.35077 | 0.26255 | 0 | 0 | 0.65714 | 0.85008 | 0.095995 | 0.00079999 | 0.28355 | 0.54606 | 0.65714 | 0 | 0 | 0.85 | 0.85 | 0.85 | 0.85 | 0.95422 | 0.095995 | 0.55621 | 0 | 0.00017779
2025-01-27 07:00 | 84048.9415 | 83231.5539 | 301.0359 | 516.3517 | 0.013595 | 0.25311 | 0.25186 | 0.27579 | 27 | 7 | Winter Peak | 0.79675 | 0.46785 | 0.46785 | 0.95426 | 0.42875 | 0.25186 | 0.013595 | 0 | 0.65714 | 0.85008 | 0.14633 | 0.018485 | 0.27579 | 0.55329 | 0.65714 | 0 | 0 | 0.85 | 0.85 | 0.85 | 0.85 | 0.95426 | 0.14633 | 0.5704 | 0.0095168 | 0.00079354
2025-01-27 08:00 | 80840.7549 | 77548.7182 | 2804.2292 | 487.8075 | 0.12664 | 0.23912 | 0.2378 | 0.26306 | 27 | 8 | Winter Peak | 0.81616 | 0.48757 | 0.48757 | 0.95409 | 0.46748 | 0.2378 | 0.12664 | 0 | 0.65714 | 0.85008 | 0.13041 | 0.018501 | 0.26306 | 0.50439 | 0.65714 | 0 | 0 | 0.85 | 0.85 | 0.85 | 0.85 | 0.95409 | 0.13041 | 0.53483 | 0.088651 | 0.00017779
2025-01-27 09:00 | 79204.9961 | 72615.7653 | 6102.2204 | 487.0104 | 0.27559 | 0.23873 | 0.2379 | 0.25379 | 27 | 9 | Winter Peak | 0.82743 | 0.4868 | 0.4868 | 0.95409 | 0.47176 | 0.2379 | 0.27559 | 0.0015113 | 0.65714 | 0.85008 | 0.10175 | 0.00079999 | 0.25379 | 0.45454 | 0.65714 | 0 | 0 | 0.85 | 0.85 | 0.85 | 0.85 | 0.95409 | 0.10175 | 0.50594 | 0.19291 | 0
2025-01-27 10:00 | 77473.9018 | 68074.0771 | 8910.3591 | 489.4656 | 0.40241 | 0.23993 | 0.23971 | 0.24407 | 27 | 10 | Winter Peak | 0.81193 | 0.46822 | 0.46822 | 0.95392 | 0.43943 | 0.23971 | 0.40241 | 0.34759 | 0.65714 | 0.85008 | 0.06409 | 0.00079999 | 0.24407 | 0.43658 | 0.65714 | 0 | 0 | 0.85 | 0.85 | 0.85 | 0.85 | 0.95392 | 0.06409 | 0.48847 | 0.28169 | 0
2025-01-27 11:00 | 74163.7424 | 62948.6171 | 10728.7878 | 486.3376 | 0.48453 | 0.2384 | 0.23848 | 0.23697 | 27 | 11 | Winter Peak | 0.77725 | 0.44649 | 0.44649 | 0.95346 | 0.4136 | 0.23848 | 0.48453 | 0.56098 | 0.65714 | 0.85008 | 0.023737 | 0.00079999 | 0.23697 | 0.42784 | 0.65714 | 0 | 0 | 0.85 | 0.85 | 0.85 | 0.85 | 0.95346 | 0.023737 | 0.47131 | 0.33917 | 0
2025-01-27 12:00 | 72553.6336 | 60686.9072 | 11388.0597 | 478.6667 | 0.51431 | 0.23464 | 0.2348 | 0.2317 | 27 | 12 | Winter Peak | 0.75514 | 0.43187 | 0.43187 | 0.9539 | 0.37988 | 0.2348 | 0.51431 | 0.54133 | 0.65714 | 0.85008 | 0.028414 | 0.00079999 | 0.2317 | 0.41935 | 0.65714 | 0 | 0 | 0.85 | 0.85 | 0.85 | 0.85 | 0.9539 | 0.028414 | 0.46484 | 0.36002 | 0
2025-01-27 13:00 | 72270.8481 | 61099.1396 | 10700.7821 | 470.9264 | 0.48327 | 0.23085 | 0.23105 | 0.22722 | 27 | 13 | Winter Peak | 0.7313 | 0.41622 | 0.41622 | 0.95449 | 0.35466 | 0.23105 | 0.48327 | 0.50816 | 0.65714 | 0.85008 | 0.032883 | 0.00079999 | 0.22722 | 0.39041 | 0.65714 | 0 | 0 | 0.85 | 0.85 | 0.85 | 0.85 | 0.95449 | 0.032883 | 0.45621 | 0.33829 | 0
2025-01-27 14:00 | 72475.2408 | 63212.0412 | 8797.065 | 466.1346 | 0.39729 | 0.2285 | 0.22846 | 0.22926 | 27 | 14 | Winter Peak | 0.71732 | 0.3979 | 0.3979 | 0.95429 | 0.33621 | 0.22846 | 0.39729 | 0.49139 | 0.65714 | 0.85008 | 0.036164 | 0.00079999 | 0.22926 | 0.37862 | 0.65714 | 0 | 0 | 0.85 | 0.85 | 0.85 | 0.85 | 0.95429 | 0.036164 | 0.45427 | 0.27811 | 0
2025-01-27 15:00 | 73022.9184 | 66506.3307 | 6050.7218 | 465.8659 | 0.27326 | 0.22837 | 0.22781 | 0.23837 | 27 | 15 | Winter Peak | 0.70565 | 0.38579 | 0.38579 | 0.95455 | 0.32522 | 0.22781 | 0.27326 | 0.50914 | 0.65714 | 0.85008 | 0.037071 | 0.0010513 | 0.23837 | 0.40121 | 0.65714 | 0 | 0 | 0.85 | 0.85 | 0.85 | 0.85 | 0.95455 | 0.037071 | 0.4753 | 0.19128 | 0
2025-01-27 16:00 | 74679.0422 | 71384.2495 | 2824.9909 | 469.8018 | 0.12758 | 0.23029 | 0.2294 | 0.24648 | 27 | 16 | Winter Peak | 0.68921 | 0.38321 | 0.38321 | 0.95517 | 0.32641 | 0.2294 | 0.12758 | 0.53718 | 0.66641 | 0.85008 | 0.038328 | 0.0013328 | 0.24648 | 0.49837 | 0.66641 | 0 | 0 | 0.85 | 0.85 | 0.85 | 0.85 | 0.95517 | 0.038328 | 0.5236 | 0.089308 | 0
2025-01-27 17:00 | 78954.7594 | 78194.9811 | 270.2087 | 489.5696 | 0.012203 | 0.23999 | 0.2391 | 0.25594 | 27 | 17 | Winter Peak | 0.67362 | 0.38986 | 0.38986 | 0.95628 | 0.3507 | 0.2391 | 0.012203 | 0.51413 | 0.66641 | 0.85008 | 0.037979 | 0.0013328 | 0.25594 | 0.57013 | 0.66641 | 0 | 0 | 0.85 | 0.85 | 0.85 | 0.85 | 0.95628 | 0.037979 | 0.55688 | 0.0085422 | 0.063622
2025-01-27 18:00 | 80175.4623 | 79682.5982 | 0 | 492.8641 | 0 | 0.2416 | 0.24055 | 0.2606 | 27 | 18 | Winter Peak | 0.67848 | 0.40517 | 0.40517 | 0.95673 | 0.36572 | 0.24055 | 0 | 0.25986 | 0.66641 | 0.85008 | 0.039585 | 0.0013328 | 0.2606 | 0.60388 | 0.66641 | 0 | 0 | 0.85 | 0.85 | 0.85 | 0.85 | 0.95673 | 0.039585 | 0.59723 | 0 | 0.28409
2025-01-27 19:00 | 78948.6632 | 78465.5514 | 0 | 483.1118 | 0 | 0.23682 | 0.23559 | 0.2591 | 27 | 19 | Winter Peak | 0.71147 | 0.43141 | 0.43141 | 0.95738 | 0.37649 | 0.23559 | 0 | 0 | 0.66641 | 0.85008 | 0.037665 | 0.0013328 | 0.2591 | 0.60099 | 0.66641 | 0 | 0 | 0.85 | 0.85 | 0.85 | 0.85 | 0.95738 | 0.037665 | 0.60935 | 0 | 0.16714
2025-01-27 20:00 | 76685.3513 | 76214.6303 | 0 | 470.721 | 0 | 0.23075 | 0.22936 | 0.2558 | 27 | 20 | Winter Peak | 0.73125 | 0.43597 | 0.43597 | 0.95737 | 0.38988 | 0.22936 | 0 | 0 | 0.66641 | 0.85008 | 0.03571 | 0.0083274 | 0.2558 | 0.59436 | 0.66641 | 0 | 0 | 0.85 | 0.85 | 0.85 | 0.85 | 0.95737 | 0.03571 | 0.5944 | 0 | 0.17838
2025-01-27 21:00 | 74047.6197 | 73588.417 | 0 | 459.2027 | 0 | 0.2251 | 0.22351 | 0.25377 | 27 | 21 | Winter Peak | 0.71886 | 0.43151 | 0.43151 | 0.95836 | 0.40506 | 0.22351 | 0 | 0 | 0.66522 | 0.85008 | 0.03208 | 0.011965 | 0.25377 | 0.57434 | 0.66522 | 0 | 0 | 0.85 | 0.85 | 0.85 | 0.85 | 0.95836 | 0.03208 | 0.57799 | 0 | 0.14373
2025-01-27 22:00 | 69759.8864 | 69304.1545 | 0 | 455.7319 | 0 | 0.2234 | 0.2215 | 0.25762 | 27 | 22 | Winter Peak | 0.70345 | 0.41925 | 0.41925 | 0.95915 | 0.39445 | 0.2215 | 0 | 0 | 0.66522 | 0.85008 | 0.026355 | 0.0013328 | 0.25762 | 0.52618 | 0.66522 | 0 | 0 | 0.85 | 0.85 | 0.85 | 0.85 | 0.95915 | 0.026355 | 0.55812 | 0 | 0.11546
2025-01-27 23:00 | 65092.8867 | 64631.6379 | 0 | 461.2488 | 0 | 0.2261 | 0.22432 | 0.25837 | 27 | 23 | Winter Peak | 0.67689 | 0.39856 | 0.39856 | 0.95992 | 0.36856 | 0.22432 | 0 | 0 | 0.66359 | 0.85008 | 0.020141 | 0.0013328 | 0.25837 | 0.46783 | 0.66359 | 0 | 0 | 0.85 | 0.85 | 0.85 | 0.85 | 0.95992 | 0.020141 | 0.53558 | 0 | 0.036763
2025-01-28 00:00 | 62868.0618 | 62390.4052 | 0 | 477.6566 | 0 | 0.23415 | 0.23243 | 0.2651 | 28 | 0 | Winter | 0.38112 | 0.34822 | 0.34822 | 0.87184 | 0.31588 | 0.23243 | 0 | 0 | 0.65714 | 0.85008 | 0.011799 | 0.0012155 | 0.2651 | 0.39122 | 0.65714 | 0 | 0 | 0.85 | 0.85 | 0.85 | 0.85 | 0.87184 | 0.011799 | 0.48528 | 0 | 0.0029205
2025-01-28 01:00 | 62099.8769 | 61595.4652 | 0 | 504.4116 | 0 | 0.24726 | 0.24575 | 0.27453 | 28 | 1 | Winter | 0.36674 | 0.33231 | 0.33231 | 0.87605 | 0.28158 | 0.24575 | 0 | 0 | 0.65714 | 0.85008 | 0.009774 | 0.00081967 | 0.27453 | 0.37856 | 0.65714 | 0 | 0 | 0.85 | 0.85 | 0.85 | 0.85 | 0.87605 | 0.009774 | 0.4777 | 0 | 0
2025-01-28 02:00 | 61916.0321 | 61390.0819 | 0 | 525.9503 | 0 | 0.25782 | 0.25658 | 0.28021 | 28 | 2 | Winter | 0.34679 | 0.32201 | 0.32201 | 0.8763 | 0.24925 | 0.25658 | 0 | 0 | 0.65714 | 0.85008 | 0.0098438 | 0.00079999 | 0.28021 | 0.37271 | 0.65714 | 0 | 0 | 0.85 | 0.85 | 0.85 | 0.85 | 0.8763 | 0.0098438 | 0.47491 | 0 | 0
2025-01-28 03:00 | 61976.6393 | 61427.1765 | 0 | 549.4627 | 0 | 0.26934 | 0.26867 | 0.28146 | 28 | 3 | Winter | 0.3338 | 0.31706 | 0.31706 | 0.87561 | 0.23438 | 0.26867 | 0 | 0 | 0.65714 | 0.85008 | 0.0098089 | 0.00079999 | 0.28146 | 0.37639 | 0.65714 | 0 | 0 | 0.85 | 0.85 | 0.85 | 0.85 | 0.87561 | 0.0098089 | 0.47708 | 0 | 0
2025-01-28 04:00 | 62795.623 | 62229.7184 | 0 | 565.9046 | 0 | 0.2774 | 0.27729 | 0.27943 | 28 | 4 | Winter | 0.33501 | 0.31839 | 0.31839 | 0.87687 | 0.215 | 0.27729 | 0 | 0 | 0.65714 | 0.85008 | 0.0099486 | 0.00079999 | 0.27943 | 0.39652 | 0.65714 | 0 | 0 | 0.85 | 0.85 | 0.85 | 0.85 | 0.87687 | 0.0099486 | 0.49014 | 0 | 0
2025-01-28 05:00 | 67713.0088 | 67134.17 | 0 | 578.8388 | 0 | 0.28374 | 0.28394 | 0.28018 | 28 | 5 | Winter | 0.34255 | 0.3212 | 0.3212 | 0.87819 | 0.21182 | 0.28394 | 0 | 0 | 0.65714 | 0.85008 | 0.010053 | 0.00079999 | 0.28018 | 0.45896 | 0.65714 | 0 | 0 | 0.85 | 0.85 | 0.85 | 0.85 | 0.87819 | 0.010053 | 0.52415 | 0 | 0
2025-01-28 06:00 | 75703.8059 | 75126.9352 | 0 | 576.8707 | 0 | 0.28278 | 0.28304 | 0.27812 | 28 | 6 | Winter | 0.3535 | 0.33148 | 0.33148 | 0.87914 | 0.24668 | 0.28304 | 0 | 0 | 0.65714 | 0.85008 | 0.010088 | 0.00079999 | 0.27812 | 0.54134 | 0.65714 | 0 | 0 | 0.85 | 0.85 | 0.85 | 0.85 | 0.87914 | 0.010088 | 0.55421 | 0 | 0.00017779
2025-01-28 07:00 | 83749.4574 | 82826.4893 | 345.0377 | 577.9303 | 0.015583 | 0.2833 | 0.28408 | 0.26914 | 28 | 7 | Winter | 0.39334 | 0.34859 | 0.34859 | 0.8799 | 0.30623 | 0.28408 | 0.015583 | 0 | 0.65714 | 0.85008 | 0.011938 | 0.017261 | 0.26914 | 0.53641 | 0.65714 | 0 | 0 | 0.85 | 0.85 | 0.85 | 0.85 | 0.8799 | 0.011938 | 0.56215 | 0.010908 | 0.0038224
2025-01-28 08:00 | 80689.5586 | 76970.2074 | 3157.542 | 561.8093 | 0.1426 | 0.2754 | 0.27655 | 0.25457 | 28 | 8 | Winter | 0.43014 | 0.36227 | 0.36227 | 0.88068 | 0.34685 | 0.27655 | 0.1426 | 0 | 0.65714 | 0.85008 | 0.010821 | 0.0096506 | 0.25457 | 0.4851 | 0.65714 | 0 | 0 | 0.85 | 0.85 | 0.85 | 0.85 | 0.88068 | 0.010821 | 0.53053 | 0.099821 | 8.8894e-05
2025-01-28 09:00 | 79193.5392 | 71896.1398 | 6682.0035 | 615.3959 | 0.30177 | 0.30166 | 0.30451 | 0.25018 | 28 | 9 | Winter | 0.43228 | 0.35522 | 0.35522 | 0.88103 | 0.35924 | 0.30451 | 0.30177 | 0.040275 | 0.65714 | 0.85008 | 0.010961 | 0.00079999 | 0.25018 | 0.4407 | 0.65714 | 0 | 0 | 0.85 | 0.85 | 0.85 | 0.85 | 0.88103 | 0.010961 | 0.50047 | 0.21124 | 0
2025-01-28 10:00 | 77612.7598 | 67644.8657 | 9289.4627 | 678.4314 | 0.41953 | 0.33256 | 0.33639 | 0.26333 | 28 | 10 | Winter | 0.4061 | 0.33487 | 0.33487 | 0.88085 | 0.36964 | 0.33639 | 0.41953 | 0.40566 | 0.65161 | 0.85008 | 0.013544 | 0.00079999 | 0.26333 | 0.43351 | 0.65161 | 0 | 0 | 0.85 | 0.85 | 0.85 | 0.85 | 0.88085 | 0.013544 | 0.48026 | 0.29367 | 0
2025-01-28 11:00 | 74393.7975 | 63047.0208 | 10646.131 | 700.6457 | 0.4808 | 0.34345 | 0.347 | 0.27932 | 28 | 11 | Winter | 0.3925 | 0.32321 | 0.32321 | 0.87126 | 0.35242 | 0.347 | 0.4808 | 0.54927 | 0.65161 | 0.85008 | 0.013649 | 0.00079999 | 0.27932 | 0.42796 | 0.65161 | 0 | 0 | 0.85 | 0.85 | 0.85 | 0.85 | 0.87126 | 0.013649 | 0.46854 | 0.33656 | 0
2025-01-28 12:00 | 72820.351 | 61351.9714 | 10746.9156 | 721.464 | 0.48535 | 0.35366 | 0.35658 | 0.30078 | 28 | 12 | Winter | 0.3815 | 0.31623 | 0.31623 | 0.87098 | 0.31489 | 0.35658 | 0.48535 | 0.54413 | 0.65161 | 0.85008 | 0.013788 | 0.00079999 | 0.30078 | 0.41662 | 0.65161 | 0 | 0 | 0.85 | 0.85 | 0.85 | 0.85 | 0.87098 | 0.013788 | 0.46441 | 0.33975 | 0
2025-01-28 13:00 | 72549.4806 | 61935.7946 | 9872.7016 | 740.9845 | 0.44587 | 0.36323 | 0.36562 | 0.3199 | 28 | 13 | Winter | 0.37364 | 0.31803 | 0.31803 | 0.87056 | 0.27101 | 0.36562 | 0.44587 | 0.51602 | 0.65161 | 0.85008 | 0.010996 | 0.00079999 | 0.3199 | 0.39216 | 0.65161 | 0 | 0 | 0.85 | 0.85 | 0.85 | 0.85 | 0.87056 | 0.010996 | 0.45541 | 0.31211 | 0
2025-01-28 14:00 | 72755.4773 | 63878.4865 | 8120.8358 | 756.155 | 0.36675 | 0.37066 | 0.37252 | 0.33721 | 28 | 14 | Winter | 0.36662 | 0.31876 | 0.31876 | 0.87131 | 0.25223 | 0.37252 | 0.36675 | 0.50431 | 0.65161 | 0.85008 | 0.011519 | 0.00079999 | 0.33721 | 0.38684 | 0.65161 | 0 | 0 | 0.85 | 0.85 | 0.85 | 0.85 | 0.87131 | 0.011519 | 0.45706 | 0.25673 | 0
2025-01-28 15:00 | 73290.3232 | 67073.0925 | 5447.469 | 769.7617 | 0.24602 | 0.37733 | 0.37872 | 0.35223 | 28 | 15 | Winter | 0.35644 | 0.32325 | 0.32325 | 0.87285 | 0.24653 | 0.37872 | 0.24602 | 0.52622 | 0.65161 | 0.85008 | 0.011764 | 0.001192 | 0.35223 | 0.41154 | 0.65161 | 0 | 0 | 0.85 | 0.85 | 0.85 | 0.85 | 0.87285 | 0.011764 | 0.48176 | 0.17221 | 0
2025-01-28 16:00 | 74845.6409 | 71629.1186 | 2453.9264 | 762.5959 | 0.11082 | 0.37382 | 0.37444 | 0.36257 | 28 | 16 | Winter | 0.34271 | 0.32889 | 0.32889 | 0.87552 | 0.27001 | 0.37444 | 0.11082 | 0.54156 | 0.66088 | 0.85008 | 0.012567 | 0.0013328 | 0.36257 | 0.50479 | 0.66088 | 0 | 0 | 0.85 | 0.85 | 0.85 | 0.85 | 0.87552 | 0.012567 | 0.52016 | 0.077577 | 0
2025-01-28 17:00 | 79092.93 | 78082.487 | 257.0287 | 753.4143 | 0.011608 | 0.36932 | 0.3692 | 0.37149 | 28 | 17 | Winter | 0.35239 | 0.34089 | 0.34089 | 0.87812 | 0.31218 | 0.3692 | 0.011608 | 0.47484 | 0.66641 | 0.85008 | 0.012811 | 0.0013818 | 0.37149 | 0.55841 | 0.66641 | 0 | 0 | 0.85 | 0.85 | 0.85 | 0.85 | 0.87812 | 0.012811 | 0.563 | 0.0081256 | 0.108
2025-01-28 18:00 | 80357.8566 | 79618.8114 | 0 | 739.0452 | 0 | 0.36228 | 0.36169 | 0.37294 | 28 | 18 | Winter | 0.36908 | 0.35647 | 0.35647 | 0.8795 | 0.33257 | 0.36169 | 0 | 0.15048 | 0.66641 | 0.85008 | 0.011554 | 0.0054852 | 0.37294 | 0.57233 | 0.66641 | 0 | 0 | 0.85 | 0.85 | 0.85 | 0.85 | 0.8795 | 0.011554 | 0.60036 | 0 | 0.31896
2025-01-28 19:00 | 79186.9673 | 78481.3817 | 0 | 705.5857 | 0 | 0.34588 | 0.34517 | 0.35855 | 28 | 19 | Winter | 0.39083 | 0.3598 | 0.3598 | 0.8799 | 0.35171 | 0.34517 | 0 | 0 | 0.66641 | 0.85008 | 0.011624 | 0.0054852 | 0.35855 | 0.56127 | 0.66641 | 0 | 0 | 0.85 | 0.85 | 0.85 | 0.85 | 0.8799 | 0.011624 | 0.6033 | 0 | 0.16946
2025-01-28 20:00 | 76958.2554 | 76288.7767 | 0 | 669.4788 | 0 | 0.32818 | 0.32772 | 0.33648 | 28 | 20 | Winter | 0.38392 | 0.35256 | 0.35256 | 0.88015 | 0.35332 | 0.32772 | 0 | 0 | 0.66539 | 0.85008 | 0.011729 | 0.0079216 | 0.33648 | 0.55127 | 0.66539 | 0 | 0 | 0.85 | 0.85 | 0.85 | 0.85 | 0.88015 | 0.011729 | 0.58652 | 0 | 0.16317
2025-01-28 21:00 | 74345.2708 | 73704.0428 | 0 | 641.228 | 0 | 0.31433 | 0.31436 | 0.31379 | 28 | 21 | Winter | 0.36841 | 0.34678 | 0.34678 | 0.88022 | 0.34293 | 0.31436 | 0 | 0 | 0.66206 | 0.85008 | 0.011764 | 0.0066981 | 0.31379 | 0.52537 | 0.66206 | 0 | 0 | 0.85 | 0.85 | 0.85 | 0.85 | 0.88022 | 0.011764 | 0.56856 | 0 | 0.14339
2025-01-28 22:00 | 70090.0751 | 69479.6233 | 0 | 610.4518 | 0 | 0.29924 | 0.29953 | 0.294 | 28 | 22 | Winter | 0.35457 | 0.33613 | 0.33613 | 0.87928 | 0.32008 | 0.29953 | 0 | 0 | 0.66206 | 0.85008 | 0.011868 | 0.0013818 | 0.294 | 0.46434 | 0.66206 | 0 | 0 | 0.85 | 0.85 | 0.85 | 0.85 | 0.87928 | 0.011868 | 0.54642 | 0 | 0.12674
2025-01-28 23:00 | 65476.0064 | 64894.5598 | 0 | 581.4467 | 0 | 0.28502 | 0.28551 | 0.27624 | 28 | 23 | Winter | 0.33817 | 0.32402 | 0.32402 | 0.87673 | 0.30333 | 0.28551 | 0 | 0 | 0.66044 | 0.85008 | 0.011659 | 0.0013818 | 0.27624 | 0.41028 | 0.66044 | 0 | 0 | 0.85 | 0.85 | 0.85 | 0.85 | 0.87673 | 0.011659 | 0.51856 | 0 | 0.039796
2025-01-29 00:00 | 63283.261 | 62705.7308 | 0 | 577.5302 | 0 | 0.2831 | 0.28384 | 0.26976 | 29 | 0 | Winter Peak | 0.78684 | 0.4395 | 0.4395 | 0.95884 | 0.39604 | 0.28384 | 0 | 0 | 0.65714 | 0.85008 | 0.055084 | 0.0013328 | 0.26976 | 0.4288 | 0.65714 | 0 | 0 | 0.85 | 0.85 | 0.85 | 0.85 | 0.95884 | 0.055084 | 0.49358 | 0 | 0.005841
2025-01-29 01:00 | 62530.1992 | 61950.2247 | 0 | 579.9745 | 0 | 0.2843 | 0.28501 | 0.27155 | 29 | 1 | Winter Peak | 0.77838 | 0.42769 | 0.42769 | 0.95772 | 0.35356 | 0.28501 | 0 | 0 | 0.65714 | 0.85008 | 0.021014 | 0.00083936 | 0.27155 | 0.41457 | 0.65714 | 0 | 0 | 0.85 | 0.85 | 0.85 | 0.85 | 0.95772 | 0.021014 | 0.48366 | 0 | 0
2025-01-29 02:00 | 62353.916 | 61769.3012 | 0 | 584.6148 | 0 | 0.28658 | 0.28746 | 0.27064 | 29 | 2 | Winter Peak | 0.77383 | 0.41814 | 0.41814 | 0.95559 | 0.32805 | 0.28746 | 0 | 0 | 0.65714 | 0.85008 | 0.018745 | 0.00079999 | 0.27064 | 0.40342 | 0.65714 | 0 | 0 | 0.85 | 0.85 | 0.85 | 0.85 | 0.95559 | 0.018745 | 0.48042 | 0 | 0
2025-01-29 03:00 | 62431.7085 | 61842.8472 | 0 | 588.8613 | 0 | 0.28866 | 0.28957 | 0.27222 | 29 | 3 | Winter Peak | 0.77051 | 0.41471 | 0.41471 | 0.9553 | 0.30864 | 0.28957 | 0 | 0 | 0.65714 | 0.85008 | 0.019688 | 0.00079999 | 0.27222 | 0.40237 | 0.65714 | 0 | 0 | 0.85 | 0.85 | 0.85 | 0.85 | 0.9553 | 0.019688 | 0.47953 | 0 | 0
2025-01-29 04:00 | 63274.9809 | 62682.5991 | 0 | 592.3818 | 0 | 0.29038 | 0.29152 | 0.26992 | 29 | 4 | Winter Peak | 0.76333 | 0.41653 | 0.41653 | 0.95476 | 0.29732 | 0.29152 | 0 | 0 | 0.65714 | 0.85008 | 0.024226 | 0.00079999 | 0.26992 | 0.41478 | 0.65714 | 0 | 0 | 0.85 | 0.85 | 0.85 | 0.85 | 0.95476 | 0.024226 | 0.48811 | 0 | 0
2025-01-29 05:00 | 68211.6144 | 67628.4498 | 0 | 583.1646 | 0 | 0.28586 | 0.28702 | 0.26507 | 29 | 5 | Winter Peak | 0.76397 | 0.42656 | 0.42656 | 0.95318 | 0.30835 | 0.28702 | 0 | 0 | 0.65714 | 0.85008 | 0.038956 | 0.00079999 | 0.26507 | 0.46875 | 0.65714 | 0 | 0 | 0.85 | 0.85 | 0.85 | 0.85 | 0.95318 | 0.038956 | 0.52604 | 0 | 0
2025-01-29 06:00 | 76189.5797 | 75635.095 | 0 | 554.4847 | 0 | 0.27181 | 0.27283 | 0.25326 | 29 | 6 | Winter Peak | 0.77622 | 0.44373 | 0.44373 | 0.95422 | 0.35077 | 0.27283 | 0 | 0 | 0.65714 | 0.85008 | 0.095995 | 0.00079999 | 0.25326 | 0.54606 | 0.65714 | 0 | 0 | 0.85 | 0.85 | 0.85 | 0.85 | 0.95422 | 0.095995 | 0.55621 | 0 | 0.00017779
2025-01-29 07:00 | 84170.6141 | 83276.654 | 374.1368 | 519.8233 | 0.016897 | 0.25482 | 0.25576 | 0.2378 | 29 | 7 | Winter Peak | 0.79675 | 0.46785 | 0.46785 | 0.95426 | 0.42875 | 0.25576 | 0.016897 | 0 | 0.65714 | 0.85008 | 0.14633 | 0.018485 | 0.2378 | 0.55329 | 0.65714 | 0 | 0 | 0.85 | 0.85 | 0.85 | 0.85 | 0.95426 | 0.14633 | 0.5704 | 0.011828 | 0.00079354
2025-01-29 08:00 | 80924.1563 | 77263.7546 | 3186.6952 | 473.7065 | 0.14392 | 0.23221 | 0.23302 | 0.21763 | 29 | 8 | Winter Peak | 0.81616 | 0.48757 | 0.48757 | 0.95409 | 0.46748 | 0.23302 | 0.14392 | 0 | 0.65714 | 0.85008 | 0.13041 | 0.018501 | 0.21763 | 0.50439 | 0.65714 | 0 | 0 | 0.85 | 0.85 | 0.85 | 0.85 | 0.95409 | 0.13041 | 0.53483 | 0.10074 | 0.00017779
2025-01-29 09:00 | 79296.1932 | 72190.8504 | 6645.2067 | 460.1361 | 0.30011 | 0.22556 | 0.22687 | 0.20186 | 29 | 9 | Winter Peak | 0.82743 | 0.4868 | 0.4868 | 0.95409 | 0.47176 | 0.22687 | 0.30011 | 0.0015113 | 0.65714 | 0.85008 | 0.10175 | 0.00079999 | 0.20186 | 0.45454 | 0.65714 | 0 | 0 | 0.85 | 0.85 | 0.85 | 0.85 | 0.95409 | 0.10175 | 0.50594 | 0.21008 | 0
2025-01-29 10:00 | 77569.6818 | 67859.7882 | 9239.5802 | 470.3134 | 0.41728 | 0.23055 | 0.23231 | 0.19862 | 29 | 10 | Winter Peak | 0.81193 | 0.46822 | 0.46822 | 0.95392 | 0.43943 | 0.23231 | 0.41728 | 0.34759 | 0.65714 | 0.85008 | 0.06409 | 0.00079999 | 0.19862 | 0.43658 | 0.65714 | 0 | 0 | 0.85 | 0.85 | 0.85 | 0.85 | 0.95392 | 0.06409 | 0.48847 | 0.29209 | 0
2025-01-29 11:00 | 74263.1885 | 62787.1737 | 10992.0279 | 483.987 | 0.49642 | 0.23725 | 0.23918 | 0.20229 | 29 | 11 | Winter Peak | 0.77725 | 0.44649 | 0.44649 | 0.95346 | 0.4136 | 0.23918 | 0.49642 | 0.56098 | 0.65714 | 0.85008 | 0.023737 | 0.00079999 | 0.20229 | 0.42784 | 0.65714 | 0 | 0 | 0.85 | 0.85 | 0.85 | 0.85 | 0.95346 | 0.023737 | 0.47131 | 0.3475 | 0
2025-01-29 12:00 | 72643.456 | 60618.2662 | 11531.0061 | 494.1836 | 0.52076 | 0.24225 | 0.24437 | 0.20395 | 29 | 12 | Winter Peak | 0.75514 | 0.43187 | 0.43187 | 0.9539 | 0.37988 | 0.24437 | 0.52076 | 0.54133 | 0.65714 | 0.85008 | 0.028414 | 0.00079999 | 0.20395 | 0.41935 | 0.65714 | 0 | 0 | 0.85 | 0.85 | 0.85 | 0.85 | 0.9539 | 0.028414 | 0.46484 | 0.36453 | 0
2025-01-29 13:00 | 72343.7142 | 60983.7851 | 10855.8416 | 504.0875 | 0.49027 | 0.2471 | 0.24965 | 0.20105 | 29 | 13 | Winter Peak | 0.7313 | 0.41622 | 0.41622 | 0.95449 | 0.35466 | 0.24965 | 0.49027 | 0.50816 | 0.65714 | 0.85008 | 0.032883 | 0.00079999 | 0.20105 | 0.39041 | 0.65714 | 0 | 0 | 0.85 | 0.85 | 0.85 | 0.85 | 0.95449 | 0.032883 | 0.45621 | 0.34319 | 0
2025-01-29 14:00 | 72521.7559 | 62991.448 | 9009.1327 | 521.1752 | 0.40687 | 0.25548 | 0.25843 | 0.20215 | 29 | 14 | Winter Peak | 0.71732 | 0.3979 | 0.3979 | 0.95429 | 0.33621 | 0.25843 | 0.40687 | 0.49139 | 0.65714 | 0.85008 | 0.036164 | 0.00079999 | 0.20215 | 0.37862 | 0.65714 | 0 | 0 | 0.85 | 0.85 | 0.85 | 0.85 | 0.95429 | 0.036164 | 0.45427 | 0.28481 | 0
2025-01-29 15:00 | 73036.8959 | 66280.3884 | 6215.6653 | 540.8422 | 0.28071 | 0.26512 | 0.26859 | 0.20231 | 29 | 15 | Winter Peak | 0.70565 | 0.38579 | 0.38579 | 0.95455 | 0.32522 | 0.26859 | 0.28071 | 0.50914 | 0.65714 | 0.85008 | 0.037071 | 0.0010513 | 0.20231 | 0.40121 | 0.65714 | 0 | 0 | 0.85 | 0.85 | 0.85 | 0.85 | 0.95455 | 0.037071 | 0.4753 | 0.1965 | 0
2025-01-29 16:00 | 74626.2828 | 71144.2917 | 2946.3421 | 535.649 | 0.13306 | 0.26257 | 0.26596 | 0.20132 | 29 | 16 | Winter Peak | 0.68921 | 0.38321 | 0.38321 | 0.95517 | 0.32641 | 0.26596 | 0.13306 | 0.53718 | 0.66641 | 0.85008 | 0.038328 | 0.0013328 | 0.20132 | 0.49837 | 0.66641 | 0 | 0 | 0.85 | 0.85 | 0.85 | 0.85 | 0.95517 | 0.038328 | 0.5236 | 0.093144 | 0
2025-01-29 17:00 | 78921.5343 | 78090.3703 | 310.5427 | 520.6213 | 0.014025 | 0.25521 | 0.25777 | 0.20896 | 29 | 17 | Winter Peak | 0.67362 | 0.38986 | 0.38986 | 0.95628 | 0.3507 | 0.25777 | 0.014025 | 0.51413 | 0.66641 | 0.85008 | 0.037979 | 0.0013328 | 0.20896 | 0.57013 | 0.66641 | 0 | 0 | 0.85 | 0.85 | 0.85 | 0.85 | 0.95628 | 0.037979 | 0.55688 | 0.0098173 | 0.063622
2025-01-29 18:00 | 80154.6107 | 79646.6587 | 0 | 507.952 | 0 | 0.249 | 0.25055 | 0.22085 | 29 | 18 | Winter Peak | 0.67848 | 0.40517 | 0.40517 | 0.95673 | 0.36572 | 0.25055 | 0 | 0.25986 | 0.66641 | 0.85008 | 0.039585 | 0.0013328 | 0.22085 | 0.60388 | 0.66641 | 0 | 0 | 0.85 | 0.85 | 0.85 | 0.85 | 0.95673 | 0.039585 | 0.59723 | 0 | 0.28409
2025-01-29 19:00 | 78981.43 | 78480.525 | 0 | 500.905 | 0 | 0.24554 | 0.24625 | 0.23266 | 29 | 19 | Winter Peak | 0.71147 | 0.43141 | 0.43141 | 0.95738 | 0.37649 | 0.24625 | 0 | 0 | 0.66641 | 0.85008 | 0.037665 | 0.0013328 | 0.23266 | 0.60099 | 0.66641 | 0 | 0 | 0.85 | 0.85 | 0.85 | 0.85 | 0.95738 | 0.037665 | 0.60935 | 0 | 0.16714
2025-01-29 20:00 | 76752.7181 | 76259.6388 | 0 | 493.0793 | 0 | 0.24171 | 0.24185 | 0.23901 | 29 | 20 | Winter Peak | 0.73125 | 0.43597 | 0.43597 | 0.95737 | 0.38988 | 0.24185 | 0 | 0 | 0.66641 | 0.85008 | 0.03571 | 0.0083274 | 0.23901 | 0.59436 | 0.66641 | 0 | 0 | 0.85 | 0.85 | 0.85 | 0.85 | 0.95737 | 0.03571 | 0.5944 | 0 | 0.17838
2025-01-29 21:00 | 74132.6302 | 73654.0332 | 0 | 478.597 | 0 | 0.23461 | 0.2345 | 0.23649 | 29 | 21 | Winter Peak | 0.71886 | 0.43151 | 0.43151 | 0.95836 | 0.40506 | 0.2345 | 0 | 0 | 0.66522 | 0.85008 | 0.03208 | 0.011965 | 0.23649 | 0.57434 | 0.66522 | 0 | 0 | 0.85 | 0.85 | 0.85 | 0.85 | 0.95836 | 0.03208 | 0.57799 | 0 | 0.14373
2025-01-29 22:00 | 69873.9974 | 69414.6062 | 0 | 459.3912 | 0 | 0.22519 | 0.22488 | 0.23084 | 29 | 22 | Winter Peak | 0.70345 | 0.41925 | 0.41925 | 0.95915 | 0.39445 | 0.22488 | 0 | 0 | 0.66522 | 0.85008 | 0.026355 | 0.0013328 | 0.23084 | 0.52618 | 0.66522 | 0 | 0 | 0.85 | 0.85 | 0.85 | 0.85 | 0.95915 | 0.026355 | 0.55812 | 0 | 0.11546
2025-01-29 23:00 | 65270.4691 | 64825.3142 | 0 | 445.1549 | 0 | 0.21821 | 0.21785 | 0.22481 | 29 | 23 | Winter Peak | 0.67689 | 0.39856 | 0.39856 | 0.95992 | 0.36856 | 0.21785 | 0 | 0 | 0.66359 | 0.85008 | 0.020141 | 0.0013328 | 0.22481 | 0.46783 | 0.66359 | 0 | 0 | 0.85 | 0.85 | 0.85 | 0.85 | 0.95992 | 0.020141 | 0.53558 | 0 | 0.036763
2025-01-30 00:00 | 63078.1819 | 62628.0958 | 0 | 450.0861 | 0 | 0.22063 | 0.22068 | 0.21972 | 30 | 0 | Winter Peak | 0.78684 | 0.4395 | 0.4395 | 0.95884 | 0.39604 | 0.22068 | 0 | 0 | 0.65714 | 0.85008 | 0.055084 | 0.0013328 | 0.21972 | 0.4288 | 0.65714 | 0 | 0 | 0.85 | 0.85 | 0.85 | 0.85 | 0.95884 | 0.055084 | 0.49358 | 0 | 0.005841
2025-01-30 01:00 | 62323.5161 | 61865.3074 | 0 | 458.2087 | 0 | 0.22461 | 0.22514 | 0.21506 | 30 | 1 | Winter Peak | 0.77838 | 0.42769 | 0.42769 | 0.95772 | 0.35356 | 0.22514 | 0 | 0 | 0.65714 | 0.85008 | 0.021014 | 0.00083936 | 0.21506 | 0.41457 | 0.65714 | 0 | 0 | 0.85 | 0.85 | 0.85 | 0.85 | 0.95772 | 0.021014 | 0.48366 | 0 | 0
2025-01-30 02:00 | 62140.3588 | 61679.9579 | 0 | 460.4009 | 0 | 0.22569 | 0.22649 | 0.21123 | 30 | 2 | Winter Peak | 0.77383 | 0.41814 | 0.41814 | 0.95559 | 0.32805 | 0.22649 | 0 | 0 | 0.65714 | 0.85008 | 0.018745 | 0.00079999 | 0.21123 | 0.40342 | 0.65714 | 0 | 0 | 0.85 | 0.85 | 0.85 | 0.85 | 0.95559 | 0.018745 | 0.48042 | 0 | 0
2025-01-30 03:00 | 62210.1315 | 61743.2533 | 0 | 466.8782 | 0 | 0.22886 | 0.22992 | 0.20971 | 30 | 3 | Winter Peak | 0.77051 | 0.41471 | 0.41471 | 0.9553 | 0.30864 | 0.22992 | 0 | 0 | 0.65714 | 0.85008 | 0.019688 | 0.00079999 | 0.20971 | 0.40237 | 0.65714 | 0 | 0 | 0.85 | 0.85 | 0.85 | 0.85 | 0.9553 | 0.019688 | 0.47953 | 0 | 0
2025-01-30 04:00 | 63052.0291 | 62586.2618 | 0 | 465.7673 | 0 | 0.22832 | 0.22946 | 0.20767 | 30 | 4 | Winter Peak | 0.76333 | 0.41653 | 0.41653 | 0.95476 | 0.29732 | 0.22946 | 0 | 0 | 0.65714 | 0.85008 | 0.024226 | 0.00079999 | 0.20767 | 0.41478 | 0.65714 | 0 | 0 | 0.85 | 0.85 | 0.85 | 0.85 | 0.95476 | 0.024226 | 0.48811 | 0 | 0
2025-01-30 05:00 | 67987.9751 | 67527.4799 | 0 | 460.4952 | 0 | 0.22573 | 0.22681 | 0.2063 | 30 | 5 | Winter Peak | 0.76397 | 0.42656 | 0.42656 | 0.95318 | 0.30835 | 0.22681 | 0 | 0 | 0.65714 | 0.85008 | 0.038956 | 0.00079999 | 0.2063 | 0.46875 | 0.65714 | 0 | 0 | 0.85 | 0.85 | 0.85 | 0.85 | 0.95318 | 0.038956 | 0.52604 | 0 | 0
2025-01-30 06:00 | 75976.71 | 75525.5345 | 0 | 451.1754 | 0 | 0.22116 | 0.22221 | 0.20231 | 30 | 6 | Winter Peak | 0.77622 | 0.44373 | 0.44373 | 0.95422 | 0.35077 | 0.22221 | 0 | 0 | 0.65714 | 0.85008 | 0.095995 | 0.00079999 | 0.20231 | 0.54606 | 0.65714 | 0 | 0 | 0.85 | 0.85 | 0.85 | 0.85 | 0.95422 | 0.095995 | 0.55621 | 0 | 0.00017779
2025-01-30 07:00 | 83985.0119 | 83143.362 | 403.9423 | 437.7075 | 0.018243 | 0.21456 | 0.2158 | 0.19221 | 30 | 7 | Winter Peak | 0.79675 | 0.46785 | 0.46785 | 0.95426 | 0.42875 | 0.2158 | 0.018243 | 0 | 0.65714 | 0.85008 | 0.14633 | 0.018485 | 0.19221 | 0.55329 | 0.65714 | 0 | 0 | 0.85 | 0.85 | 0.85 | 0.85 | 0.95426 | 0.14633 | 0.5704 | 0.01277 | 0.00079354
2025-01-30 08:00 | 80724.2439 | 77120.2079 | 3211.0029 | 393.033 | 0.14502 | 0.19266 | 0.19358 | 0.17609 | 30 | 8 | Winter Peak | 0.81616 | 0.48757 | 0.48757 | 0.95409 | 0.46748 | 0.19358 | 0.14502 | 0 | 0.65714 | 0.85008 | 0.13041 | 0.018501 | 0.17609 | 0.50439 | 0.65714 | 0 | 0 | 0.85 | 0.85 | 0.85 | 0.85 | 0.95409 | 0.13041 | 0.53483 | 0.10151 | 0.00017779
2025-01-30 09:00 | 79119.5274 | 72137.5317 | 6575.7938 | 406.2018 | 0.29698 | 0.19912 | 0.20109 | 0.16342 | 30 | 9 | Winter Peak | 0.82743 | 0.4868 | 0.4868 | 0.95409 | 0.47176 | 0.20109 | 0.29698 | 0.0015113 | 0.65714 | 0.85008 | 0.10175 | 0.00079999 | 0.16342 | 0.45454 | 0.65714 | 0 | 0 | 0.85 | 0.85 | 0.85 | 0.85 | 0.95409 | 0.10175 | 0.50594 | 0.20788 | 0
2025-01-30 10:00 | 77275.6969 | 67539.7478 | 9296.989 | 438.9602 | 0.41987 | 0.21518 | 0.21841 | 0.15672 | 30 | 10 | Winter Peak | 0.81193 | 0.46822 | 0.46822 | 0.95392 | 0.43943 | 0.21841 | 0.41987 | 0.34759 | 0.65714 | 0.85008 | 0.06409 | 0.00079999 | 0.15672 | 0.43658 | 0.65714 | 0 | 0 | 0.85 | 0.85 | 0.85 | 0.85 | 0.95392 | 0.06409 | 0.48847 | 0.29391 | 0
2025-01-30 11:00 | 73830.804 | 62465.7603 | 10923.898 | 441.1457 | 0.49335 | 0.21625 | 0.21982 | 0.15174 | 30 | 11 | Winter Peak | 0.77725 | 0.44649 | 0.44649 | 0.95346 | 0.4136 | 0.21982 | 0.49335 | 0.56098 | 0.65714 | 0.85008 | 0.023737 | 0.00079999 | 0.15174 | 0.42784 | 0.65714 | 0 | 0 | 0.85 | 0.85 | 0.85 | 0.85 | 0.95346 | 0.023737 | 0.47131 | 0.34534 | 0
2025-01-30 12:00 | 72151.4954 | 60277.4824 | 11439.5715 | 434.4415 | 0.51663 | 0.21296 | 0.21648 | 0.14933 | 30 | 12 | Winter Peak | 0.75514 | 0.43187 | 0.43187 | 0.9539 | 0.37988 | 0.21648 | 0.51663 | 0.54133 | 0.65714 | 0.85008 | 0.028414 | 0.00079999 | 0.14933 | 0.41935 | 0.65714 | 0 | 0 | 0.85 | 0.85 | 0.85 | 0.85 | 0.9539 | 0.028414 | 0.46484 | 0.36164 | 0
2025-01-30 13:00 | 71800.6557 | 60583.0265 | 10790.1355 | 427.4938 | 0.4873 | 0.20956 | 0.21297 | 0.14791 | 30 | 13 | Winter Peak | 0.7313 | 0.41622 | 0.41622 | 0.95449 | 0.35466 | 0.21297 | 0.4873 | 0.50816 | 0.65714 | 0.85008 | 0.032883 | 0.00079999 | 0.14791 | 0.39041 | 0.65714 | 0 | 0 | 0.85 | 0.85 | 0.85 | 0.85 | 0.95449 | 0.032883 | 0.45621 | 0.34111 | 0
2025-01-30 14:00 | 71939.7439 | 62458.2976 | 9058.8723 | 422.574 | 0.40912 | 0.20714 | 0.2105 | 0.14657 | 30 | 14 | Winter Peak | 0.71732 | 0.3979 | 0.3979 | 0.95429 | 0.33621 | 0.2105 | 0.40912 | 0.49139 | 0.65714 | 0.85008 | 0.036164 | 0.00079999 | 0.14657 | 0.37862 | 0.65714 | 0 | 0 | 0.85 | 0.85 | 0.85 | 0.85 | 0.95429 | 0.036164 | 0.45427 | 0.28638 | 0
2025-01-30 15:00 | 72454.8838 | 65640.2702 | 6396.1273 | 418.4863 | 0.28886 | 0.20514 | 0.20855 | 0.14357 | 30 | 15 | Winter Peak | 0.70565 | 0.38579 | 0.38579 | 0.95455 | 0.32522 | 0.20855 | 0.28886 | 0.50914 | 0.65714 | 0.85008 | 0.037071 | 0.0010513 | 0.14357 | 0.40121 | 0.65714 | 0 | 0 | 0.85 | 0.85 | 0.85 | 0.85 | 0.95455 | 0.037071 | 0.4753 | 0.2022 | 0
2025-01-30 16:00 | 74142.6519 | 70582.9098 | 3149.1279 | 410.6142 | 0.14222 | 0.20128 | 0.20461 | 0.14113 | 30 | 16 | Winter Peak | 0.68921 | 0.38321 | 0.38321 | 0.95517 | 0.32641 | 0.20461 | 0.14222 | 0.53718 | 0.66641 | 0.85008 | 0.038328 | 0.0013328 | 0.14113 | 0.49837 | 0.66641 | 0 | 0 | 0.85 | 0.85 | 0.85 | 0.85 | 0.95517 | 0.038328 | 0.5236 | 0.099555 | 0
2025-01-30 17:00 | 78374.1222 | 77583.2337 | 371.1958 | 419.6927 | 0.016764 | 0.20573 | 0.20895 | 0.14759 | 30 | 17 | Winter Peak | 0.67362 | 0.38986 | 0.38986 | 0.95628 | 0.3507 | 0.20895 | 0.016764 | 0.51413 | 0.66641 | 0.85008 | 0.037979 | 0.0013328 | 0.14759 | 0.57013 | 0.66641 | 0 | 0 | 0.85 | 0.85 | 0.85 | 0.85 | 0.95628 | 0.037979 | 0.55688 | 0.011735 | 0.063622
2025-01-30 18:00 | 79590.7006 | 79163.486 | 0 | 427.2146 | 0 | 0.20942 | 0.21262 | 0.15147 | 30 | 18 | Winter Peak | 0.67848 | 0.40517 | 0.40517 | 0.95673 | 0.36572 | 0.21262 | 0 | 0.25986 | 0.66641 | 0.85008 | 0.039585 | 0.0013328 | 0.15147 | 0.60388 | 0.66641 | 0 | 0 | 0.85 | 0.85 | 0.85 | 0.85 | 0.95673 | 0.039585 | 0.59723 | 0 | 0.28409
2025-01-30 19:00 | 78388.1902 | 77973.9587 | 0 | 414.2315 | 0 | 0.20305 | 0.20594 | 0.15099 | 30 | 19 | Winter Peak | 0.71147 | 0.43141 | 0.43141 | 0.95738 | 0.37649 | 0.20594 | 0 | 0 | 0.66641 | 0.85008 | 0.037665 | 0.0013328 | 0.15099 | 0.60099 | 0.66641 | 0 | 0 | 0.85 | 0.85 | 0.85 | 0.85 | 0.95738 | 0.037665 | 0.60935 | 0 | 0.16714
2025-01-30 20:00 | 76135.1895 | 75731.1961 | 0 | 403.9934 | 0 | 0.19804 | 0.20077 | 0.14858 | 30 | 20 | Winter Peak | 0.73125 | 0.43597 | 0.43597 | 0.95737 | 0.38988 | 0.20077 | 0 | 0 | 0.66641 | 0.85008 | 0.03571 | 0.0083274 | 0.14858 | 0.59436 | 0.66641 | 0 | 0 | 0.85 | 0.85 | 0.85 | 0.85 | 0.95737 | 0.03571 | 0.5944 | 0 | 0.17838
2025-01-30 21:00 | 73480.5017 | 73089.9498 | 0 | 390.5519 | 0 | 0.19145 | 0.19408 | 0.14381 | 30 | 21 | Winter Peak | 0.71886 | 0.43151 | 0.43151 | 0.95836 | 0.40506 | 0.19408 | 0 | 0 | 0.66522 | 0.85008 | 0.03208 | 0.011965 | 0.14381 | 0.57434 | 0.66522 | 0 | 0 | 0.85 | 0.85 | 0.85 | 0.85 | 0.95836 | 0.03208 | 0.57799 | 0 | 0.14373
2025-01-30 22:00 | 69163.8969 | 68794.3059 | 0 | 369.591 | 0 | 0.18117 | 0.1835 | 0.13918 | 30 | 22 | Winter Peak | 0.70345 | 0.41925 | 0.41925 | 0.95915 | 0.39445 | 0.1835 | 0 | 0 | 0.66522 | 0.85008 | 0.026355 | 0.0013328 | 0.13918 | 0.52618 | 0.66522 | 0 | 0 | 0.85 | 0.85 | 0.85 | 0.85 | 0.95915 | 0.026355 | 0.55812 | 0 | 0.11546
2025-01-30 23:00 | 64473.2959 | 64113.9716 | 0 | 359.3243 | 0 | 0.17614 | 0.17797 | 0.14304 | 30 | 23 | Winter Peak | 0.67689 | 0.39856 | 0.39856 | 0.95992 | 0.36856 | 0.17797 | 0 | 0 | 0.66359 | 0.85008 | 0.020141 | 0.0013328 | 0.14304 | 0.46783 | 0.66359 | 0 | 0 | 0.85 | 0.85 | 0.85 | 0.85 | 0.95992 | 0.020141 | 0.53558 | 0 | 0.036763
2025-01-31 00:00 | 62169.4182 | 61818.1624 | 0 | 351.2558 | 0 | 0.17218 | 0.17347 | 0.14893 | 31 | 0 | Winter | 0.38112 | 0.34822 | 0.34822 | 0.87184 | 0.31588 | 0.17347 | 0 | 0 | 0.65714 | 0.85008 | 0.011799 | 0.0012155 | 0.14893 | 0.39122 | 0.65714 | 0 | 0 | 0.85 | 0.85 | 0.85 | 0.85 | 0.87184 | 0.011799 | 0.48528 | 0 | 0.0029205
2025-01-31 01:00 | 61290.5593 | 60952.8676 | 0 | 337.6917 | 0 | 0.16554 | 0.16614 | 0.15463 | 31 | 1 | Winter | 0.36674 | 0.33231 | 0.33231 | 0.87605 | 0.28158 | 0.16614 | 0 | 0 | 0.65714 | 0.85008 | 0.009774 | 0.00081967 | 0.15463 | 0.37856 | 0.65714 | 0 | 0 | 0.85 | 0.85 | 0.85 | 0.85 | 0.87605 | 0.009774 | 0.4777 | 0 | 0
2025-01-31 02:00 | 61018.4962 | 60694.7088 | 0 | 323.7874 | 0 | 0.15872 | 0.15889 | 0.15571 | 31 | 2 | Winter | 0.34679 | 0.32201 | 0.32201 | 0.8763 | 0.24925 | 0.15889 | 0 | 0 | 0.65714 | 0.85008 | 0.0098438 | 0.00079999 | 0.15571 | 0.37271 | 0.65714 | 0 | 0 | 0.85 | 0.85 | 0.85 | 0.85 | 0.8763 | 0.0098438 | 0.47491 | 0 | 0
2025-01-31 03:00 | 61026.6306 | 60716.4729 | 0 | 310.1577 | 0 | 0.15204 | 0.15177 | 0.1568 | 31 | 3 | Winter | 0.3338 | 0.31706 | 0.31706 | 0.87561 | 0.23438 | 0.15177 | 0 | 0 | 0.65714 | 0.85008 | 0.0098089 | 0.00079999 | 0.1568 | 0.37639 | 0.65714 | 0 | 0 | 0.85 | 0.85 | 0.85 | 0.85 | 0.87561 | 0.0098089 | 0.47708 | 0 | 0
2025-01-31 04:00 | 61827.9706 | 61535.1343 | 0 | 292.8364 | 0 | 0.14355 | 0.14298 | 0.15388 | 31 | 4 | Winter | 0.33501 | 0.31839 | 0.31839 | 0.87687 | 0.215 | 0.14298 | 0 | 0 | 0.65714 | 0.85008 | 0.0099486 | 0.00079999 | 0.15388 | 0.39652 | 0.65714 | 0 | 0 | 0.85 | 0.85 | 0.85 | 0.85 | 0.87687 | 0.0099486 | 0.49014 | 0 | 0
2025-01-31 05:00 | 66695.4042 | 66419.3595 | 0 | 276.0447 | 0 | 0.13532 | 0.13468 | 0.14684 | 31 | 5 | Winter | 0.34255 | 0.3212 | 0.3212 | 0.87819 | 0.21182 | 0.13468 | 0 | 0 | 0.65714 | 0.85008 | 0.010053 | 0.00079999 | 0.14684 | 0.45896 | 0.65714 | 0 | 0 | 0.85 | 0.85 | 0.85 | 0.85 | 0.87819 | 0.010053 | 0.52415 | 0 | 0
2025-01-31 06:00 | 74624.7922 | 74374.3283 | 0 | 250.4639 | 0 | 0.12278 | 0.12204 | 0.13604 | 31 | 6 | Winter | 0.3535 | 0.33148 | 0.33148 | 0.87914 | 0.24668 | 0.12204 | 0 | 0 | 0.65714 | 0.85008 | 0.010088 | 0.00079999 | 0.13604 | 0.54134 | 0.65714 | 0 | 0 | 0.85 | 0.85 | 0.85 | 0.85 | 0.87914 | 0.010088 | 0.55421 | 0 | 0.00017779
2025-01-31 07:00 | 82634.9272 | 81982.5564 | 420.9825 | 231.3883 | 0.019012 | 0.11343 | 0.11258 | 0.12871 | 31 | 7 | Winter | 0.39334 | 0.34859 | 0.34859 | 0.8799 | 0.30623 | 0.11258 | 0.019012 | 0 | 0.65714 | 0.85008 | 0.011938 | 0.017261 | 0.12871 | 0.53641 | 0.65714 | 0 | 0 | 0.85 | 0.85 | 0.85 | 0.85 | 0.8799 | 0.011938 | 0.56215 | 0.013309 | 0.0038224
2025-01-31 08:00 | 79538.0665 | 76127.8515 | 3205.9755 | 204.2395 | 0.14479 | 0.10012 | 0.09892 | 0.12177 | 31 | 8 | Winter | 0.43014 | 0.36227 | 0.36227 | 0.88068 | 0.34685 | 0.09892 | 0.14479 | 0 | 0.65714 | 0.85008 | 0.010821 | 0.0096506 | 0.12177 | 0.4851 | 0.65714 | 0 | 0 | 0.85 | 0.85 | 0.85 | 0.85 | 0.88068 | 0.010821 | 0.53053 | 0.10135 | 8.8894e-05
2025-01-31 09:00 | 78081.5295 | 71388.3603 | 6511.2074 | 181.9618 | 0.29406 | 0.089197 | 0.087911 | 0.11245 | 31 | 9 | Winter | 0.43228 | 0.35522 | 0.35522 | 0.88103 | 0.35924 | 0.087911 | 0.29406 | 0.040275 | 0.65714 | 0.85008 | 0.010961 | 0.00079999 | 0.11245 | 0.4407 | 0.65714 | 0 | 0 | 0.85 | 0.85 | 0.85 | 0.85 | 0.88103 | 0.010961 | 0.50047 | 0.20584 | 0
2025-01-31 10:00 | 76386.41 | 67093.2306 | 9083.0155 | 210.1639 | 0.41021 | 0.10302 | 0.10217 | 0.11834 | 31 | 10 | Winter | 0.4061 | 0.33487 | 0.33487 | 0.88085 | 0.36964 | 0.10217 | 0.41021 | 0.40566 | 0.65161 | 0.85008 | 0.013544 | 0.00079999 | 0.11834 | 0.43351 | 0.65161 | 0 | 0 | 0.85 | 0.85 | 0.85 | 0.85 | 0.88085 | 0.013544 | 0.48026 | 0.28715 | 0
2025-01-31 11:00 | 73090.228 | 62282.7558 | 10561.7941 | 245.6781 | 0.47699 | 0.12043 | 0.11967 | 0.13414 | 31 | 11 | Winter | 0.3925 | 0.32321 | 0.32321 | 0.87126 | 0.35242 | 0.11967 | 0.47699 | 0.54927 | 0.65161 | 0.85008 | 0.013649 | 0.00079999 | 0.13414 | 0.42796 | 0.65161 | 0 | 0 | 0.85 | 0.85 | 0.85 | 0.85 | 0.87126 | 0.013649 | 0.46854 | 0.33389 | 0
2025-01-31 12:00 | 71673.7414 | 60525.3822 | 10865.4097 | 282.9494 | 0.4907 | 0.1387 | 0.13801 | 0.15112 | 31 | 12 | Winter | 0.3815 | 0.31623 | 0.31623 | 0.87098 | 0.31489 | 0.13801 | 0.4907 | 0.54413 | 0.65161 | 0.85008 | 0.013788 | 0.00079999 | 0.15112 | 0.41662 | 0.65161 | 0 | 0 | 0.85 | 0.85 | 0.85 | 0.85 | 0.87098 | 0.013788 | 0.46441 | 0.34349 | 0
2025-01-31 13:00 | 71507.3583 | 61231.9527 | 9964.5644 | 310.8411 | 0.45002 | 0.15237 | 0.15179 | 0.16283 | 31 | 13 | Winter | 0.37364 | 0.31803 | 0.31803 | 0.87056 | 0.27101 | 0.15179 | 0.45002 | 0.51602 | 0.65161 | 0.85008 | 0.010996 | 0.00079999 | 0.16283 | 0.39216 | 0.65161 | 0 | 0 | 0.85 | 0.85 | 0.85 | 0.85 | 0.87056 | 0.010996 | 0.45541 | 0.31501 | 0
2025-01-31 14:00 | 71729.1655 | 63260.047 | 8143.8634 | 325.2551 | 0.36779 | 0.15944 | 0.15883 | 0.17052 | 31 | 14 | Winter | 0.36662 | 0.31876 | 0.31876 | 0.87131 | 0.25223 | 0.15883 | 0.36779 | 0.50431 | 0.65161 | 0.85008 | 0.011519 | 0.00079999 | 0.17052 | 0.38684 | 0.65161 | 0 | 0 | 0.85 | 0.85 | 0.85 | 0.85 | 0.87131 | 0.011519 | 0.45706 | 0.25746 | 0
2025-01-31 15:00 | 72182.2089 | 66069.4077 | 5790.0795 | 322.7217 | 0.26149 | 0.1582 | 0.15762 | 0.16862 | 31 | 15 | Winter | 0.35644 | 0.32325 | 0.32325 | 0.87285 | 0.24653 | 0.15762 | 0.26149 | 0.52622 | 0.65161 | 0.85008 | 0.011764 | 0.001192 | 0.16862 | 0.41154 | 0.65161 | 0 | 0 | 0.85 | 0.85 | 0.85 | 0.85 | 0.87285 | 0.011764 | 0.48176 | 0.18304 | 0
2025-01-31 16:00 | 73702.2622 | 70577.0644 | 2798.2605 | 326.9373 | 0.12638 | 0.16026 | 0.15999 | 0.16519 | 31 | 16 | Winter | 0.34271 | 0.32889 | 0.32889 | 0.87552 | 0.27001 | 0.15999 | 0.12638 | 0.54156 | 0.66088 | 0.85008 | 0.012567 | 0.0013328 | 0.16519 | 0.50479 | 0.66088 | 0 | 0 | 0.85 | 0.85 | 0.85 | 0.85 | 0.87552 | 0.012567 | 0.52016 | 0.088463 | 0
2025-01-31 17:00 | 78071.6592 | 77396.6364 | 331.2117 | 343.8111 | 0.014958 | 0.16853 | 0.16817 | 0.17518 | 31 | 17 | Winter | 0.35239 | 0.34089 | 0.34089 | 0.87812 | 0.31218 | 0.16817 | 0.014958 | 0.47484 | 0.66641 | 0.85008 | 0.012811 | 0.0013818 | 0.17518 | 0.55841 | 0.66641 | 0 | 0 | 0.85 | 0.85 | 0.85 | 0.85 | 0.87812 | 0.012811 | 0.563 | 0.010471 | 0.108
2025-01-31 18:00 | 79373.0189 | 79016.6228 | 0 | 356.396 | 0 | 0.1747 | 0.17377 | 0.19154 | 31 | 18 | Winter | 0.36908 | 0.35647 | 0.35647 | 0.8795 | 0.33257 | 0.17377 | 0 | 0.15048 | 0.66641 | 0.85008 | 0.011554 | 0.0054852 | 0.19154 | 0.57233 | 0.66641 | 0 | 0 | 0.85 | 0.85 | 0.85 | 0.85 | 0.8795 | 0.011554 | 0.60036 | 0 | 0.31896
2025-01-31 19:00 | 78223.2104 | 77852.882 | 0 | 370.3284 | 0 | 0.18153 | 0.18022 | 0.20526 | 31 | 19 | Winter | 0.39083 | 0.3598 | 0.3598 | 0.8799 | 0.35171 | 0.18022 | 0 | 0 | 0.66641 | 0.85008 | 0.011624 | 0.0054852 | 0.20526 | 0.56127 | 0.66641 | 0 | 0 | 0.85 | 0.85 | 0.85 | 0.85 | 0.8799 | 0.011624 | 0.6033 | 0 | 0.16946
2025-01-31 20:00 | 76019.4746 | 75628.3346 | 0 | 391.1399 | 0 | 0.19174 | 0.19041 | 0.21576 | 31 | 20 | Winter | 0.38392 | 0.35256 | 0.35256 | 0.88015 | 0.35332 | 0.19041 | 0 | 0 | 0.66539 | 0.85008 | 0.011729 | 0.0079216 | 0.21576 | 0.55127 | 0.66539 | 0 | 0 | 0.85 | 0.85 | 0.85 | 0.85 | 0.88015 | 0.011729 | 0.58652 | 0 | 0.16317
2025-01-31 21:00 | 73411.3018 | 73000.2024 | 0 | 411.0994 | 0 | 0.20152 | 0.20007 | 0.22773 | 31 | 21 | Winter | 0.36841 | 0.34678 | 0.34678 | 0.88022 | 0.34293 | 0.20007 | 0 | 0 | 0.66206 | 0.85008 | 0.011764 | 0.0066981 | 0.22773 | 0.52537 | 0.66206 | 0 | 0 | 0.85 | 0.85 | 0.85 | 0.85 | 0.88022 | 0.011764 | 0.56856 | 0 | 0.14339
2025-01-31 22:00 | 69150.836 | 68717.2561 | 0 | 433.5799 | 0 | 0.21254 | 0.211 | 0.2404 | 31 | 22 | Winter | 0.35457 | 0.33613 | 0.33613 | 0.87928 | 0.32008 | 0.211 | 0 | 0 | 0.66206 | 0.85008 | 0.011868 | 0.0013818 | 0.2404 | 0.46434 | 0.66206 | 0 | 0 | 0.85 | 0.85 | 0.85 | 0.85 | 0.87928 | 0.011868 | 0.54642 | 0 | 0.12674
2025-01-31 23:00 | 64515.9157 | 64053.6222 | 0 | 462.2935 | 0 | 0.22661 | 0.22528 | 0.25071 | 31 | 23 | Winter | 0.33817 | 0.32402 | 0.32402 | 0.87673 | 0.30333 | 0.22528 | 0 | 0 | 0.66044 | 0.85008 | 0.011659 | 0.0013818 | 0.25071 | 0.41028 | 0.66044 | 0 | 0 | 0.85 | 0.85 | 0.85 | 0.85 | 0.87673 | 0.011659 | 0.51856 | 0 | 0.039796
2025-02-01 00:00 | 40502.2087 | 40006.2058 | 0 | 496.0029 | 0 | 0.24314 | 0.24206 | 0.26271 | 32 | 0 | Spring | 0.27877 | 0.32807 | 0.32807 | 0.86806 | 0.41526 | 0.24206 | 0 | 0 | 0.64562 | 0.85008 | 0.0133 | 0.00079999 | 0.26271 | 0.22892 | 0.64562 | 0 | 0 | 0.85 | 0.85 | 0.85 | 0.85 | 0.86806 | 0.0133 | 0.36461 | 0 | 0.048952
2025-02-01 01:00 | 39702.0327 | 39169.8467 | 0 | 532.1859 | 0 | 0.26088 | 0.26008 | 0.27533 | 32 | 1 | Spring | 0.27126 | 0.31736 | 0.31736 | 0.87726 | 0.38 | 0.26008 | 0 | 0 | 0.64562 | 0.85008 | 0.012357 | 0.00079999 | 0.27533 | 0.2248 | 0.64562 | 0 | 0 | 0.85 | 0.85 | 0.85 | 0.85 | 0.87726 | 0.012357 | 0.36019 | 0 | 0
2025-02-01 02:00 | 39551.2067 | 38987.0229 | 0 | 564.1838 | 0 | 0.27656 | 0.27615 | 0.28404 | 32 | 2 | Spring | 0.2611 | 0.30561 | 0.30561 | 0.87644 | 0.34552 | 0.27615 | 0 | 0 | 0.64562 | 0.85008 | 0.012462 | 0.00079999 | 0.28404 | 0.21959 | 0.64562 | 0 | 0 | 0.85 | 0.85 | 0.85 | 0.85 | 0.87644 | 0.012462 | 0.35507 | 0 | 0.0076969
2025-02-01 03:00 | 39572.1929 | 38979.1971 | 0 | 592.9958 | 0 | 0.29068 | 0.29055 | 0.29309 | 32 | 3 | Spring | 0.25348 | 0.29808 | 0.29808 | 0.87591 | 0.33422 | 0.29055 | 0 | 0 | 0.64562 | 0.85008 | 0.013439 | 0.00079999 | 0.29309 | 0.21762 | 0.64562 | 0 | 0 | 0.85 | 0.85 | 0.85 | 0.85 | 0.87591 | 0.013439 | 0.3547 | 0 | 0
2025-02-01 04:00 | 40020.1118 | 39407.8314 | 0 | 612.2805 | 0 | 0.30014 | 0.30001 | 0.30238 | 32 | 4 | Spring | 0.24517 | 0.29516 | 0.29516 | 0.87706 | 0.32769 | 0.30001 | 0 | 0 | 0.64562 | 0.85008 | 0.013579 | 0.00079999 | 0.30238 | 0.22054 | 0.64562 | 0 | 0 | 0.85 | 0.85 | 0.85 | 0.85 | 0.87706 | 0.013579 | 0.36068 | 0 | 0
2025-02-01 05:00 | 42393.0529 | 41774.3713 | 0 | 618.6816 | 0 | 0.30328 | 0.30307 | 0.30704 | 32 | 5 | Spring | 0.24319 | 0.29542 | 0.29542 | 0.87925 | 0.32324 | 0.30307 | 0 | 0 | 0.64562 | 0.85008 | 0.013719 | 0.00079999 | 0.30704 | 0.24903 | 0.64562 | 0 | 0 | 0.85 | 0.85 | 0.85 | 0.85 | 0.87925 | 0.013719 | 0.38813 | 0 | 0
2025-02-01 06:00 | 44609.7871 | 44006.9323 | 0 | 602.8547 | 0 | 0.29552 | 0.29541 | 0.2974 | 32 | 6 | Spring | 0.25416 | 0.29826 | 0.29826 | 0.88123 | 0.35611 | 0.29541 | 0 | 0 | 0.6501 | 0.85008 | 0.013404 | 0.00083936 | 0.2974 | 0.30317 | 0.6501 | 0 | 0 | 0.85 | 0.85 | 0.85 | 0.85 | 0.88123 | 0.013404 | 0.4151 | 0 | 0
2025-02-01 07:00 | 48440.816 | 47606.4315 | 260.9996 | 573.3849 | 0.011787 | 0.28107 | 0.28131 | 0.27675 | 32 | 7 | Spring | 0.26383 | 0.30635 | 0.30635 | 0.88211 | 0.39696 | 0.28131 | 0.011787 | 0 | 0.65669 | 0.85008 | 0.012671 | 0.0010882 | 0.27675 | 0.29 | 0.65669 | 0 | 0 | 0.85 | 0.85 | 0.85 | 0.85 | 0.88211 | 0.012671 | 0.40054 | 0.0082511 | 0.0096656
2025-02-01 08:00 | 48977.1934 | 46367.8815 | 2093.1231 | 516.1888 | 0.09453 | 0.25303 | 0.25244 | 0.26373 | 32 | 8 | Spring | 0.26441 | 0.30255 | 0.30255 | 0.88442 | 0.42633 | 0.25244 | 0.09453 | 0 | 0.65669 | 0.85008 | 0.012183 | 0.0010228 | 0.26373 | 0.28372 | 0.65669 | 0 | 0 | 0.85 | 0.85 | 0.85 | 0.85 | 0.88442 | 0.012183 | 0.39226 | 0.066171 | 0.029613
2025-02-01 09:00 | 50234.3818 | 44966.3756 | 4736.4526 | 531.5535 | 0.21391 | 0.26057 | 0.26106 | 0.25162 | 32 | 9 | Spring | 0.25911 | 0.30095 | 0.30095 | 0.88542 | 0.45108 | 0.26106 | 0.21391 | 0.38061 | 0.65642 | 0.85008 | 0.011659 | 0.00079999 | 0.25162 | 0.26073 | 0.65642 | 0 | 0 | 0.85 | 0.85 | 0.85 | 0.85 | 0.88542 | 0.011659 | 0.37528 | 0.14974 | 0
2025-02-01 10:00 | 49869.4161 | 42165.4252 | 7131.6894 | 572.3014 | 0.32208 | 0.28054 | 0.28231 | 0.24846 | 32 | 10 | Spring | 0.26146 | 0.29721 | 0.29721 | 0.88641 | 0.4463 | 0.28231 | 0.32208 | 0.64871 | 0.65688 | 0.85008 | 0.011484 | 0.00079999 | 0.24846 | 0.27476 | 0.65688 | 0 | 0 | 0.85 | 0.85 | 0.85 | 0.85 | 0.88641 | 0.011484 | 0.37825 | 0.22546 | 0
2025-02-01 11:00 | 49085.0399 | 40021.1506 | 8455.7352 | 608.154 | 0.38188 | 0.29811 | 0.29985 | 0.26671 | 32 | 11 | Spring | 0.25473 | 0.28311 | 0.28311 | 0.88809 | 0.41276 | 0.29985 | 0.38188 | 0.69148 | 0.65688 | 0.85008 | 0.01138 | 0.00079999 | 0.26671 | 0.29695 | 0.65688 | 0 | 0 | 0.85 | 0.85 | 0.85 | 0.85 | 0.88809 | 0.01138 | 0.38376 | 0.26731 | 0.0092363
2025-02-01 12:00 | 48141.8593 | 38612.0642 | 8879.4188 | 650.3762 | 0.40101 | 0.31881 | 0.32044 | 0.28931 | 32 | 12 | Spring | 0.24979 | 0.27224 | 0.27224 | 0.88874 | 0.38152 | 0.32044 | 0.40101 | 0.67553 | 0.65688 | 0.85008 | 0.011484 | 0.00080167 | 0.28931 | 0.31905 | 0.65688 | 0 | 0 | 0.85 | 0.85 | 0.85 | 0.85 | 0.88874 | 0.011484 | 0.39243 | 0.28071 | 0.0092363
2025-02-01 13:00 | 45806.2156 | 36462.0229 | 8663.991 | 680.2017 | 0.39128 | 0.33343 | 0.33477 | 0.30929 | 32 | 13 | Spring | 0.2448 | 0.25993 | 0.25993 | 0.88865 | 0.35645 | 0.33477 | 0.39128 | 0.66427 | 0.65688 | 0.85008 | 0.010123 | 0.00079999 | 0.30929 | 0.32335 | 0.65688 | 0 | 0 | 0.85 | 0.85 | 0.85 | 0.85 | 0.88865 | 0.010123 | 0.40028 | 0.2739 | 0.0092363
2025-02-01 14:00 | 45365.9566 | 37290.4118 | 7375.5084 | 700.0364 | 0.33309 | 0.34316 | 0.34441 | 0.32046 | 32 | 14 | Spring | 0.24385 | 0.25881 | 0.25881 | 0.88747 | 0.34975 | 0.34441 | 0.33309 | 0.65679 | 0.65688 | 0.85008 | 0.0099835 | 0.0013328 | 0.32046 | 0.32489 | 0.65688 | 0 | 0 | 0.85 | 0.85 | 0.85 | 0.85 | 0.88747 | 0.0099835 | 0.40115 | 0.23316 | 0.0094141
2025-02-01 15:00 | 45484.8022 | 39520.1893 | 5260.9258 | 703.687 | 0.23759 | 0.34494 | 0.34634 | 0.31974 | 32 | 15 | Spring | 0.24372 | 0.26351 | 0.26351 | 0.88663 | 0.34492 | 0.34634 | 0.23759 | 0.66692 | 0.65688 | 0.85008 | 0.010088 | 0.0013328 | 0.31974 | 0.33518 | 0.65688 | 0 | 0 | 0.85 | 0.85 | 0.85 | 0.85 | 0.88663 | 0.010088 | 0.4158 | 0.16632 | 0.0094141
2025-02-01 16:00 | 46568.5191 | 43311.7377 | 2569.6447 | 687.1366 | 0.11605 | 0.33683 | 0.3383 | 0.31023 | 32 | 16 | Spring | 0.24178 | 0.27908 | 0.27908 | 0.87629 | 0.34371 | 0.3383 | 0.11605 | 0.67652 | 0.66614 | 0.85008 | 0.010018 | 0.0013328 | 0.31023 | 0.36047 | 0.66614 | 0 | 0 | 0.85 | 0.85 | 0.85 | 0.85 | 0.87629 | 0.010018 | 0.43848 | 0.081235 | 0.0092363
2025-02-01 17:00 | 51634.4147 | 50657.3519 | 300.4555 | 676.6073 | 0.013569 | 0.33167 | 0.3329 | 0.30946 | 32 | 17 | Spring | 0.24363 | 0.29823 | 0.29823 | 0.87688 | 0.36264 | 0.3329 | 0.013569 | 0.6679 | 0.66614 | 0.85008 | 0.010018 | 0.0035317 | 0.30946 | 0.37417 | 0.66614 | 0 | 0 | 0.85 | 0.85 | 0.85 | 0.85 | 0.87688 | 0.010018 | 0.48342 | 0.0094984 | 0.28272
2025-02-01 18:00 | 52779.617 | 52110.2502 | 0 | 669.3668 | 0 | 0.32812 | 0.3293 | 0.30675 | 32 | 18 | Spring | 0.25066 | 0.31384 | 0.31384 | 0.87696 | 0.40118 | 0.3293 | 0 | 0.58773 | 0.66614 | 0.85008 | 0.010158 | 0.027398 | 0.30675 | 0.3962 | 0.66614 | 0 | 0 | 0.85 | 0.85 | 0.85 | 0.85 | 0.87696 | 0.010158 | 0.50599 | 0 | 0.42211
2025-02-01 19:00 | 52793.2067 | 52137.9114 | 0 | 655.2953 | 0 | 0.32122 | 0.32193 | 0.30844 | 32 | 19 | Spring | 0.26664 | 0.33067 | 0.33067 | 0.8775 | 0.42487 | 0.32193 | 0 | 0.23069 | 0.66641 | 0.85008 | 0.010612 | 0.027398 | 0.30844 | 0.41363 | 0.66641 | 0 | 0 | 0.85 | 0.85 | 0.85 | 0.85 | 0.8775 | 0.010612 | 0.52452 | 0 | 0.39185
2025-02-01 20:00 | 52153.0856 | 51526.5985 | 0 | 626.4872 | 0 | 0.3071 | 0.3071 | 0.30704 | 32 | 20 | Spring | 0.28392 | 0.33907 | 0.33907 | 0.87706 | 0.44583 | 0.3071 | 0 | 0 | 0.66641 | 0.85008 | 0.010717 | 0.013216 | 0.30704 | 0.41376 | 0.66641 | 0 | 0 | 0.85 | 0.85 | 0.85 | 0.85 | 0.87706 | 0.010717 | 0.52178 | 0 | 0.34357
2025-02-01 21:00 | 49942.0295 | 49345.1821 | 0 | 596.8473 | 0 | 0.29257 | 0.29234 | 0.29679 | 32 | 21 | Spring | 0.28852 | 0.33774 | 0.33774 | 0.87764 | 0.44688 | 0.29234 | 0 | 0 | 0.66641 | 0.85008 | 0.010682 | 0.0013328 | 0.29679 | 0.40821 | 0.66641 | 0 | 0 | 0.85 | 0.85 | 0.85 | 0.85 | 0.87764 | 0.010682 | 0.49219 | 0 | 0.10075
2025-02-01 22:00 | 46914.3523 | 46340.851 | 0 | 573.5014 | 0 | 0.28113 | 0.28101 | 0.28329 | 32 | 22 | Spring | 0.27883 | 0.33192 | 0.33192 | 0.87863 | 0.45017 | 0.28101 | 0 | 0 | 0.66641 | 0.85008 | 0.010717 | 0.0013328 | 0.28329 | 0.36384 | 0.66641 | 0 | 0 | 0.85 | 0.85 | 0.85 | 0.85 | 0.87863 | 0.010717 | 0.43629 | 0 | 0.081544
2025-02-01 23:00 | 43336.087 | 42780.1403 | 0 | 555.9467 | 0 | 0.27252 | 0.27277 | 0.26802 | 32 | 23 | Spring | 0.26601 | 0.32932 | 0.32932 | 0.87267 | 0.42104 | 0.27277 | 0 | 0 | 0.65528 | 0.85008 | 0.011973 | 0.0013328 | 0.26802 | 0.30433 | 0.65528 | 0 | 0 | 0.85 | 0.85 | 0.85 | 0.85 | 0.87267 | 0.011973 | 0.38142 | 0 | 0.039465
2025-02-02 00:00 | 40777.25 | 40233.4381 | 0 | 543.8119 | 0 | 0.26657 | 0.26703 | 0.2584 | 33 | 0 | Spring | 0.27877 | 0.32807 | 0.32807 | 0.86806 | 0.41526 | 0.26703 | 0 | 0 | 0.64562 | 0.85008 | 0.0133 | 0.00079999 | 0.2584 | 0.22892 | 0.64562 | 0 | 0 | 0.85 | 0.85 | 0.85 | 0.85 | 0.86806 | 0.0133 | 0.36461 | 0 | 0.048952
2025-02-02 01:00 | 39992.4316 | 39460.3373 | 0 | 532.0943 | 0 | 0.26083 | 0.26134 | 0.2516 | 33 | 1 | Spring | 0.27126 | 0.31736 | 0.31736 | 0.87726 | 0.38 | 0.26134 | 0 | 0 | 0.64562 | 0.85008 | 0.012357 | 0.00079999 | 0.2516 | 0.2248 | 0.64562 | 0 | 0 | 0.85 | 0.85 | 0.85 | 0.85 | 0.87726 | 0.012357 | 0.36019 | 0 | 0
2025-02-02 02:00 | 39870.6456 | 39343.0327 | 0 | 527.6129 | 0 | 0.25863 | 0.25941 | 0.24455 | 33 | 2 | Spring | 0.2611 | 0.30561 | 0.30561 | 0.87644 | 0.34552 | 0.25941 | 0 | 0 | 0.64562 | 0.85008 | 0.012462 | 0.00079999 | 0.24455 | 0.21959 | 0.64562 | 0 | 0 | 0.85 | 0.85 | 0.85 | 0.85 | 0.87644 | 0.012462 | 0.35507 | 0 | 0.0076969
2025-02-02 03:00 | 39909.5024 | 39389.2749 | 0 | 520.2275 | 0 | 0.25501 | 0.2558 | 0.24086 | 33 | 3 | Spring | 0.25348 | 0.29808 | 0.29808 | 0.87591 | 0.33422 | 0.2558 | 0 | 0 | 0.64562 | 0.85008 | 0.013439 | 0.00079999 | 0.24086 | 0.21762 | 0.64562 | 0 | 0 | 0.85 | 0.85 | 0.85 | 0.85 | 0.87591 | 0.013439 | 0.3547 | 0 | 0
2025-02-02 04:00 | 40300.1793 | 39793.1014 | 0 | 507.0779 | 0 | 0.24857 | 0.24925 | 0.23628 | 33 | 4 | Spring | 0.24517 | 0.29516 | 0.29516 | 0.87706 | 0.32769 | 0.24925 | 0 | 0 | 0.64562 | 0.85008 | 0.013579 | 0.00079999 | 0.23628 | 0.22054 | 0.64562 | 0 | 0 | 0.85 | 0.85 | 0.85 | 0.85 | 0.87706 | 0.013579 | 0.36068 | 0 | 0
2025-02-02 05:00 | 42574.0445 | 42085.1162 | 0 | 488.9283 | 0 | 0.23967 | 0.24023 | 0.22961 | 33 | 5 | Spring | 0.24319 | 0.29542 | 0.29542 | 0.87925 | 0.32324 | 0.24023 | 0 | 0 | 0.64562 | 0.85008 | 0.013719 | 0.00079999 | 0.22961 | 0.24903 | 0.64562 | 0 | 0 | 0.85 | 0.85 | 0.85 | 0.85 | 0.87925 | 0.013719 | 0.38813 | 0 | 0
2025-02-02 06:00 | 44715.1328 | 44253.6255 | 0 | 461.5074 | 0 | 0.22623 | 0.22675 | 0.21686 | 33 | 6 | Spring | 0.25416 | 0.29826 | 0.29826 | 0.88123 | 0.35611 | 0.22675 | 0 | 0 | 0.6501 | 0.85008 | 0.013404 | 0.00083936 | 0.21686 | 0.30317 | 0.6501 | 0 | 0 | 0.85 | 0.85 | 0.85 | 0.85 | 0.88123 | 0.013404 | 0.4151 | 0 | 0
2025-02-02 07:00 | 48479.6543 | 47717.8278 | 335.4596 | 426.3668 | 0.01515 | 0.209 | 0.20959 | 0.19837 | 33 | 7 | Spring | 0.26383 | 0.30635 | 0.30635 | 0.88211 | 0.39696 | 0.20959 | 0.01515 | 0 | 0.65669 | 0.85008 | 0.012671 | 0.0010882 | 0.19837 | 0.29 | 0.65669 | 0 | 0 | 0.85 | 0.85 | 0.85 | 0.85 | 0.88211 | 0.012671 | 0.40054 | 0.010605 | 0.0096656
2025-02-02 08:00 | 48884.4521 | 46167.8605 | 2338.6101 | 377.9815 | 0.10562 | 0.18529 | 0.18562 | 0.17914 | 33 | 8 | Spring | 0.26441 | 0.30255 | 0.30255 | 0.88442 | 0.42633 | 0.18562 | 0.10562 | 0 | 0.65669 | 0.85008 | 0.012183 | 0.0010228 | 0.17914 | 0.28372 | 0.65669 | 0 | 0 | 0.85 | 0.85 | 0.85 | 0.85 | 0.88442 | 0.012183 | 0.39226 | 0.073931 | 0.029613
2025-02-02 09:00 | 50116.0899 | 44914.2483 | 4852.7755 | 349.0661 | 0.21916 | 0.17111 | 0.17154 | 0.16331 | 33 | 9 | Spring | 0.25911 | 0.30095 | 0.30095 | 0.88542 | 0.45108 | 0.17154 | 0.21916 | 0.38061 | 0.65642 | 0.85008 | 0.011659 | 0.00079999 | 0.16331 | 0.26073 | 0.65642 | 0 | 0 | 0.85 | 0.85 | 0.85 | 0.85 | 0.88542 | 0.011659 | 0.37528 | 0.15341 | 0
2025-02-02 10:00 | 49801.3856 | 42183.6734 | 7276.9252 | 340.7869 | 0.32864 | 0.16705 | 0.16775 | 0.15453 | 33 | 10 | Spring | 0.26146 | 0.29721 | 0.29721 | 0.88641 | 0.4463 | 0.16775 | 0.32864 | 0.64871 | 0.65688 | 0.85008 | 0.011484 | 0.00079999 | 0.15453 | 0.27476 | 0.65688 | 0 | 0 | 0.85 | 0.85 | 0.85 | 0.85 | 0.88641 | 0.011484 | 0.37825 | 0.23005 | 0
2025-02-02 11:00 | 49027.417 | 39617.7524 | 9069.9962 | 339.6684 | 0.40962 | 0.1665 | 0.1674 | 0.15024 | 33 | 11 | Spring | 0.25473 | 0.28311 | 0.28311 | 0.88809 | 0.41276 | 0.1674 | 0.40962 | 0.69148 | 0.65688 | 0.85008 | 0.01138 | 0.00079999 | 0.15024 | 0.29695 | 0.65688 | 0 | 0 | 0.85 | 0.85 | 0.85 | 0.85 | 0.88809 | 0.01138 | 0.38376 | 0.28673 | 0.0092363
2025-02-02 12:00 | 47987.0137 | 37710.8392 | 9920.5392 | 355.6354 | 0.44803 | 0.17433 | 0.17556 | 0.15212 | 33 | 12 | Spring | 0.24979 | 0.27224 | 0.27224 | 0.88874 | 0.38152 | 0.17556 | 0.44803 | 0.67553 | 0.65688 | 0.85008 | 0.011484 | 0.00080167 | 0.15212 | 0.31905 | 0.65688 | 0 | 0 | 0.85 | 0.85 | 0.85 | 0.85 | 0.88874 | 0.011484 | 0.39243 | 0.31362 | 0.0092363
2025-02-02 13:00 | 45554.0711 | 35642.6419 | 9536.4888 | 374.9404 | 0.43069 | 0.18379 | 0.18524 | 0.15761 | 33 | 13 | Spring | 0.2448 | 0.25993 | 0.25993 | 0.88865 | 0.35645 | 0.18524 | 0.43069 | 0.66427 | 0.65688 | 0.85008 | 0.010123 | 0.00079999 | 0.15761 | 0.32335 | 0.65688 | 0 | 0 | 0.85 | 0.85 | 0.85 | 0.85 | 0.88865 | 0.010123 | 0.40028 | 0.30148 | 0.0092363
2025-02-02 14:00 | 45085.3307 | 36812.6396 | 7878.7541 | 393.9371 | 0.35582 | 0.19311 | 0.19487 | 0.1613 | 33 | 14 | Spring | 0.24385 | 0.25881 | 0.25881 | 0.88747 | 0.34975 | 0.19487 | 0.35582 | 0.65679 | 0.65688 | 0.85008 | 0.0099835 | 0.0013328 | 0.1613 | 0.32489 | 0.65688 | 0 | 0 | 0.85 | 0.85 | 0.85 | 0.85 | 0.88747 | 0.0099835 | 0.40115 | 0.24907 | 0.0094141
2025-02-02 15:00 | 45159.2203 | 39402.9096 | 5354.5378 | 401.7729 | 0.24182 | 0.19695 | 0.1991 | 0.15796 | 33 | 15 | Spring | 0.24372 | 0.26351 | 0.26351 | 0.88663 | 0.34492 | 0.1991 | 0.24182 | 0.66692 | 0.65688 | 0.85008 | 0.010088 | 0.0013328 | 0.15796 | 0.33518 | 0.65688 | 0 | 0 | 0.85 | 0.85 | 0.85 | 0.85 | 0.88663 | 0.010088 | 0.4158 | 0.16928 | 0.0094141
2025-02-02 16:00 | 46125.0027 | 43084.308 | 2638.9005 | 401.7942 | 0.11918 | 0.19696 | 0.19927 | 0.15525 | 33 | 16 | Spring | 0.24178 | 0.27908 | 0.27908 | 0.87629 | 0.34371 | 0.19927 | 0.11918 | 0.67652 | 0.66614 | 0.85008 | 0.010018 | 0.0013328 | 0.15525 | 0.36047 | 0.66614 | 0 | 0 | 0.85 | 0.85 | 0.85 | 0.85 | 0.87629 | 0.010018 | 0.43848 | 0.083425 | 0.0092363
2025-02-02 17:00 | 51348.2042 | 50575.9382 | 362.0299 | 410.236 | 0.01635 | 0.2011 | 0.20334 | 0.16047 | 33 | 17 | Spring | 0.24363 | 0.29823 | 0.29823 | 0.87688 | 0.36264 | 0.20334 | 0.01635 | 0.6679 | 0.66614 | 0.85008 | 0.010018 | 0.0035317 | 0.16047 | 0.37417 | 0.66614 | 0 | 0 | 0.85 | 0.85 | 0.85 | 0.85 | 0.87688 | 0.010018 | 0.48342 | 0.011445 | 0.28272
2025-02-02 18:00 | 52648.9374 | 52230.2819 | 0 | 418.6556 | 0 | 0.20522 | 0.20714 | 0.17057 | 33 | 18 | Spring | 0.25066 | 0.31384 | 0.31384 | 0.87696 | 0.40118 | 0.20714 | 0 | 0.58773 | 0.66614 | 0.85008 | 0.010158 | 0.027398 | 0.17057 | 0.3962 | 0.66614 | 0 | 0 | 0.85 | 0.85 | 0.85 | 0.85 | 0.87696 | 0.010158 | 0.50599 | 0 | 0.42211
2025-02-02 19:00 | 52699.3855 | 52276.4815 | 0 | 422.904 | 0 | 0.20731 | 0.20877 | 0.18088 | 33 | 19 | Spring | 0.26664 | 0.33067 | 0.33067 | 0.8775 | 0.42487 | 0.20877 | 0 | 0.23069 | 0.66641 | 0.85008 | 0.010612 | 0.027398 | 0.18088 | 0.41363 | 0.66641 | 0 | 0 | 0.85 | 0.85 | 0.85 | 0.85 | 0.8775 | 0.010612 | 0.52452 | 0 | 0.39185
2025-02-02 20:00 | 52087.1874 | 51664.7469 | 0 | 422.4405 | 0 | 0.20708 | 0.20812 | 0.18817 | 33 | 20 | Spring | 0.28392 | 0.33907 | 0.33907 | 0.87706 | 0.44583 | 0.20812 | 0 | 0 | 0.66641 | 0.85008 | 0.010717 | 0.013216 | 0.18817 | 0.41376 | 0.66641 | 0 | 0 | 0.85 | 0.85 | 0.85 | 0.85 | 0.87706 | 0.010717 | 0.52178 | 0 | 0.34357
2025-02-02 21:00 | 49910.1973 | 49487.7055 | 0 | 422.4918 | 0 | 0.2071 | 0.20808 | 0.18937 | 33 | 21 | Spring | 0.28852 | 0.33774 | 0.33774 | 0.87764 | 0.44688 | 0.20808 | 0 | 0 | 0.66641 | 0.85008 | 0.010682 | 0.0013328 | 0.18937 | 0.40821 | 0.66641 | 0 | 0 | 0.85 | 0.85 | 0.85 | 0.85 | 0.87764 | 0.010682 | 0.49219 | 0 | 0.10075
2025-02-02 22:00 | 46911.0015 | 46485.4041 | 0 | 425.5975 | 0 | 0.20863 | 0.20939 | 0.19481 | 33 | 22 | Spring | 0.27883 | 0.33192 | 0.33192 | 0.87863 | 0.45017 | 0.20939 | 0 | 0 | 0.66641 | 0.85008 | 0.010717 | 0.0013328 | 0.19481 | 0.36384 | 0.66641 | 0 | 0 | 0.85 | 0.85 | 0.85 | 0.85 | 0.87863 | 0.010717 | 0.43629 | 0 | 0.081544
2025-02-02 23:00 | 43349.49 | 42914.2449 | 0 | 435.2451 | 0 | 0.21336 | 0.21397 | 0.20223 | 33 | 23 | Spring | 0.26601 | 0.32932 | 0.32932 | 0.87267 | 0.42104 | 0.21397 | 0 | 0 | 0.65528 | 0.85008 | 0.011973 | 0.0013328 | 0.20223 | 0.30433 | 0.65528 | 0 | 0 | 0.85 | 0.85 | 0.85 | 0.85 | 0.87267 | 0.011973 | 0.38142 | 0 | 0.039465
2025-02-03 00:00 | 65772.1272 | 65317.162 | 0 | 454.9652 | 0 | 0.22302 | 0.22307 | 0.22213 | 34 | 0 | Winter Peak | 0.78684 | 0.4395 | 0.4395 | 0.95884 | 0.39604 | 0.22307 | 0 | 0 | 0.65714 | 0.85008 | 0.055084 | 0.0013328 | 0.22213 | 0.4288 | 0.65714 | 0 | 0 | 0.85 | 0.85 | 0.85 | 0.85 | 0.95884 | 0.055084 | 0.49358 | 0 | 0.005841
2025-02-03 01:00 | 64992.5719 | 64515.8537 | 0 | 476.7183 | 0 | 0.23369 | 0.23259 | 0.25342 | 34 | 1 | Winter Peak | 0.77838 | 0.42769 | 0.42769 | 0.95772 | 0.35356 | 0.23259 | 0 | 0 | 0.65714 | 0.85008 | 0.021014 | 0.00083936 | 0.25342 | 0.41457 | 0.65714 | 0 | 0 | 0.85 | 0.85 | 0.85 | 0.85 | 0.95772 | 0.021014 | 0.48366 | 0 | 0
2025-02-03 02:00 | 64723.7029 | 64224.0152 | 0 | 499.6876 | 0 | 0.24494 | 0.24322 | 0.27611 | 34 | 2 | Winter Peak | 0.77383 | 0.41814 | 0.41814 | 0.95559 | 0.32805 | 0.24322 | 0 | 0 | 0.65714 | 0.85008 | 0.018745 | 0.00079999 | 0.27611 | 0.40342 | 0.65714 | 0 | 0 | 0.85 | 0.85 | 0.85 | 0.85 | 0.95559 | 0.018745 | 0.48042 | 0 | 0
2025-02-03 03:00 | 64751.153 | 64231.7866 | 0 | 519.3664 | 0 | 0.25459 | 0.25288 | 0.28546 | 34 | 3 | Winter Peak | 0.77051 | 0.41471 | 0.41471 | 0.9553 | 0.30864 | 0.25288 | 0 | 0 | 0.65714 | 0.85008 | 0.019688 | 0.00079999 | 0.28546 | 0.40237 | 0.65714 | 0 | 0 | 0.85 | 0.85 | 0.85 | 0.85 | 0.9553 | 0.019688 | 0.47953 | 0 | 0
2025-02-03 04:00 | 65395.1528 | 64857.5123 | 0 | 537.6404 | 0 | 0.26355 | 0.26225 | 0.28712 | 34 | 4 | Winter Peak | 0.76333 | 0.41653 | 0.41653 | 0.95476 | 0.29732 | 0.26225 | 0 | 0 | 0.65714 | 0.85008 | 0.024226 | 0.00079999 | 0.28712 | 0.41478 | 0.65714 | 0 | 0 | 0.85 | 0.85 | 0.85 | 0.85 | 0.95476 | 0.024226 | 0.48811 | 0 | 0
2025-02-03 05:00 | 70392.1416 | 69850.0175 | 0 | 542.1241 | 0 | 0.26575 | 0.26464 | 0.28583 | 34 | 5 | Winter Peak | 0.76397 | 0.42656 | 0.42656 | 0.95318 | 0.30835 | 0.26464 | 0 | 0 | 0.65714 | 0.85008 | 0.038956 | 0.00079999 | 0.28583 | 0.46875 | 0.65714 | 0 | 0 | 0.85 | 0.85 | 0.85 | 0.85 | 0.95318 | 0.038956 | 0.52604 | 0 | 0
2025-02-03 06:00 | 78387.1104 | 77856.4584 | 0 | 530.652 | 0 | 0.26012 | 0.25901 | 0.28023 | 34 | 6 | Winter Peak | 0.77622 | 0.44373 | 0.44373 | 0.95422 | 0.35077 | 0.25901 | 0 | 0 | 0.65714 | 0.85008 | 0.095995 | 0.00079999 | 0.28023 | 0.54606 | 0.65714 | 0 | 0 | 0.85 | 0.85 | 0.85 | 0.85 | 0.95422 | 0.095995 | 0.55621 | 0 | 0.00017779
2025-02-03 07:00 | 86378.9469 | 85511.2742 | 348.581 | 519.0917 | 0.015743 | 0.25446 | 0.25329 | 0.27562 | 34 | 7 | Winter Peak | 0.79675 | 0.46785 | 0.46785 | 0.95426 | 0.42875 | 0.25329 | 0.015743 | 0 | 0.65714 | 0.85008 | 0.14633 | 0.018485 | 0.27562 | 0.55329 | 0.65714 | 0 | 0 | 0.85 | 0.85 | 0.85 | 0.85 | 0.95426 | 0.14633 | 0.5704 | 0.01102 | 0.00079354
2025-02-03 08:00 | 83093.3976 | 80089.4088 | 2499.3289 | 504.6599 | 0.11287 | 0.24738 | 0.24635 | 0.26596 | 34 | 8 | Winter Peak | 0.81616 | 0.48757 | 0.48757 | 0.95409 | 0.46748 | 0.24635 | 0.11287 | 0 | 0.65714 | 0.85008 | 0.13041 | 0.018501 | 0.26596 | 0.50439 | 0.65714 | 0 | 0 | 0.85 | 0.85 | 0.85 | 0.85 | 0.95409 | 0.13041 | 0.53483 | 0.079012 | 0.00017779
2025-02-03 09:00 | 81523.1448 | 75819.8948 | 5170.0797 | 533.1702 | 0.23349 | 0.26136 | 0.2619 | 0.25149 | 34 | 9 | Winter Peak | 0.82743 | 0.4868 | 0.4868 | 0.95409 | 0.47176 | 0.2619 | 0.23349 | 0.0015113 | 0.65714 | 0.85008 | 0.10175 | 0.00079999 | 0.25149 | 0.45454 | 0.65714 | 0 | 0 | 0.85 | 0.85 | 0.85 | 0.85 | 0.95409 | 0.10175 | 0.50594 | 0.16344 | 0
2025-02-03 10:00 | 79889.2479 | 71821.7662 | 7535.7458 | 531.7359 | 0.34033 | 0.26065 | 0.26166 | 0.24244 | 34 | 10 | Winter Peak | 0.81193 | 0.46822 | 0.46822 | 0.95392 | 0.43943 | 0.26166 | 0.34033 | 0.34759 | 0.65714 | 0.85008 | 0.06409 | 0.00079999 | 0.24244 | 0.43658 | 0.65714 | 0 | 0 | 0.85 | 0.85 | 0.85 | 0.85 | 0.95392 | 0.06409 | 0.48847 | 0.23823 | 0
2025-02-03 11:00 | 76621.3577 | 66963.0966 | 9130.5804 | 527.6807 | 0.41236 | 0.25867 | 0.25983 | 0.23756 | 34 | 11 | Winter Peak | 0.77725 | 0.44649 | 0.44649 | 0.95346 | 0.4136 | 0.25983 | 0.41236 | 0.56098 | 0.65714 | 0.85008 | 0.023737 | 0.00079999 | 0.23756 | 0.42784 | 0.65714 | 0 | 0 | 0.85 | 0.85 | 0.85 | 0.85 | 0.95346 | 0.023737 | 0.47131 | 0.28865 | 0
2025-02-03 12:00 | 75137.5586 | 64928.3253 | 9679.2375 | 529.9958 | 0.43713 | 0.2598 | 0.2615 | 0.22907 | 34 | 12 | Winter Peak | 0.75514 | 0.43187 | 0.43187 | 0.9539 | 0.37988 | 0.2615 | 0.43713 | 0.54133 | 0.65714 | 0.85008 | 0.028414 | 0.00079999 | 0.22907 | 0.41935 | 0.65714 | 0 | 0 | 0.85 | 0.85 | 0.85 | 0.85 | 0.9539 | 0.028414 | 0.46484 | 0.30599 | 0
2025-02-03 13:00 | 75023.8682 | 65442.6566 | 9040.9045 | 540.3071 | 0.40831 | 0.26486 | 0.26687 | 0.22854 | 34 | 13 | Winter Peak | 0.7313 | 0.41622 | 0.41622 | 0.95449 | 0.35466 | 0.26687 | 0.40831 | 0.50816 | 0.65714 | 0.85008 | 0.032883 | 0.00079999 | 0.22854 | 0.39041 | 0.65714 | 0 | 0 | 0.85 | 0.85 | 0.85 | 0.85 | 0.95449 | 0.032883 | 0.45621 | 0.28581 | 0
2025-02-03 14:00 | 75296.1088 | 67237.1382 | 7498.6216 | 560.349 | 0.33865 | 0.27468 | 0.27699 | 0.23293 | 34 | 14 | Winter Peak | 0.71732 | 0.3979 | 0.3979 | 0.95429 | 0.33621 | 0.27699 | 0.33865 | 0.49139 | 0.65714 | 0.85008 | 0.036164 | 0.00079999 | 0.23293 | 0.37862 | 0.65714 | 0 | 0 | 0.85 | 0.85 | 0.85 | 0.85 | 0.95429 | 0.036164 | 0.45427 | 0.23706 | 0
2025-02-03 15:00 | 75969.9335 | 70076.6781 | 5311.1914 | 582.064 | 0.23986 | 0.28533 | 0.28802 | 0.23662 | 34 | 15 | Winter Peak | 0.70565 | 0.38579 | 0.38579 | 0.95455 | 0.32522 | 0.28802 | 0.23986 | 0.50914 | 0.65714 | 0.85008 | 0.037071 | 0.0010513 | 0.23662 | 0.40121 | 0.65714 | 0 | 0 | 0.85 | 0.85 | 0.85 | 0.85 | 0.95455 | 0.037071 | 0.4753 | 0.1679 | 0
2025-02-03 16:00 | 77618.0436 | 74357.5343 | 2665.1382 | 595.3711 | 0.12036 | 0.29185 | 0.29439 | 0.24595 | 34 | 16 | Winter Peak | 0.68921 | 0.38321 | 0.38321 | 0.95517 | 0.32641 | 0.29439 | 0.12036 | 0.53718 | 0.66641 | 0.85008 | 0.038328 | 0.0013328 | 0.24595 | 0.49837 | 0.66641 | 0 | 0 | 0.85 | 0.85 | 0.85 | 0.85 | 0.95517 | 0.038328 | 0.5236 | 0.084254 | 0
2025-02-03 17:00 | 81820.0969 | 80842.3131 | 360.2432 | 617.5406 | 0.016269 | 0.30272 | 0.30512 | 0.25934 | 34 | 17 | Winter Peak | 0.67362 | 0.38986 | 0.38986 | 0.95628 | 0.3507 | 0.30512 | 0.016269 | 0.51413 | 0.66641 | 0.85008 | 0.037979 | 0.0013328 | 0.25934 | 0.57013 | 0.66641 | 0 | 0 | 0.85 | 0.85 | 0.85 | 0.85 | 0.95628 | 0.037979 | 0.55688 | 0.011389 | 0.063622
2025-02-03 18:00 | 83048.7919 | 82423.6877 | 0 | 625.1042 | 0 | 0.30642 | 0.30863 | 0.26652 | 34 | 18 | Winter Peak | 0.67848 | 0.40517 | 0.40517 | 0.95673 | 0.36572 | 0.30863 | 0 | 0.25986 | 0.66641 | 0.85008 | 0.039585 | 0.0013328 | 0.26652 | 0.60388 | 0.66641 | 0 | 0 | 0.85 | 0.85 | 0.85 | 0.85 | 0.95673 | 0.039585 | 0.59723 | 0 | 0.28409
2025-02-03 19:00 | 81873.5909 | 81268.0629 | 0 | 605.528 | 0 | 0.29683 | 0.29853 | 0.26612 | 34 | 19 | Winter Peak | 0.71147 | 0.43141 | 0.43141 | 0.95738 | 0.37649 | 0.29853 | 0 | 0 | 0.66641 | 0.85008 | 0.037665 | 0.0013328 | 0.26612 | 0.60099 | 0.66641 | 0 | 0 | 0.85 | 0.85 | 0.85 | 0.85 | 0.95738 | 0.037665 | 0.60935 | 0 | 0.16714
2025-02-03 20:00 | 79636.3264 | 79040.7513 | 0 | 595.5751 | 0 | 0.29195 | 0.29338 | 0.26601 | 34 | 20 | Winter Peak | 0.73125 | 0.43597 | 0.43597 | 0.95737 | 0.38988 | 0.29338 | 0 | 0 | 0.66641 | 0.85008 | 0.03571 | 0.0083274 | 0.26601 | 0.59436 | 0.66641 | 0 | 0 | 0.85 | 0.85 | 0.85 | 0.85 | 0.95737 | 0.03571 | 0.5944 | 0 | 0.17838
2025-02-03 21:00 | 76920.2439 | 76322.9932 | 0 | 597.2507 | 0 | 0.29277 | 0.29425 | 0.26606 | 34 | 21 | Winter Peak | 0.71886 | 0.43151 | 0.43151 | 0.95836 | 0.40506 | 0.29425 | 0 | 0 | 0.66522 | 0.85008 | 0.03208 | 0.011965 | 0.26606 | 0.57434 | 0.66522 | 0 | 0 | 0.85 | 0.85 | 0.85 | 0.85 | 0.95836 | 0.03208 | 0.57799 | 0 | 0.14373
2025-02-03 22:00 | 72379.9692 | 71775.2666 | 0 | 604.7026 | 0 | 0.29642 | 0.29812 | 0.26566 | 34 | 22 | Winter Peak | 0.70345 | 0.41925 | 0.41925 | 0.95915 | 0.39445 | 0.29812 | 0 | 0 | 0.66522 | 0.85008 | 0.026355 | 0.0013328 | 0.26566 | 0.52618 | 0.66522 | 0 | 0 | 0.85 | 0.85 | 0.85 | 0.85 | 0.95915 | 0.026355 | 0.55812 | 0 | 0.11546
2025-02-03 23:00 | 67590.4554 | 66967.6808 | 0 | 622.7745 | 0 | 0.30528 | 0.30729 | 0.26906 | 34 | 23 | Winter Peak | 0.67689 | 0.39856 | 0.39856 | 0.95992 | 0.36856 | 0.30729 | 0 | 0 | 0.66359 | 0.85008 | 0.020141 | 0.0013328 | 0.26906 | 0.46783 | 0.66359 | 0 | 0 | 0.85 | 0.85 | 0.85 | 0.85 | 0.95992 | 0.020141 | 0.53558 | 0 | 0.036763
2025-02-04 00:00 | 65366.4825 | 64711.0496 | 0 | 655.4329 | 0 | 0.32129 | 0.32338 | 0.28358 | 35 | 0 | Winter Peak | 0.78684 | 0.4395 | 0.4395 | 0.95884 | 0.39604 | 0.32338 | 0 | 0 | 0.65714 | 0.85008 | 0.055084 | 0.0013328 | 0.28358 | 0.4288 | 0.65714 | 0 | 0 | 0.85 | 0.85 | 0.85 | 0.85 | 0.95884 | 0.055084 | 0.49358 | 0 | 0.005841
2025-02-04 01:00 | 64608.7579 | 63921.8533 | 0 | 686.9046 | 0 | 0.33672 | 0.33848 | 0.30479 | 35 | 1 | Winter Peak | 0.77838 | 0.42769 | 0.42769 | 0.95772 | 0.35356 | 0.33848 | 0 | 0 | 0.65714 | 0.85008 | 0.021014 | 0.00083936 | 0.30479 | 0.41457 | 0.65714 | 0 | 0 | 0.85 | 0.85 | 0.85 | 0.85 | 0.95772 | 0.021014 | 0.48366 | 0 | 0
2025-02-04 02:00 | 64442.4424 | 63740.252 | 0 | 702.1904 | 0 | 0.34421 | 0.34564 | 0.31846 | 35 | 2 | Winter Peak | 0.77383 | 0.41814 | 0.41814 | 0.95559 | 0.32805 | 0.34564 | 0 | 0 | 0.65714 | 0.85008 | 0.018745 | 0.00079999 | 0.31846 | 0.40342 | 0.65714 | 0 | 0 | 0.85 | 0.85 | 0.85 | 0.85 | 0.95559 | 0.018745 | 0.48042 | 0 | 0
2025-02-04 03:00 | 64582.5998 | 63874.3024 | 0 | 708.2974 | 0 | 0.3472 | 0.34845 | 0.32472 | 35 | 3 | Winter Peak | 0.77051 | 0.41471 | 0.41471 | 0.9553 | 0.30864 | 0.34845 | 0 | 0 | 0.65714 | 0.85008 | 0.019688 | 0.00079999 | 0.32472 | 0.40237 | 0.65714 | 0 | 0 | 0.85 | 0.85 | 0.85 | 0.85 | 0.9553 | 0.019688 | 0.47953 | 0 | 0
2025-02-04 04:00 | 65321.2838 | 64612.9437 | 0 | 708.3401 | 0 | 0.34723 | 0.34859 | 0.32258 | 35 | 4 | Winter Peak | 0.76333 | 0.41653 | 0.41653 | 0.95476 | 0.29732 | 0.34859 | 0 | 0 | 0.65714 | 0.85008 | 0.024226 | 0.00079999 | 0.32258 | 0.41478 | 0.65714 | 0 | 0 | 0.85 | 0.85 | 0.85 | 0.85 | 0.95476 | 0.024226 | 0.48811 | 0 | 0
2025-02-04 05:00 | 70387.3185 | 69682.9201 | 0 | 704.3985 | 0 | 0.34529 | 0.34682 | 0.31768 | 35 | 5 | Winter Peak | 0.76397 | 0.42656 | 0.42656 | 0.95318 | 0.30835 | 0.34682 | 0 | 0 | 0.65714 | 0.85008 | 0.038956 | 0.00079999 | 0.31768 | 0.46875 | 0.65714 | 0 | 0 | 0.85 | 0.85 | 0.85 | 0.85 | 0.95318 | 0.038956 | 0.52604 | 0 | 0
2025-02-04 06:00 | 78416.5564 | 77739.4137 | 0 | 677.1427 | 0 | 0.33193 | 0.33322 | 0.30865 | 35 | 6 | Winter Peak | 0.77622 | 0.44373 | 0.44373 | 0.95422 | 0.35077 | 0.33322 | 0 | 0 | 0.65714 | 0.85008 | 0.095995 | 0.00079999 | 0.30865 | 0.54606 | 0.65714 | 0 | 0 | 0.85 | 0.85 | 0.85 | 0.85 | 0.95422 | 0.095995 | 0.55621 | 0 | 0.00017779
2025-02-04 07:00 | 86434.0313 | 85337.6756 | 460.9817 | 635.3741 | 0.020819 | 0.31146 | 0.31239 | 0.29464 | 35 | 7 | Winter Peak | 0.79675 | 0.46785 | 0.46785 | 0.95426 | 0.42875 | 0.31239 | 0.020819 | 0 | 0.65714 | 0.85008 | 0.14633 | 0.018485 | 0.29464 | 0.55329 | 0.65714 | 0 | 0 | 0.85 | 0.85 | 0.85 | 0.85 | 0.95426 | 0.14633 | 0.5704 | 0.014573 | 0.00079354
2025-02-04 08:00 | 83115.0275 | 79394.7058 | 3130.7299 | 589.5918 | 0.14139 | 0.28902 | 0.28975 | 0.27579 | 35 | 8 | Winter Peak | 0.81616 | 0.48757 | 0.48757 | 0.95409 | 0.46748 | 0.28975 | 0.14139 | 0 | 0.65714 | 0.85008 | 0.13041 | 0.018501 | 0.27579 | 0.50439 | 0.65714 | 0 | 0 | 0.85 | 0.85 | 0.85 | 0.85 | 0.95409 | 0.13041 | 0.53483 | 0.098973 | 0.00017779
2025-02-04 09:00 | 81535.5832 | 74600.862 | 6323.6234 | 611.0977 | 0.28559 | 0.29956 | 0.3015 | 0.26446 | 35 | 9 | Winter Peak | 0.82743 | 0.4868 | 0.4868 | 0.95409 | 0.47176 | 0.3015 | 0.28559 | 0.0015113 | 0.65714 | 0.85008 | 0.10175 | 0.00079999 | 0.26446 | 0.45454 | 0.65714 | 0 | 0 | 0.85 | 0.85 | 0.85 | 0.85 | 0.95409 | 0.10175 | 0.50594 | 0.19991 | 0
2025-02-04 10:00 | 79788.7252 | 70319.4666 | 8852.4934 | 616.7652 | 0.3998 | 0.30234 | 0.30542 | 0.24664 | 35 | 10 | Winter Peak | 0.81193 | 0.46822 | 0.46822 | 0.95392 | 0.43943 | 0.30542 | 0.3998 | 0.34759 | 0.65714 | 0.85008 | 0.06409 | 0.00079999 | 0.24664 | 0.43658 | 0.65714 | 0 | 0 | 0.85 | 0.85 | 0.85 | 0.85 | 0.95392 | 0.06409 | 0.48847 | 0.27986 | 0
2025-02-04 11:00 | 76400.0046 | 65407.6179 | 10377.3164 | 615.0703 | 0.46866 | 0.30151 | 0.30554 | 0.22862 | 35 | 11 | Winter Peak | 0.77725 | 0.44649 | 0.44649 | 0.95346 | 0.4136 | 0.30554 | 0.46866 | 0.56098 | 0.65714 | 0.85008 | 0.023737 | 0.00079999 | 0.22862 | 0.42784 | 0.65714 | 0 | 0 | 0.85 | 0.85 | 0.85 | 0.85 | 0.95346 | 0.023737 | 0.47131 | 0.32806 | 0
2025-02-04 12:00 | 74879.6519 | 63266.3402 | 10996.8812 | 616.4305 | 0.49664 | 0.30217 | 0.30727 | 0.21011 | 35 | 12 | Winter Peak | 0.75514 | 0.43187 | 0.43187 | 0.9539 | 0.37988 | 0.30727 | 0.49664 | 0.54133 | 0.65714 | 0.85008 | 0.028414 | 0.00079999 | 0.21011 | 0.41935 | 0.65714 | 0 | 0 | 0.85 | 0.85 | 0.85 | 0.85 | 0.9539 | 0.028414 | 0.46484 | 0.34765 | 0
2025-02-04 13:00 | 74747.1769 | 63788.8067 | 10344.9184 | 613.4518 | 0.4672 | 0.30071 | 0.30644 | 0.19714 | 35 | 13 | Winter Peak | 0.7313 | 0.41622 | 0.41622 | 0.95449 | 0.35466 | 0.30644 | 0.4672 | 0.50816 | 0.65714 | 0.85008 | 0.032883 | 0.00079999 | 0.19714 | 0.39041 | 0.65714 | 0 | 0 | 0.85 | 0.85 | 0.85 | 0.85 | 0.95449 | 0.032883 | 0.45621 | 0.32704 | 0
2025-02-04 14:00 | 74907.9795 | 65808.3563 | 8487.569 | 612.0541 | 0.38332 | 0.30003 | 0.30612 | 0.18988 | 35 | 14 | Winter Peak | 0.71732 | 0.3979 | 0.3979 | 0.95429 | 0.33621 | 0.30612 | 0.38332 | 0.49139 | 0.65714 | 0.85008 | 0.036164 | 0.00079999 | 0.18988 | 0.37862 | 0.65714 | 0 | 0 | 0.85 | 0.85 | 0.85 | 0.85 | 0.95429 | 0.036164 | 0.45427 | 0.26832 | 0
2025-02-04 15:00 | 75408.9355 | 69176.3035 | 5621.4781 | 611.1539 | 0.25388 | 0.29959 | 0.30568 | 0.18946 | 35 | 15 | Winter Peak | 0.70565 | 0.38579 | 0.38579 | 0.95455 | 0.32522 | 0.30568 | 0.25388 | 0.50914 | 0.65714 | 0.85008 | 0.037071 | 0.0010513 | 0.18946 | 0.40121 | 0.65714 | 0 | 0 | 0.85 | 0.85 | 0.85 | 0.85 | 0.95455 | 0.037071 | 0.4753 | 0.17771 | 0
2025-02-04 16:00 | 77047.5266 | 73682.1982 | 2766.9695 | 598.3589 | 0.12496 | 0.29331 | 0.29905 | 0.18964 | 35 | 16 | Winter Peak | 0.68921 | 0.38321 | 0.38321 | 0.95517 | 0.32641 | 0.29905 | 0.12496 | 0.53718 | 0.66641 | 0.85008 | 0.038328 | 0.0013328 | 0.18964 | 0.49837 | 0.66641 | 0 | 0 | 0.85 | 0.85 | 0.85 | 0.85 | 0.95517 | 0.038328 | 0.5236 | 0.087473 | 0
2025-02-04 17:00 | 81490.8597 | 80552.6777 | 354.9417 | 583.2402 | 0.01603 | 0.2859 | 0.29093 | 0.19497 | 35 | 17 | Winter Peak | 0.67362 | 0.38986 | 0.38986 | 0.95628 | 0.3507 | 0.29093 | 0.01603 | 0.51413 | 0.66641 | 0.85008 | 0.037979 | 0.0013328 | 0.19497 | 0.57013 | 0.66641 | 0 | 0 | 0.85 | 0.85 | 0.85 | 0.85 | 0.95628 | 0.037979 | 0.55688 | 0.011221 | 0.063622
2025-02-04 18:00 | 82745.7007 | 82178.7984 | 0 | 566.9024 | 0 | 0.27789 | 0.28153 | 0.21214 | 35 | 18 | Winter Peak | 0.67848 | 0.40517 | 0.40517 | 0.95673 | 0.36572 | 0.28153 | 0 | 0.25986 | 0.66641 | 0.85008 | 0.039585 | 0.0013328 | 0.21214 | 0.60388 | 0.66641 | 0 | 0 | 0.85 | 0.85 | 0.85 | 0.85 | 0.95673 | 0.039585 | 0.59723 | 0 | 0.28409
2025-02-04 19:00 | 81531.4075 | 80968.978 | 0 | 562.4295 | 0 | 0.2757 | 0.27852 | 0.22479 | 35 | 19 | Winter Peak | 0.71147 | 0.43141 | 0.43141 | 0.95738 | 0.37649 | 0.27852 | 0 | 0 | 0.66641 | 0.85008 | 0.037665 | 0.0013328 | 0.22479 | 0.60099 | 0.66641 | 0 | 0 | 0.85 | 0.85 | 0.85 | 0.85 | 0.95738 | 0.037665 | 0.60935 | 0 | 0.16714
2025-02-04 20:00 | 79300.7431 | 78744.0581 | 0 | 556.685 | 0 | 0.27288 | 0.27591 | 0.21828 | 35 | 20 | Winter Peak | 0.73125 | 0.43597 | 0.43597 | 0.95737 | 0.38988 | 0.27591 | 0 | 0 | 0.66641 | 0.85008 | 0.03571 | 0.0083274 | 0.21828 | 0.59436 | 0.66641 | 0 | 0 | 0.85 | 0.85 | 0.85 | 0.85 | 0.95737 | 0.03571 | 0.5944 | 0 | 0.17838
2025-02-04 21:00 | 76566.8914 | 76019.0621 | 0 | 547.8293 | 0 | 0.26854 | 0.27058 | 0.2317 | 35 | 21 | Winter Peak | 0.71886 | 0.43151 | 0.43151 | 0.95836 | 0.40506 | 0.27058 | 0 | 0 | 0.66522 | 0.85008 | 0.03208 | 0.011965 | 0.2317 | 0.57434 | 0.66522 | 0 | 0 | 0.85 | 0.85 | 0.85 | 0.85 | 0.95836 | 0.03208 | 0.57799 | 0 | 0.14373
2025-02-04 22:00 | 72038.2935 | 71484.1767 | 0 | 554.1168 | 0 | 0.27163 | 0.27303 | 0.24619 | 35 | 22 | Winter Peak | 0.70345 | 0.41925 | 0.41925 | 0.95915 | 0.39445 | 0.27303 | 0 | 0 | 0.66522 | 0.85008 | 0.026355 | 0.0013328 | 0.24619 | 0.52618 | 0.66522 | 0 | 0 | 0.85 | 0.85 | 0.85 | 0.85 | 0.95915 | 0.026355 | 0.55812 | 0 | 0.11546
2025-02-04 23:00 | 67288.3796 | 66713.4371 | 0 | 574.9424 | 0 | 0.28183 | 0.28336 | 0.25428 | 35 | 23 | Winter Peak | 0.67689 | 0.39856 | 0.39856 | 0.95992 | 0.36856 | 0.28336 | 0 | 0 | 0.66359 | 0.85008 | 0.020141 | 0.0013328 | 0.25428 | 0.46783 | 0.66359 | 0 | 0 | 0.85 | 0.85 | 0.85 | 0.85 | 0.95992 | 0.020141 | 0.53558 | 0 | 0.036763
2025-02-05 00:00 | 65078.3682 | 64495.1915 | 0 | 583.1767 | 0 | 0.28587 | 0.28673 | 0.27027 | 36 | 0 | Winter Peak | 0.78684 | 0.4395 | 0.4395 | 0.95884 | 0.39604 | 0.28673 | 0 | 0 | 0.65714 | 0.85008 | 0.055084 | 0.0013328 | 0.27027 | 0.4288 | 0.65714 | 0 | 0 | 0.85 | 0.85 | 0.85 | 0.85 | 0.95884 | 0.055084 | 0.49358 | 0 | 0.005841
2025-02-05 01:00 | 64298.0514 | 63695.3122 | 0 | 602.7392 | 0 | 0.29546 | 0.29583 | 0.2887 | 36 | 1 | Winter Peak | 0.77838 | 0.42769 | 0.42769 | 0.95772 | 0.35356 | 0.29583 | 0 | 0 | 0.65714 | 0.85008 | 0.021014 | 0.00083936 | 0.2887 | 0.41457 | 0.65714 | 0 | 0 | 0.85 | 0.85 | 0.85 | 0.85 | 0.95772 | 0.021014 | 0.48366 | 0 | 0
2025-02-05 02:00 | 64069.5437 | 63461.5862 | 0 | 607.9575 | 0 | 0.29802 | 0.29821 | 0.29464 | 36 | 2 | Winter Peak | 0.77383 | 0.41814 | 0.41814 | 0.95559 | 0.32805 | 0.29821 | 0 | 0 | 0.65714 | 0.85008 | 0.018745 | 0.00079999 | 0.29464 | 0.40342 | 0.65714 | 0 | 0 | 0.85 | 0.85 | 0.85 | 0.85 | 0.95559 | 0.018745 | 0.48042 | 0 | 0
2025-02-05 03:00 | 64157.1552 | 63545.5555 | 0 | 611.5996 | 0 | 0.2998 | 0.30031 | 0.29057 | 36 | 3 | Winter Peak | 0.77051 | 0.41471 | 0.41471 | 0.9553 | 0.30864 | 0.30031 | 0 | 0 | 0.65714 | 0.85008 | 0.019688 | 0.00079999 | 0.29057 | 0.40237 | 0.65714 | 0 | 0 | 0.85 | 0.85 | 0.85 | 0.85 | 0.9553 | 0.019688 | 0.47953 | 0 | 0
2025-02-05 04:00 | 64836.4394 | 64228.2902 | 0 | 608.1492 | 0 | 0.29811 | 0.29871 | 0.28736 | 36 | 4 | Winter Peak | 0.76333 | 0.41653 | 0.41653 | 0.95476 | 0.29732 | 0.29871 | 0 | 0 | 0.65714 | 0.85008 | 0.024226 | 0.00079999 | 0.28736 | 0.41478 | 0.65714 | 0 | 0 | 0.85 | 0.85 | 0.85 | 0.85 | 0.95476 | 0.024226 | 0.48811 | 0 | 0
2025-02-05 05:00 | 69859.0666 | 69253.0176 | 0 | 606.049 | 0 | 0.29708 | 0.29794 | 0.28152 | 36 | 5 | Winter Peak | 0.76397 | 0.42656 | 0.42656 | 0.95318 | 0.30835 | 0.29794 | 0 | 0 | 0.65714 | 0.85008 | 0.038956 | 0.00079999 | 0.28152 | 0.46875 | 0.65714 | 0 | 0 | 0.85 | 0.85 | 0.85 | 0.85 | 0.95318 | 0.038956 | 0.52604 | 0 | 0
2025-02-05 06:00 | 77897.1891 | 77302.8532 | 0 | 594.3359 | 0 | 0.29134 | 0.2921 | 0.27766 | 36 | 6 | Winter Peak | 0.77622 | 0.44373 | 0.44373 | 0.95422 | 0.35077 | 0.2921 | 0 | 0 | 0.65714 | 0.85008 | 0.095995 | 0.00079999 | 0.27766 | 0.54606 | 0.65714 | 0 | 0 | 0.85 | 0.85 | 0.85 | 0.85 | 0.95422 | 0.095995 | 0.55621 | 0 | 0.00017779
2025-02-05 07:00 | 86008.8406 | 84949.0794 | 479.6727 | 580.0884 | 0.021663 | 0.28436 | 0.28493 | 0.27407 | 36 | 7 | Winter Peak | 0.79675 | 0.46785 | 0.46785 | 0.95426 | 0.42875 | 0.28493 | 0.021663 | 0 | 0.65714 | 0.85008 | 0.14633 | 0.018485 | 0.27407 | 0.55329 | 0.65714 | 0 | 0 | 0.85 | 0.85 | 0.85 | 0.85 | 0.95426 | 0.14633 | 0.5704 | 0.015164 | 0.00079354
2025-02-05 08:00 | 83043.9753 | 79492.2534 | 2983.5478 | 568.1742 | 0.13474 | 0.27852 | 0.27918 | 0.26652 | 36 | 8 | Winter Peak | 0.81616 | 0.48757 | 0.48757 | 0.95409 | 0.46748 | 0.27918 | 0.13474 | 0 | 0.65714 | 0.85008 | 0.13041 | 0.018501 | 0.26652 | 0.50439 | 0.65714 | 0 | 0 | 0.85 | 0.85 | 0.85 | 0.85 | 0.95409 | 0.13041 | 0.53483 | 0.09432 | 0.00017779
2025-02-05 09:00 | 81790.4438 | 75533.125 | 5665.0403 | 592.2784 | 0.25584 | 0.29033 | 0.29202 | 0.25987 | 36 | 9 | Winter Peak | 0.82743 | 0.4868 | 0.4868 | 0.95409 | 0.47176 | 0.29202 | 0.25584 | 0.0015113 | 0.65714 | 0.85008 | 0.10175 | 0.00079999 | 0.25987 | 0.45454 | 0.65714 | 0 | 0 | 0.85 | 0.85 | 0.85 | 0.85 | 0.95409 | 0.10175 | 0.50594 | 0.17909 | 0
2025-02-05 10:00 | 80366.7308 | 72070.6914 | 7678.409 | 617.6304 | 0.34677 | 0.30276 | 0.30524 | 0.258 | 36 | 10 | Winter Peak | 0.81193 | 0.46822 | 0.46822 | 0.95392 | 0.43943 | 0.30524 | 0.34677 | 0.34759 | 0.65714 | 0.85008 | 0.06409 | 0.00079999 | 0.258 | 0.43658 | 0.65714 | 0 | 0 | 0.85 | 0.85 | 0.85 | 0.85 | 0.95392 | 0.06409 | 0.48847 | 0.24274 | 0
2025-02-05 11:00 | 77181.0864 | 67693.3956 | 8852.2841 | 635.4066 | 0.39979 | 0.31147 | 0.31432 | 0.26009 | 36 | 11 | Winter Peak | 0.77725 | 0.44649 | 0.44649 | 0.95346 | 0.4136 | 0.31432 | 0.39979 | 0.56098 | 0.65714 | 0.85008 | 0.023737 | 0.00079999 | 0.26009 | 0.42784 | 0.65714 | 0 | 0 | 0.85 | 0.85 | 0.85 | 0.85 | 0.95346 | 0.023737 | 0.47131 | 0.27985 | 0
2025-02-05 12:00 | 75707.1873 | 65840.9782 | 9209.8339 | 656.3752 | 0.41593 | 0.32175 | 0.32533 | 0.25717 | 36 | 12 | Winter Peak | 0.75514 | 0.43187 | 0.43187 | 0.9539 | 0.37988 | 0.32533 | 0.41593 | 0.54133 | 0.65714 | 0.85008 | 0.028414 | 0.00079999 | 0.25717 | 0.41935 | 0.65714 | 0 | 0 | 0.85 | 0.85 | 0.85 | 0.85 | 0.9539 | 0.028414 | 0.46484 | 0.29115 | 0
2025-02-05 13:00 | 75516.3279 | 65873.8937 | 8973.0794 | 669.3548 | 0.40524 | 0.32812 | 0.33248 | 0.24927 | 36 | 13 | Winter Peak | 0.7313 | 0.41622 | 0.41622 | 0.95449 | 0.35466 | 0.33248 | 0.40524 | 0.50816 | 0.65714 | 0.85008 | 0.032883 | 0.00079999 | 0.24927 | 0.39041 | 0.65714 | 0 | 0 | 0.85 | 0.85 | 0.85 | 0.85 | 0.95449 | 0.032883 | 0.45621 | 0.28367 | 0
2025-02-05 14:00 | 75686.0151 | 67262.3967 | 7753.1596 | 670.4587 | 0.35015 | 0.32866 | 0.33332 | 0.24434 | 36 | 14 | Winter Peak | 0.71732 | 0.3979 | 0.3979 | 0.95429 | 0.33621 | 0.33332 | 0.35015 | 0.49139 | 0.65714 | 0.85008 | 0.036164 | 0.00079999 | 0.24434 | 0.37862 | 0.65714 | 0 | 0 | 0.85 | 0.85 | 0.85 | 0.85 | 0.95429 | 0.036164 | 0.45427 | 0.2451 | 0
2025-02-05 15:00 | 76272.0093 | 70156.0318 | 5462.5167 | 653.4608 | 0.2467 | 0.32032 | 0.32466 | 0.2419 | 36 | 15 | Winter Peak | 0.70565 | 0.38579 | 0.38579 | 0.95455 | 0.32522 | 0.32466 | 0.2467 | 0.50914 | 0.65714 | 0.85008 | 0.037071 | 0.0010513 | 0.2419 | 0.40121 | 0.65714 | 0 | 0 | 0.85 | 0.85 | 0.85 | 0.85 | 0.95455 | 0.037071 | 0.4753 | 0.17269 | 0
2025-02-05 16:00 | 77834.528 | 74528.5892 | 2683.1998 | 622.739 | 0.12118 | 0.30526 | 0.30893 | 0.23896 | 36 | 16 | Winter Peak | 0.68921 | 0.38321 | 0.38321 | 0.95517 | 0.32641 | 0.30893 | 0.12118 | 0.53718 | 0.66641 | 0.85008 | 0.038328 | 0.0013328 | 0.23896 | 0.49837 | 0.66641 | 0 | 0 | 0.85 | 0.85 | 0.85 | 0.85 | 0.95517 | 0.038328 | 0.5236 | 0.084825 | 0
2025-02-05 17:00 | 82102.8805 | 81132.1841 | 374.9777 | 595.7187 | 0.016935 | 0.29202 | 0.29487 | 0.24048 | 36 | 17 | Winter Peak | 0.67362 | 0.38986 | 0.38986 | 0.95628 | 0.3507 | 0.29487 | 0.016935 | 0.51413 | 0.66641 | 0.85008 | 0.037979 | 0.0013328 | 0.24048 | 0.57013 | 0.66641 | 0 | 0 | 0.85 | 0.85 | 0.85 | 0.85 | 0.95628 | 0.037979 | 0.55688 | 0.011854 | 0.063622
2025-02-05 18:00 | 83413.0598 | 82835.3641 | 0 | 577.6958 | 0 | 0.28318 | 0.28521 | 0.24662 | 36 | 18 | Winter Peak | 0.67848 | 0.40517 | 0.40517 | 0.95673 | 0.36572 | 0.28521 | 0 | 0.25986 | 0.66641 | 0.85008 | 0.039585 | 0.0013328 | 0.24662 | 0.60388 | 0.66641 | 0 | 0 | 0.85 | 0.85 | 0.85 | 0.85 | 0.95673 | 0.039585 | 0.59723 | 0 | 0.28409
2025-02-05 19:00 | 82297.2586 | 81723.1368 | 0 | 574.1218 | 0 | 0.28143 | 0.28284 | 0.25604 | 36 | 19 | Winter Peak | 0.71147 | 0.43141 | 0.43141 | 0.95738 | 0.37649 | 0.28284 | 0 | 0 | 0.66641 | 0.85008 | 0.037665 | 0.0013328 | 0.25604 | 0.60099 | 0.66641 | 0 | 0 | 0.85 | 0.85 | 0.85 | 0.85 | 0.95738 | 0.037665 | 0.60935 | 0 | 0.16714
2025-02-05 20:00 | 80095.0248 | 79526.1296 | 0 | 568.8952 | 0 | 0.27887 | 0.2796 | 0.26563 | 36 | 20 | Winter Peak | 0.73125 | 0.43597 | 0.43597 | 0.95737 | 0.38988 | 0.2796 | 0 | 0 | 0.66641 | 0.85008 | 0.03571 | 0.0083274 | 0.26563 | 0.59436 | 0.66641 | 0 | 0 | 0.85 | 0.85 | 0.85 | 0.85 | 0.95737 | 0.03571 | 0.5944 | 0 | 0.17838
2025-02-05 21:00 | 77362.6962 | 76809.0438 | 0 | 553.6524 | 0 | 0.2714 | 0.27191 | 0.26218 | 36 | 21 | Winter Peak | 0.71886 | 0.43151 | 0.43151 | 0.95836 | 0.40506 | 0.27191 | 0 | 0 | 0.66522 | 0.85008 | 0.03208 | 0.011965 | 0.26218 | 0.57434 | 0.66522 | 0 | 0 | 0.85 | 0.85 | 0.85 | 0.85 | 0.95836 | 0.03208 | 0.57799 | 0 | 0.14373
2025-02-05 22:00 | 72817.8522 | 72291.0554 | 0 | 526.7967 | 0 | 0.25823 | 0.25891 | 0.246 | 36 | 22 | Winter Peak | 0.70345 | 0.41925 | 0.41925 | 0.95915 | 0.39445 | 0.25891 | 0 | 0 | 0.66522 | 0.85008 | 0.026355 | 0.0013328 | 0.246 | 0.52618 | 0.66522 | 0 | 0 | 0.85 | 0.85 | 0.85 | 0.85 | 0.95915 | 0.026355 | 0.55812 | 0 | 0.11546
2025-02-05 23:00 | 68081.6459 | 67583.0595 | 0 | 498.5864 | 0 | 0.24441 | 0.24505 | 0.23277 | 36 | 23 | Winter Peak | 0.67689 | 0.39856 | 0.39856 | 0.95992 | 0.36856 | 0.24505 | 0 | 0 | 0.66359 | 0.85008 | 0.020141 | 0.0013328 | 0.23277 | 0.46783 | 0.66359 | 0 | 0 | 0.85 | 0.85 | 0.85 | 0.85 | 0.95992 | 0.020141 | 0.53558 | 0 | 0.036763
2025-02-06 00:00 | 65898.796 | 65420.6615 | 0 | 478.1345 | 0 | 0.23438 | 0.23488 | 0.22527 | 37 | 0 | Winter Peak | 0.78684 | 0.4395 | 0.4395 | 0.95884 | 0.39604 | 0.23488 | 0 | 0 | 0.65714 | 0.85008 | 0.055084 | 0.0013328 | 0.22527 | 0.4288 | 0.65714 | 0 | 0 | 0.85 | 0.85 | 0.85 | 0.85 | 0.95884 | 0.055084 | 0.49358 | 0 | 0.005841
2025-02-06 01:00 | 65138.5329 | 64674.6873 | 0 | 463.8456 | 0 | 0.22738 | 0.22773 | 0.22093 | 37 | 1 | Winter Peak | 0.77838 | 0.42769 | 0.42769 | 0.95772 | 0.35356 | 0.22773 | 0 | 0 | 0.65714 | 0.85008 | 0.021014 | 0.00083936 | 0.22093 | 0.41457 | 0.65714 | 0 | 0 | 0.85 | 0.85 | 0.85 | 0.85 | 0.95772 | 0.021014 | 0.48366 | 0 | 0
2025-02-06 02:00 | 64941.2482 | 64489.9048 | 0 | 451.3435 | 0 | 0.22125 | 0.22154 | 0.21587 | 37 | 2 | Winter Peak | 0.77383 | 0.41814 | 0.41814 | 0.95559 | 0.32805 | 0.22154 | 0 | 0 | 0.65714 | 0.85008 | 0.018745 | 0.00079999 | 0.21587 | 0.40342 | 0.65714 | 0 | 0 | 0.85 | 0.85 | 0.85 | 0.85 | 0.95559 | 0.018745 | 0.48042 | 0 | 0
2025-02-06 03:00 | 65046.1212 | 64603.6884 | 0 | 442.4328 | 0 | 0.21688 | 0.21741 | 0.20735 | 37 | 3 | Winter Peak | 0.77051 | 0.41471 | 0.41471 | 0.9553 | 0.30864 | 0.21741 | 0 | 0 | 0.65714 | 0.85008 | 0.019688 | 0.00079999 | 0.20735 | 0.40237 | 0.65714 | 0 | 0 | 0.85 | 0.85 | 0.85 | 0.85 | 0.9553 | 0.019688 | 0.47953 | 0 | 0
2025-02-06 04:00 | 65772.8745 | 65333.5347 | 0 | 439.3398 | 0 | 0.21536 | 0.21626 | 0.19912 | 37 | 4 | Winter Peak | 0.76333 | 0.41653 | 0.41653 | 0.95476 | 0.29732 | 0.21626 | 0 | 0 | 0.65714 | 0.85008 | 0.024226 | 0.00079999 | 0.19912 | 0.41478 | 0.65714 | 0 | 0 | 0.85 | 0.85 | 0.85 | 0.85 | 0.95476 | 0.024226 | 0.48811 | 0 | 0
2025-02-06 05:00 | 70836.3707 | 70403.5827 | 0 | 432.7881 | 0 | 0.21215 | 0.21319 | 0.19342 | 37 | 5 | Winter Peak | 0.76397 | 0.42656 | 0.42656 | 0.95318 | 0.30835 | 0.21319 | 0 | 0 | 0.65714 | 0.85008 | 0.038956 | 0.00079999 | 0.19342 | 0.46875 | 0.65714 | 0 | 0 | 0.85 | 0.85 | 0.85 | 0.85 | 0.95318 | 0.038956 | 0.52604 | 0 | 0
2025-02-06 06:00 | 78881.347 | 78471.8384 | 0 | 409.5086 | 0 | 0.20074 | 0.20158 | 0.18562 | 37 | 6 | Winter Peak | 0.77622 | 0.44373 | 0.44373 | 0.95422 | 0.35077 | 0.20158 | 0 | 0 | 0.65714 | 0.85008 | 0.095995 | 0.00079999 | 0.18562 | 0.54606 | 0.65714 | 0 | 0 | 0.85 | 0.85 | 0.85 | 0.85 | 0.95422 | 0.095995 | 0.55621 | 0 | 0.00017779
2025-02-06 07:00 | 86909.7373 | 86044.9667 | 493.9402 | 370.8304 | 0.022307 | 0.18178 | 0.18211 | 0.17582 | 37 | 7 | Winter Peak | 0.79675 | 0.46785 | 0.46785 | 0.95426 | 0.42875 | 0.18211 | 0.022307 | 0 | 0.65714 | 0.85008 | 0.14633 | 0.018485 | 0.17582 | 0.55329 | 0.65714 | 0 | 0 | 0.85 | 0.85 | 0.85 | 0.85 | 0.95426 | 0.14633 | 0.5704 | 0.015615 | 0.00079354
2025-02-06 08:00 | 83670.7193 | 80328.0013 | 3020.4209 | 322.297 | 0.13641 | 0.15799 | 0.15772 | 0.16283 | 37 | 8 | Winter Peak | 0.81616 | 0.48757 | 0.48757 | 0.95409 | 0.46748 | 0.15772 | 0.13641 | 0 | 0.65714 | 0.85008 | 0.13041 | 0.018501 | 0.16283 | 0.50439 | 0.65714 | 0 | 0 | 0.85 | 0.85 | 0.85 | 0.85 | 0.95409 | 0.13041 | 0.53483 | 0.095486 | 0.00017779
2025-02-06 09:00 | 82191.7731 | 76012.833 | 5860.1007 | 318.8393 | 0.26465 | 0.15629 | 0.15682 | 0.14684 | 37 | 9 | Winter Peak | 0.82743 | 0.4868 | 0.4868 | 0.95409 | 0.47176 | 0.15682 | 0.26465 | 0.0015113 | 0.65714 | 0.85008 | 0.10175 | 0.00079999 | 0.14684 | 0.45454 | 0.65714 | 0 | 0 | 0.85 | 0.85 | 0.85 | 0.85 | 0.95409 | 0.10175 | 0.50594 | 0.18526 | 0
2025-02-06 10:00 | 80571.5839 | 72091.4355 | 8149.4371 | 330.7113 | 0.36805 | 0.16211 | 0.16319 | 0.14274 | 37 | 10 | Winter Peak | 0.81193 | 0.46822 | 0.46822 | 0.95392 | 0.43943 | 0.16319 | 0.36805 | 0.34759 | 0.65714 | 0.85008 | 0.06409 | 0.00079999 | 0.14274 | 0.43658 | 0.65714 | 0 | 0 | 0.85 | 0.85 | 0.85 | 0.85 | 0.95392 | 0.06409 | 0.48847 | 0.25763 | 0
2025-02-06 11:00 | 77215.1017 | 67652.672 | 9221.2734 | 341.1562 | 0.41645 | 0.16723 | 0.16843 | 0.14563 | 37 | 11 | Winter Peak | 0.77725 | 0.44649 | 0.44649 | 0.95346 | 0.4136 | 0.16843 | 0.41645 | 0.56098 | 0.65714 | 0.85008 | 0.023737 | 0.00079999 | 0.14563 | 0.42784 | 0.65714 | 0 | 0 | 0.85 | 0.85 | 0.85 | 0.85 | 0.95346 | 0.023737 | 0.47131 | 0.29152 | 0
2025-02-06 12:00 | 75688.9105 | 66132.2663 | 9193.7845 | 362.8597 | 0.41521 | 0.17787 | 0.1791 | 0.15576 | 37 | 12 | Winter Peak | 0.75514 | 0.43187 | 0.43187 | 0.9539 | 0.37988 | 0.1791 | 0.41521 | 0.54133 | 0.65714 | 0.85008 | 0.028414 | 0.00079999 | 0.15576 | 0.41935 | 0.65714 | 0 | 0 | 0.85 | 0.85 | 0.85 | 0.85 | 0.9539 | 0.028414 | 0.46484 | 0.29065 | 0
2025-02-06 13:00 | 75517.3433 | 66856.012 | 8275.5691 | 385.7623 | 0.37374 | 0.1891 | 0.19033 | 0.16693 | 37 | 13 | Winter Peak | 0.7313 | 0.41622 | 0.41622 | 0.95449 | 0.35466 | 0.19033 | 0.37374 | 0.50816 | 0.65714 | 0.85008 | 0.032883 | 0.00079999 | 0.16693 | 0.39041 | 0.65714 | 0 | 0 | 0.85 | 0.85 | 0.85 | 0.85 | 0.95449 | 0.032883 | 0.45621 | 0.26162 | 0
2025-02-06 14:00 | 75719.7765 | 68864.574 | 6449.8943 | 405.3083 | 0.29129 | 0.19868 | 0.19969 | 0.18048 | 37 | 14 | Winter Peak | 0.71732 | 0.3979 | 0.3979 | 0.95429 | 0.33621 | 0.19969 | 0.29129 | 0.49139 | 0.65714 | 0.85008 | 0.036164 | 0.00079999 | 0.18048 | 0.37862 | 0.65714 | 0 | 0 | 0.85 | 0.85 | 0.85 | 0.85 | 0.95429 | 0.036164 | 0.45427 | 0.2039 | 0
2025-02-06 15:00 | 76317.7015 | 71634.6974 | 4260.2089 | 422.7951 | 0.1924 | 0.20725 | 0.20841 | 0.1864 | 37 | 15 | Winter Peak | 0.70565 | 0.38579 | 0.38579 | 0.95455 | 0.32522 | 0.20841 | 0.1924 | 0.50914 | 0.65714 | 0.85008 | 0.037071 | 0.0010513 | 0.1864 | 0.40121 | 0.65714 | 0 | 0 | 0.85 | 0.85 | 0.85 | 0.85 | 0.95455 | 0.037071 | 0.4753 | 0.13468 | 0
2025-02-06 16:00 | 77865.5362 | 75266.1473 | 2167.0679 | 432.3211 | 0.097869 | 0.21192 | 0.21337 | 0.18579 | 37 | 16 | Winter Peak | 0.68921 | 0.38321 | 0.38321 | 0.95517 | 0.32641 | 0.21337 | 0.097869 | 0.53718 | 0.66641 | 0.85008 | 0.038328 | 0.0013328 | 0.18579 | 0.49837 | 0.66641 | 0 | 0 | 0.85 | 0.85 | 0.85 | 0.85 | 0.95517 | 0.038328 | 0.5236 | 0.068508 | 0
2025-02-06 17:00 | 82234.88 | 81456.6082 | 357.0572 | 421.2147 | 0.016125 | 0.20648 | 0.20744 | 0.18905 | 37 | 17 | Winter Peak | 0.67362 | 0.38986 | 0.38986 | 0.95628 | 0.3507 | 0.20744 | 0.016125 | 0.51413 | 0.66641 | 0.85008 | 0.037979 | 0.0013328 | 0.18905 | 0.57013 | 0.66641 | 0 | 0 | 0.85 | 0.85 | 0.85 | 0.85 | 0.95628 | 0.037979 | 0.55688 | 0.011288 | 0.063622
2025-02-06 18:00 | 83583.6438 | 83184.6734 | 0 | 398.9704 | 0 | 0.19557 | 0.19577 | 0.19203 | 37 | 18 | Winter Peak | 0.67848 | 0.40517 | 0.40517 | 0.95673 | 0.36572 | 0.19577 | 0 | 0.25986 | 0.66641 | 0.85008 | 0.039585 | 0.0013328 | 0.19203 | 0.60388 | 0.66641 | 0 | 0 | 0.85 | 0.85 | 0.85 | 0.85 | 0.95673 | 0.039585 | 0.59723 | 0 | 0.28409
2025-02-06 19:00 | 82456.4195 | 82075.6474 | 0 | 380.7721 | 0 | 0.18665 | 0.18621 | 0.19471 | 37 | 19 | Winter Peak | 0.71147 | 0.43141 | 0.43141 | 0.95738 | 0.37649 | 0.18621 | 0 | 0 | 0.66641 | 0.85008 | 0.037665 | 0.0013328 | 0.19471 | 0.60099 | 0.66641 | 0 | 0 | 0.85 | 0.85 | 0.85 | 0.85 | 0.95738 | 0.037665 | 0.60935 | 0 | 0.16714
2025-02-06 20:00 | 80249.1088 | 79880.9749 | 0 | 368.134 | 0 | 0.18046 | 0.17968 | 0.19454 | 37 | 20 | Winter Peak | 0.73125 | 0.43597 | 0.43597 | 0.95737 | 0.38988 | 0.17968 | 0 | 0 | 0.66641 | 0.85008 | 0.03571 | 0.0083274 | 0.19454 | 0.59436 | 0.66641 | 0 | 0 | 0.85 | 0.85 | 0.85 | 0.85 | 0.95737 | 0.03571 | 0.5944 | 0 | 0.17838
2025-02-06 21:00 | 77523.1263 | 77165.5462 | 0 | 357.5802 | 0 | 0.17528 | 0.17444 | 0.19063 | 37 | 21 | Winter Peak | 0.71886 | 0.43151 | 0.43151 | 0.95836 | 0.40506 | 0.17444 | 0 | 0 | 0.66522 | 0.85008 | 0.03208 | 0.011965 | 0.19063 | 0.57434 | 0.66522 | 0 | 0 | 0.85 | 0.85 | 0.85 | 0.85 | 0.95836 | 0.03208 | 0.57799 | 0 | 0.14373
2025-02-06 22:00 | 72981.5823 | 72633.2395 | 0 | 348.3429 | 0 | 0.17076 | 0.16994 | 0.1856 | 37 | 22 | Winter Peak | 0.70345 | 0.41925 | 0.41925 | 0.95915 | 0.39445 | 0.16994 | 0 | 0 | 0.66522 | 0.85008 | 0.026355 | 0.0013328 | 0.1856 | 0.52618 | 0.66522 | 0 | 0 | 0.85 | 0.85 | 0.85 | 0.85 | 0.95915 | 0.026355 | 0.55812 | 0 | 0.11546
2025-02-06 23:00 | 68229.3838 | 67882.6423 | 0 | 346.7415 | 0 | 0.16997 | 0.16939 | 0.18043 | 37 | 23 | Winter Peak | 0.67689 | 0.39856 | 0.39856 | 0.95992 | 0.36856 | 0.16939 | 0 | 0 | 0.66359 | 0.85008 | 0.020141 | 0.0013328 | 0.18043 | 0.46783 | 0.66359 | 0 | 0 | 0.85 | 0.85 | 0.85 | 0.85 | 0.95992 | 0.020141 | 0.53558 | 0 | 0.036763
2025-02-07 00:00 | 66021.4032 | 65668.7845 | 0 | 352.6187 | 0 | 0.17285 | 0.17267 | 0.1762 | 38 | 0 | Winter Peak | 0.78684 | 0.4395 | 0.4395 | 0.95884 | 0.39604 | 0.17267 | 0 | 0 | 0.65714 | 0.85008 | 0.055084 | 0.0013328 | 0.1762 | 0.4288 | 0.65714 | 0 | 0 | 0.85 | 0.85 | 0.85 | 0.85 | 0.95884 | 0.055084 | 0.49358 | 0 | 0.005841
2025-02-07 01:00 | 65242.8633 | 64882.3865 | 0 | 360.4768 | 0 | 0.1767 | 0.17683 | 0.17451 | 38 | 1 | Winter Peak | 0.77838 | 0.42769 | 0.42769 | 0.95772 | 0.35356 | 0.17683 | 0 | 0 | 0.65714 | 0.85008 | 0.021014 | 0.00083936 | 0.17451 | 0.41457 | 0.65714 | 0 | 0 | 0.85 | 0.85 | 0.85 | 0.85 | 0.95772 | 0.021014 | 0.48366 | 0 | 0
2025-02-07 02:00 | 65067.1555 | 64689.0419 | 0 | 378.1136 | 0 | 0.18535 | 0.18548 | 0.18292 | 38 | 2 | Winter Peak | 0.77383 | 0.41814 | 0.41814 | 0.95559 | 0.32805 | 0.18548 | 0 | 0 | 0.65714 | 0.85008 | 0.018745 | 0.00079999 | 0.18292 | 0.40342 | 0.65714 | 0 | 0 | 0.85 | 0.85 | 0.85 | 0.85 | 0.95559 | 0.018745 | 0.48042 | 0 | 0
2025-02-07 03:00 | 65211.1206 | 64813.9295 | 0 | 397.191 | 0 | 0.1947 | 0.19446 | 0.19899 | 38 | 3 | Winter Peak | 0.77051 | 0.41471 | 0.41471 | 0.9553 | 0.30864 | 0.19446 | 0 | 0 | 0.65714 | 0.85008 | 0.019688 | 0.00079999 | 0.19899 | 0.40237 | 0.65714 | 0 | 0 | 0.85 | 0.85 | 0.85 | 0.85 | 0.9553 | 0.019688 | 0.47953 | 0 | 0
2025-02-07 04:00 | 65941.4277 | 65522.5519 | 0 | 418.8757 | 0 | 0.20533 | 0.20493 | 0.21257 | 38 | 4 | Winter Peak | 0.76333 | 0.41653 | 0.41653 | 0.95476 | 0.29732 | 0.20493 | 0 | 0 | 0.65714 | 0.85008 | 0.024226 | 0.00079999 | 0.21257 | 0.41478 | 0.65714 | 0 | 0 | 0.85 | 0.85 | 0.85 | 0.85 | 0.95476 | 0.024226 | 0.48811 | 0 | 0
2025-02-07 05:00 | 71019.1393 | 70573.032 | 0 | 446.1073 | 0 | 0.21868 | 0.21855 | 0.22101 | 38 | 5 | Winter Peak | 0.76397 | 0.42656 | 0.42656 | 0.95318 | 0.30835 | 0.21855 | 0 | 0 | 0.65714 | 0.85008 | 0.038956 | 0.00079999 | 0.22101 | 0.46875 | 0.65714 | 0 | 0 | 0.85 | 0.85 | 0.85 | 0.85 | 0.95318 | 0.038956 | 0.52604 | 0 | 0
2025-02-07 06:00 | 79092.0386 | 78647.5594 | 0 | 444.4792 | 0 | 0.21788 | 0.21807 | 0.2145 | 38 | 6 | Winter Peak | 0.77622 | 0.44373 | 0.44373 | 0.95422 | 0.35077 | 0.21807 | 0 | 0 | 0.65714 | 0.85008 | 0.095995 | 0.00079999 | 0.2145 | 0.54606 | 0.65714 | 0 | 0 | 0.85 | 0.85 | 0.85 | 0.85 | 0.95422 | 0.095995 | 0.55621 | 0 | 0.00017779
2025-02-07 07:00 | 87130.8365 | 86246.4324 | 477.7667 | 406.6375 | 0.021577 | 0.19933 | 0.19933 | 0.19945 | 38 | 7 | Winter Peak | 0.79675 | 0.46785 | 0.46785 | 0.95426 | 0.42875 | 0.19933 | 0.021577 | 0 | 0.65714 | 0.85008 | 0.14633 | 0.018485 | 0.19945 | 0.55329 | 0.65714 | 0 | 0 | 0.85 | 0.85 | 0.85 | 0.85 | 0.95426 | 0.14633 | 0.5704 | 0.015104 | 0.00079354
2025-02-07 08:00 | 83851.6899 | 80476.2836 | 3014.2678 | 361.1386 | 0.13613 | 0.17703 | 0.17719 | 0.17416 | 38 | 8 | Winter Peak | 0.81616 | 0.48757 | 0.48757 | 0.95409 | 0.46748 | 0.17719 | 0.13613 | 0 | 0.65714 | 0.85008 | 0.13041 | 0.018501 | 0.17416 | 0.50439 | 0.65714 | 0 | 0 | 0.85 | 0.85 | 0.85 | 0.85 | 0.95409 | 0.13041 | 0.53483 | 0.095291 | 0.00017779
2025-02-07 09:00 | 82382.4108 | 76056.8172 | 5975.0656 | 350.5281 | 0.26985 | 0.17183 | 0.17257 | 0.15846 | 38 | 9 | Winter Peak | 0.82743 | 0.4868 | 0.4868 | 0.95409 | 0.47176 | 0.17257 | 0.26985 | 0.0015113 | 0.65714 | 0.85008 | 0.10175 | 0.00079999 | 0.15846 | 0.45454 | 0.65714 | 0 | 0 | 0.85 | 0.85 | 0.85 | 0.85 | 0.95409 | 0.10175 | 0.50594 | 0.18889 | 0
2025-02-07 10:00 | 80816.0369 | 72243.1404 | 8244.5957 | 328.3007 | 0.37234 | 0.16093 | 0.16176 | 0.14598 | 38 | 10 | Winter Peak | 0.81193 | 0.46822 | 0.46822 | 0.95392 | 0.43943 | 0.16176 | 0.37234 | 0.34759 | 0.65714 | 0.85008 | 0.06409 | 0.00079999 | 0.14598 | 0.43658 | 0.65714 | 0 | 0 | 0.85 | 0.85 | 0.85 | 0.85 | 0.95392 | 0.06409 | 0.48847 | 0.26064 | 0
2025-02-07 11:00 | 77520.9852 | 67179.3924 | 10021.4869 | 320.1059 | 0.45259 | 0.15691 | 0.15776 | 0.14162 | 38 | 11 | Winter Peak | 0.77725 | 0.44649 | 0.44649 | 0.95346 | 0.4136 | 0.15776 | 0.45259 | 0.56098 | 0.65714 | 0.85008 | 0.023737 | 0.00079999 | 0.14162 | 0.42784 | 0.65714 | 0 | 0 | 0.85 | 0.85 | 0.85 | 0.85 | 0.95346 | 0.023737 | 0.47131 | 0.31681 | 0
2025-02-07 12:00 | 75963.3171 | 65628.2801 | 10007.0136 | 328.0235 | 0.45194 | 0.1608 | 0.16202 | 0.13867 | 38 | 12 | Winter Peak | 0.75514 | 0.43187 | 0.43187 | 0.9539 | 0.37988 | 0.16202 | 0.45194 | 0.54133 | 0.65714 | 0.85008 | 0.028414 | 0.00079999 | 0.13867 | 0.41935 | 0.65714 | 0 | 0 | 0.85 | 0.85 | 0.85 | 0.85 | 0.9539 | 0.028414 | 0.46484 | 0.31636 | 0
2025-02-07 13:00 | 75728.2887 | 66643.9649 | 8740.468 | 343.8558 | 0.39474 | 0.16856 | 0.17 | 0.14255 | 38 | 13 | Winter Peak | 0.7313 | 0.41622 | 0.41622 | 0.95449 | 0.35466 | 0.17 | 0.39474 | 0.50816 | 0.65714 | 0.85008 | 0.032883 | 0.00079999 | 0.14255 | 0.39041 | 0.65714 | 0 | 0 | 0.85 | 0.85 | 0.85 | 0.85 | 0.95449 | 0.032883 | 0.45621 | 0.27632 | 0
2025-02-07 14:00 | 75867.5144 | 68658.4522 | 6843.1072 | 365.9549 | 0.30905 | 0.17939 | 0.18088 | 0.15238 | 38 | 14 | Winter Peak | 0.71732 | 0.3979 | 0.3979 | 0.95429 | 0.33621 | 0.18088 | 0.30905 | 0.49139 | 0.65714 | 0.85008 | 0.036164 | 0.00079999 | 0.15238 | 0.37862 | 0.65714 | 0 | 0 | 0.85 | 0.85 | 0.85 | 0.85 | 0.95429 | 0.036164 | 0.45427 | 0.21633 | 0
2025-02-07 15:00 | 76406.5473 | 71590.526 | 4427.5044 | 388.5169 | 0.19996 | 0.19045 | 0.19179 | 0.16618 | 38 | 15 | Winter Peak | 0.70565 | 0.38579 | 0.38579 | 0.95455 | 0.32522 | 0.19179 | 0.19996 | 0.50914 | 0.65714 | 0.85008 | 0.037071 | 0.0010513 | 0.16618 | 0.40121 | 0.65714 | 0 | 0 | 0.85 | 0.85 | 0.85 | 0.85 | 0.95455 | 0.037071 | 0.4753 | 0.13997 | 0
2025-02-07 16:00 | 77921.1285 | 75443.4158 | 2072.4152 | 405.2974 | 0.093594 | 0.19868 | 0.19959 | 0.1822 | 38 | 16 | Winter Peak | 0.68921 | 0.38321 | 0.38321 | 0.95517 | 0.32641 | 0.19959 | 0.093594 | 0.53718 | 0.66641 | 0.85008 | 0.038328 | 0.0013328 | 0.1822 | 0.49837 | 0.66641 | 0 | 0 | 0.85 | 0.85 | 0.85 | 0.85 | 0.95517 | 0.038328 | 0.5236 | 0.065516 | 0
2025-02-07 17:00 | 82390.741 | 81627.0242 | 336.4138 | 427.303 | 0.015193 | 0.20946 | 0.20969 | 0.20531 | 38 | 17 | Winter Peak | 0.67362 | 0.38986 | 0.38986 | 0.95628 | 0.3507 | 0.20969 | 0.015193 | 0.51413 | 0.66641 | 0.85008 | 0.037979 | 0.0013328 | 0.20531 | 0.57013 | 0.66641 | 0 | 0 | 0.85 | 0.85 | 0.85 | 0.85 | 0.95628 | 0.037979 | 0.55688 | 0.010635 | 0.063622
2025-02-07 18:00 | 83794.3354 | 83351.0951 | 0 | 443.2403 | 0 | 0.21727 | 0.21664 | 0.2287 | 38 | 18 | Winter Peak | 0.67848 | 0.40517 | 0.40517 | 0.95673 | 0.36572 | 0.21664 | 0 | 0.25986 | 0.66641 | 0.85008 | 0.039585 | 0.0013328 | 0.2287 | 0.60388 | 0.66641 | 0 | 0 | 0.85 | 0.85 | 0.85 | 0.85 | 0.95673 | 0.039585 | 0.59723 | 0 | 0.28409
2025-02-07 19:00 | 82697.5725 | 82249.8817 | 0 | 447.6908 | 0 | 0.21946 | 0.21829 | 0.24054 | 38 | 19 | Winter Peak | 0.71147 | 0.43141 | 0.43141 | 0.95738 | 0.37649 | 0.21829 | 0 | 0 | 0.66641 | 0.85008 | 0.037665 | 0.0013328 | 0.24054 | 0.60099 | 0.66641 | 0 | 0 | 0.85 | 0.85 | 0.85 | 0.85 | 0.95738 | 0.037665 | 0.60935 | 0 | 0.16714
2025-02-07 20:00 | 80524.0232 | 80073.0923 | 0 | 450.9309 | 0 | 0.22104 | 0.21992 | 0.24142 | 38 | 20 | Winter Peak | 0.73125 | 0.43597 | 0.43597 | 0.95737 | 0.38988 | 0.21992 | 0 | 0 | 0.66641 | 0.85008 | 0.03571 | 0.0083274 | 0.24142 | 0.59436 | 0.66641 | 0 | 0 | 0.85 | 0.85 | 0.85 | 0.85 | 0.95737 | 0.03571 | 0.5944 | 0 | 0.17838
2025-02-07 21:00 | 77818.0945 | 77367.0847 | 0 | 451.0098 | 0 | 0.22108 | 0.21994 | 0.24179 | 38 | 21 | Winter Peak | 0.71886 | 0.43151 | 0.43151 | 0.95836 | 0.40506 | 0.21994 | 0 | 0 | 0.66522 | 0.85008 | 0.03208 | 0.011965 | 0.24179 | 0.57434 | 0.66522 | 0 | 0 | 0.85 | 0.85 | 0.85 | 0.85 | 0.95836 | 0.03208 | 0.57799 | 0 | 0.14373
2025-02-07 22:00 | 73287.7197 | 72846.0481 | 0 | 441.6716 | 0 | 0.21651 | 0.215 | 0.2438 | 38 | 22 | Winter Peak | 0.70345 | 0.41925 | 0.41925 | 0.95915 | 0.39445 | 0.215 | 0 | 0 | 0.66522 | 0.85008 | 0.026355 | 0.0013328 | 0.2438 | 0.52618 | 0.66522 | 0 | 0 | 0.85 | 0.85 | 0.85 | 0.85 | 0.95915 | 0.026355 | 0.55812 | 0 | 0.11546
2025-02-07 23:00 | 68530.9519 | 68094.0346 | 0 | 436.9174 | 0 | 0.21418 | 0.21281 | 0.23893 | 38 | 23 | Winter Peak | 0.67689 | 0.39856 | 0.39856 | 0.95992 | 0.36856 | 0.21281 | 0 | 0 | 0.66359 | 0.85008 | 0.020141 | 0.0013328 | 0.23893 | 0.46783 | 0.66359 | 0 | 0 | 0.85 | 0.85 | 0.85 | 0.85 | 0.95992 | 0.020141 | 0.53558 | 0 | 0.036763
2025-02-08 00:00 | 41397.14 | 40961.0547 | 0 | 436.0853 | 0 | 0.21377 | 0.21228 | 0.24059 | 39 | 0 | Spring | 0.27877 | 0.32807 | 0.32807 | 0.86806 | 0.41526 | 0.21228 | 0 | 0 | 0.64562 | 0.85008 | 0.0133 | 0.00079999 | 0.24059 | 0.22892 | 0.64562 | 0 | 0 | 0.85 | 0.85 | 0.85 | 0.85 | 0.86806 | 0.0133 | 0.36461 | 0 | 0.048952
2025-02-08 01:00 | 40565.9695 | 40118.2892 | 0 | 447.6803 | 0 | 0.21945 | 0.21805 | 0.24479 | 39 | 1 | Spring | 0.27126 | 0.31736 | 0.31736 | 0.87726 | 0.38 | 0.21805 | 0 | 0 | 0.64562 | 0.85008 | 0.012357 | 0.00079999 | 0.24479 | 0.2248 | 0.64562 | 0 | 0 | 0.85 | 0.85 | 0.85 | 0.85 | 0.87726 | 0.012357 | 0.36019 | 0 | 0
2025-02-08 02:00 | 40438.8781 | 39977.8789 | 0 | 460.9993 | 0 | 0.22598 | 0.22482 | 0.24696 | 39 | 2 | Spring | 0.2611 | 0.30561 | 0.30561 | 0.87644 | 0.34552 | 0.22482 | 0 | 0 | 0.64562 | 0.85008 | 0.012462 | 0.00079999 | 0.24696 | 0.21959 | 0.64562 | 0 | 0 | 0.85 | 0.85 | 0.85 | 0.85 | 0.87644 | 0.012462 | 0.35507 | 0 | 0.0076969
2025-02-08 03:00 | 40545.5878 | 40076.0658 | 0 | 469.522 | 0 | 0.23016 | 0.22898 | 0.25149 | 39 | 3 | Spring | 0.25348 | 0.29808 | 0.29808 | 0.87591 | 0.33422 | 0.22898 | 0 | 0 | 0.64562 | 0.85008 | 0.013439 | 0.00079999 | 0.25149 | 0.21762 | 0.64562 | 0 | 0 | 0.85 | 0.85 | 0.85 | 0.85 | 0.87591 | 0.013439 | 0.3547 | 0 | 0
2025-02-08 04:00 | 40997.9744 | 40520.2312 | 0 | 477.7432 | 0 | 0.23419 | 0.23306 | 0.25465 | 39 | 4 | Spring | 0.24517 | 0.29516 | 0.29516 | 0.87706 | 0.32769 | 0.23306 | 0 | 0 | 0.64562 | 0.85008 | 0.013579 | 0.00079999 | 0.25465 | 0.22054 | 0.64562 | 0 | 0 | 0.85 | 0.85 | 0.85 | 0.85 | 0.87706 | 0.013579 | 0.36068 | 0 | 0
2025-02-08 05:00 | 43235.3114 | 42758.0615 | 0 | 477.2498 | 0 | 0.23395 | 0.23279 | 0.25476 | 39 | 5 | Spring | 0.24319 | 0.29542 | 0.29542 | 0.87925 | 0.32324 | 0.23279 | 0 | 0 | 0.64562 | 0.85008 | 0.013719 | 0.00079999 | 0.25476 | 0.24903 | 0.64562 | 0 | 0 | 0.85 | 0.85 | 0.85 | 0.85 | 0.87925 | 0.013719 | 0.38813 | 0 | 0
2025-02-08 06:00 | 45371.0689 | 44911.2238 | 0 | 459.8451 | 0 | 0.22541 | 0.22432 | 0.24525 | 39 | 6 | Spring | 0.25416 | 0.29826 | 0.29826 | 0.88123 | 0.35611 | 0.22432 | 0 | 0 | 0.6501 | 0.85008 | 0.013404 | 0.00083936 | 0.24525 | 0.30317 | 0.6501 | 0 | 0 | 0.85 | 0.85 | 0.85 | 0.85 | 0.88123 | 0.013404 | 0.4151 | 0 | 0
2025-02-08 07:00 | 49088.8828 | 48036.7904 | 623.3033 | 428.7891 | 0.02815 | 0.21019 | 0.20889 | 0.23373 | 39 | 7 | Spring | 0.26383 | 0.30635 | 0.30635 | 0.88211 | 0.39696 | 0.20889 | 0.02815 | 0 | 0.65669 | 0.85008 | 0.012671 | 0.0010882 | 0.23373 | 0.29 | 0.65669 | 0 | 0 | 0.85 | 0.85 | 0.85 | 0.85 | 0.88211 | 0.012671 | 0.40054 | 0.019705 | 0.0096656
2025-02-08 08:00 | 49386.5996 | 45643.1766 | 3343.3886 | 400.0344 | 0.15099 | 0.1961 | 0.19503 | 0.21541 | 39 | 8 | Spring | 0.26441 | 0.30255 | 0.30255 | 0.88442 | 0.42633 | 0.19503 | 0.15099 | 0 | 0.65669 | 0.85008 | 0.012183 | 0.0010228 | 0.21541 | 0.28372 | 0.65669 | 0 | 0 | 0.85 | 0.85 | 0.85 | 0.85 | 0.88442 | 0.012183 | 0.39226 | 0.1057 | 0.029613
2025-02-08 09:00 | 50628.0957 | 43815.1936 | 6405.5931 | 407.3091 | 0.28929 | 0.19966 | 0.19931 | 0.20609 | 39 | 9 | Spring | 0.25911 | 0.30095 | 0.30095 | 0.88542 | 0.45108 | 0.19931 | 0.28929 | 0.38061 | 0.65642 | 0.85008 | 0.011659 | 0.00079999 | 0.20609 | 0.26073 | 0.65642 | 0 | 0 | 0.85 | 0.85 | 0.85 | 0.85 | 0.88542 | 0.011659 | 0.37528 | 0.2025 | 0
2025-02-08 10:00 | 50277.3454 | 40877.5239 | 8984.4735 | 415.348 | 0.40576 | 0.2036 | 0.20369 | 0.2021 | 39 | 10 | Spring | 0.26146 | 0.29721 | 0.29721 | 0.88641 | 0.4463 | 0.20369 | 0.40576 | 0.64871 | 0.65688 | 0.85008 | 0.011484 | 0.00079999 | 0.2021 | 0.27476 | 0.65688 | 0 | 0 | 0.85 | 0.85 | 0.85 | 0.85 | 0.88641 | 0.011484 | 0.37825 | 0.28403 | 0
2025-02-08 11:00 | 49470.6308 | 38376.7371 | 10681.2991 | 412.5946 | 0.48239 | 0.20225 | 0.20238 | 0.19996 | 39 | 11 | Spring | 0.25473 | 0.28311 | 0.28311 | 0.88809 | 0.41276 | 0.20238 | 0.48239 | 0.69148 | 0.65688 | 0.85008 | 0.01138 | 0.00079999 | 0.19996 | 0.29695 | 0.65688 | 0 | 0 | 0.85 | 0.85 | 0.85 | 0.85 | 0.88809 | 0.01138 | 0.38376 | 0.33767 | 0.0092363
2025-02-08 12:00 | 48397.7353 | 36478.8466 | 11507.6835 | 411.2052 | 0.51971 | 0.20157 | 0.20166 | 0.20004 | 39 | 12 | Spring | 0.24979 | 0.27224 | 0.27224 | 0.88874 | 0.38152 | 0.20166 | 0.51971 | 0.67553 | 0.65688 | 0.85008 | 0.011484 | 0.00080167 | 0.20004 | 0.31905 | 0.65688 | 0 | 0 | 0.85 | 0.85 | 0.85 | 0.85 | 0.88874 | 0.011484 | 0.39243 | 0.3638 | 0.0092363
2025-02-08 13:00 | 45968.4481 | 34301.7294 | 11252.3569 | 414.3618 | 0.50818 | 0.20312 | 0.20324 | 0.20087 | 39 | 13 | Spring | 0.2448 | 0.25993 | 0.25993 | 0.88865 | 0.35645 | 0.20324 | 0.50818 | 0.66427 | 0.65688 | 0.85008 | 0.010123 | 0.00079999 | 0.20087 | 0.32335 | 0.65688 | 0 | 0 | 0.85 | 0.85 | 0.85 | 0.85 | 0.88865 | 0.010123 | 0.40028 | 0.35573 | 0.0092363
2025-02-08 14:00 | 45451.4009 | 35250.9921 | 9789.0285 | 411.3802 | 0.44209 | 0.20166 | 0.20133 | 0.20748 | 39 | 14 | Spring | 0.24385 | 0.25881 | 0.25881 | 0.88747 | 0.34975 | 0.20133 | 0.44209 | 0.65679 | 0.65688 | 0.85008 | 0.0099835 | 0.0013328 | 0.20748 | 0.32489 | 0.65688 | 0 | 0 | 0.85 | 0.85 | 0.85 | 0.85 | 0.88747 | 0.0099835 | 0.40115 | 0.30946 | 0.0094141
2025-02-08 15:00 | 45498.4844 | 37964.5689 | 7123.2137 | 410.7019 | 0.3217 | 0.20132 | 0.20069 | 0.21276 | 39 | 15 | Spring | 0.24372 | 0.26351 | 0.26351 | 0.88663 | 0.34492 | 0.20069 | 0.3217 | 0.66692 | 0.65688 | 0.85008 | 0.010088 | 0.0013328 | 0.21276 | 0.33518 | 0.65688 | 0 | 0 | 0.85 | 0.85 | 0.85 | 0.85 | 0.88663 | 0.010088 | 0.4158 | 0.22519 | 0.0094141
2025-02-08 16:00 | 46335.7499 | 42219.8902 | 3707.6998 | 408.1599 | 0.16745 | 0.20008 | 0.19931 | 0.21404 | 39 | 16 | Spring | 0.24178 | 0.27908 | 0.27908 | 0.87629 | 0.34371 | 0.19931 | 0.16745 | 0.67652 | 0.66614 | 0.85008 | 0.010018 | 0.0013328 | 0.21404 | 0.36047 | 0.66614 | 0 | 0 | 0.85 | 0.85 | 0.85 | 0.85 | 0.87629 | 0.010018 | 0.43848 | 0.11721 | 0.0092363
2025-02-08 17:00 | 51724.6059 | 50730.2909 | 587.5159 | 406.7991 | 0.026533 | 0.19941 | 0.1984 | 0.21766 | 39 | 17 | Spring | 0.24363 | 0.29823 | 0.29823 | 0.87688 | 0.36264 | 0.1984 | 0.026533 | 0.6679 | 0.66614 | 0.85008 | 0.010018 | 0.0035317 | 0.21766 | 0.37417 | 0.66614 | 0 | 0 | 0.85 | 0.85 | 0.85 | 0.85 | 0.87688 | 0.010018 | 0.48342 | 0.018573 | 0.28272
2025-02-08 18:00 | 52976.4739 | 52579.5195 | 0 | 396.9545 | 0 | 0.19459 | 0.193 | 0.22329 | 39 | 18 | Spring | 0.25066 | 0.31384 | 0.31384 | 0.87696 | 0.40118 | 0.193 | 0 | 0.58773 | 0.66614 | 0.85008 | 0.010158 | 0.027398 | 0.22329 | 0.3962 | 0.66614 | 0 | 0 | 0.85 | 0.85 | 0.85 | 0.85 | 0.87696 | 0.010158 | 0.50599 | 0 | 0.42211
2025-02-08 19:00 | 52984.1999 | 52610.5293 | 0 | 373.6706 | 0 | 0.18317 | 0.18119 | 0.21908 | 39 | 19 | Spring | 0.26664 | 0.33067 | 0.33067 | 0.8775 | 0.42487 | 0.18119 | 0 | 0.23069 | 0.66641 | 0.85008 | 0.010612 | 0.027398 | 0.21908 | 0.41363 | 0.66641 | 0 | 0 | 0.85 | 0.85 | 0.85 | 0.85 | 0.8775 | 0.010612 | 0.52452 | 0 | 0.39185
2025-02-08 20:00 | 52325.9289 | 51980.7013 | 0 | 345.2275 | 0 | 0.16923 | 0.16706 | 0.20839 | 39 | 20 | Spring | 0.28392 | 0.33907 | 0.33907 | 0.87706 | 0.44583 | 0.16706 | 0 | 0 | 0.66641 | 0.85008 | 0.010717 | 0.013216 | 0.20839 | 0.41376 | 0.66641 | 0 | 0 | 0.85 | 0.85 | 0.85 | 0.85 | 0.87706 | 0.010717 | 0.52178 | 0 | 0.34357
2025-02-08 21:00 | 50083.3197 | 49764.3761 | 0 | 318.9436 | 0 | 0.15634 | 0.1539 | 0.20046 | 39 | 21 | Spring | 0.28852 | 0.33774 | 0.33774 | 0.87764 | 0.44688 | 0.1539 | 0 | 0 | 0.66641 | 0.85008 | 0.010682 | 0.0013328 | 0.20046 | 0.40821 | 0.66641 | 0 | 0 | 0.85 | 0.85 | 0.85 | 0.85 | 0.87764 | 0.010682 | 0.49219 | 0 | 0.10075
2025-02-08 22:00 | 47059.831 | 46759.5546 | 0 | 300.2764 | 0 | 0.14719 | 0.14464 | 0.19331 | 39 | 22 | Spring | 0.27883 | 0.33192 | 0.33192 | 0.87863 | 0.45017 | 0.14464 | 0 | 0 | 0.66641 | 0.85008 | 0.010717 | 0.0013328 | 0.19331 | 0.36384 | 0.66641 | 0 | 0 | 0.85 | 0.85 | 0.85 | 0.85 | 0.87863 | 0.010717 | 0.43629 | 0 | 0.081544
2025-02-08 23:00 | 43501.6702 | 43220.8239 | 0 | 280.8463 | 0 | 0.13767 | 0.13526 | 0.18121 | 39 | 23 | Spring | 0.26601 | 0.32932 | 0.32932 | 0.87267 | 0.42104 | 0.13526 | 0 | 0 | 0.65528 | 0.85008 | 0.011973 | 0.0013328 | 0.18121 | 0.30433 | 0.65528 | 0 | 0 | 0.85 | 0.85 | 0.85 | 0.85 | 0.87267 | 0.011973 | 0.38142 | 0 | 0.039465
2025-02-09 00:00 | 40971.8731 | 40698.332 | 0 | 273.5411 | 0 | 0.13409 | 0.13183 | 0.17499 | 40 | 0 | Spring | 0.27877 | 0.32807 | 0.32807 | 0.86806 | 0.41526 | 0.13183 | 0 | 0 | 0.64562 | 0.85008 | 0.0133 | 0.00079999 | 0.17499 | 0.22892 | 0.64562 | 0 | 0 | 0.85 | 0.85 | 0.85 | 0.85 | 0.86806 | 0.0133 | 0.36461 | 0 | 0.048952
2025-02-09 01:00 | 40204.0877 | 39927.7146 | 0 | 276.3731 | 0 | 0.13548 | 0.13347 | 0.1717 | 40 | 1 | Spring | 0.27126 | 0.31736 | 0.31736 | 0.87726 | 0.38 | 0.13347 | 0 | 0 | 0.64562 | 0.85008 | 0.012357 | 0.00079999 | 0.1717 | 0.2248 | 0.64562 | 0 | 0 | 0.85 | 0.85 | 0.85 | 0.85 | 0.87726 | 0.012357 | 0.36019 | 0 | 0
2025-02-09 02:00 | 40118.3224 | 39837.0244 | 0 | 281.298 | 0 | 0.13789 | 0.13641 | 0.16473 | 40 | 2 | Spring | 0.2611 | 0.30561 | 0.30561 | 0.87644 | 0.34552 | 0.13641 | 0 | 0 | 0.64562 | 0.85008 | 0.012462 | 0.00079999 | 0.16473 | 0.21959 | 0.64562 | 0 | 0 | 0.85 | 0.85 | 0.85 | 0.85 | 0.87644 | 0.012462 | 0.35507 | 0 | 0.0076969
2025-02-09 03:00 | 40234.2466 | 39945.9884 | 0 | 288.2582 | 0 | 0.1413 | 0.14058 | 0.15429 | 40 | 3 | Spring | 0.25348 | 0.29808 | 0.29808 | 0.87591 | 0.33422 | 0.14058 | 0 | 0 | 0.64562 | 0.85008 | 0.013439 | 0.00079999 | 0.15429 | 0.21762 | 0.64562 | 0 | 0 | 0.85 | 0.85 | 0.85 | 0.85 | 0.87591 | 0.013439 | 0.3547 | 0 | 0
2025-02-09 04:00 | 40712.8808 | 40417.858 | 0 | 295.0229 | 0 | 0.14462 | 0.1445 | 0.14673 | 40 | 4 | Spring | 0.24517 | 0.29516 | 0.29516 | 0.87706 | 0.32769 | 0.1445 | 0 | 0 | 0.64562 | 0.85008 | 0.013579 | 0.00079999 | 0.14673 | 0.22054 | 0.64562 | 0 | 0 | 0.85 | 0.85 | 0.85 | 0.85 | 0.87706 | 0.013579 | 0.36068 | 0 | 0
2025-02-09 05:00 | 43014.466 | 42704.7873 | 0 | 309.6787 | 0 | 0.1518 | 0.15224 | 0.14397 | 40 | 5 | Spring | 0.24319 | 0.29542 | 0.29542 | 0.87925 | 0.32324 | 0.15224 | 0 | 0 | 0.64562 | 0.85008 | 0.013719 | 0.00079999 | 0.14397 | 0.24903 | 0.64562 | 0 | 0 | 0.85 | 0.85 | 0.85 | 0.85 | 0.87925 | 0.013719 | 0.38813 | 0 | 0
2025-02-09 06:00 | 45183.4773 | 44875.584 | 0 | 307.8933 | 0 | 0.15093 | 0.15143 | 0.1418 | 40 | 6 | Spring | 0.25416 | 0.29826 | 0.29826 | 0.88123 | 0.35611 | 0.15143 | 0 | 0 | 0.6501 | 0.85008 | 0.013404 | 0.00083936 | 0.1418 | 0.30317 | 0.6501 | 0 | 0 | 0.85 | 0.85 | 0.85 | 0.85 | 0.88123 | 0.013404 | 0.4151 | 0 | 0
2025-02-09 07:00 | 48914.745 | 47999.4455 | 613.7109 | 301.5886 | 0.027716 | 0.14784 | 0.14844 | 0.13696 | 40 | 7 | Spring | 0.26383 | 0.30635 | 0.30635 | 0.88211 | 0.39696 | 0.14844 | 0.027716 | 0 | 0.65669 | 0.85008 | 0.012671 | 0.0010882 | 0.13696 | 0.29 | 0.65669 | 0 | 0 | 0.85 | 0.85 | 0.85 | 0.85 | 0.88211 | 0.012671 | 0.40054 | 0.019401 | 0.0096656
2025-02-09 08:00 | 49146.9433 | 45237.7858 | 3612.3912 | 296.7663 | 0.16314 | 0.14547 | 0.14633 | 0.12999 | 40 | 8 | Spring | 0.26441 | 0.30255 | 0.30255 | 0.88442 | 0.42633 | 0.14633 | 0.16314 | 0 | 0.65669 | 0.85008 | 0.012183 | 0.0010228 | 0.12999 | 0.28372 | 0.65669 | 0 | 0 | 0.85 | 0.85 | 0.85 | 0.85 | 0.88442 | 0.012183 | 0.39226 | 0.1142 | 0.029613
2025-02-09 09:00 | 50416.3888 | 43026.4509 | 7094.2042 | 295.7337 | 0.32039 | 0.14497 | 0.14617 | 0.12324 | 40 | 9 | Spring | 0.25911 | 0.30095 | 0.30095 | 0.88542 | 0.45108 | 0.14617 | 0.32039 | 0.38061 | 0.65642 | 0.85008 | 0.011659 | 0.00079999 | 0.12324 | 0.26073 | 0.65642 | 0 | 0 | 0.85 | 0.85 | 0.85 | 0.85 | 0.88542 | 0.011659 | 0.37528 | 0.22427 | 0
2025-02-09 10:00 | 50077.3153 | 40186.319 | 9581.7412 | 309.2551 | 0.43273 | 0.1516 | 0.15318 | 0.12295 | 40 | 10 | Spring | 0.26146 | 0.29721 | 0.29721 | 0.88641 | 0.4463 | 0.15318 | 0.43273 | 0.64871 | 0.65688 | 0.85008 | 0.011484 | 0.00079999 | 0.12295 | 0.27476 | 0.65688 | 0 | 0 | 0.85 | 0.85 | 0.85 | 0.85 | 0.88641 | 0.011484 | 0.37825 | 0.30291 | 0
2025-02-09 11:00 | 49268.3161 | 38028.2958 | 10908.5773 | 331.4431 | 0.49265 | 0.16247 | 0.16425 | 0.13034 | 40 | 11 | Spring | 0.25473 | 0.28311 | 0.28311 | 0.88809 | 0.41276 | 0.16425 | 0.49265 | 0.69148 | 0.65688 | 0.85008 | 0.01138 | 0.00079999 | 0.13034 | 0.29695 | 0.65688 | 0 | 0 | 0.85 | 0.85 | 0.85 | 0.85 | 0.88809 | 0.01138 | 0.38376 | 0.34486 | 0.0092363
2025-02-09 12:00 | 48219.536 | 36907.1825 | 10957.8818 | 354.4717 | 0.49488 | 0.17376 | 0.17566 | 0.13942 | 40 | 12 | Spring | 0.24979 | 0.27224 | 0.27224 | 0.88874 | 0.38152 | 0.17566 | 0.49488 | 0.67553 | 0.65688 | 0.85008 | 0.011484 | 0.00080167 | 0.13942 | 0.31905 | 0.65688 | 0 | 0 | 0.85 | 0.85 | 0.85 | 0.85 | 0.88874 | 0.011484 | 0.39243 | 0.34642 | 0.0092363
2025-02-09 13:00 | 45815.7094 | 35573.3754 | 9868.9195 | 373.4145 | 0.4457 | 0.18305 | 0.185 | 0.1477 | 40 | 13 | Spring | 0.2448 | 0.25993 | 0.25993 | 0.88865 | 0.35645 | 0.185 | 0.4457 | 0.66427 | 0.65688 | 0.85008 | 0.010123 | 0.00079999 | 0.1477 | 0.32335 | 0.65688 | 0 | 0 | 0.85 | 0.85 | 0.85 | 0.85 | 0.88865 | 0.010123 | 0.40028 | 0.31199 | 0.0092363
2025-02-09 14:00 | 45353.9497 | 37038.6113 | 7921.9666 | 393.3718 | 0.35777 | 0.19283 | 0.19511 | 0.15166 | 40 | 14 | Spring | 0.24385 | 0.25881 | 0.25881 | 0.88747 | 0.34975 | 0.19511 | 0.35777 | 0.65679 | 0.65688 | 0.85008 | 0.0099835 | 0.0013328 | 0.15166 | 0.32489 | 0.65688 | 0 | 0 | 0.85 | 0.85 | 0.85 | 0.85 | 0.88747 | 0.0099835 | 0.40115 | 0.25044 | 0.0094141
2025-02-09 15:00 | 45460.7884 | 39911.4229 | 5136.0728 | 413.2928 | 0.23196 | 0.20259 | 0.20515 | 0.15637 | 40 | 15 | Spring | 0.24372 | 0.26351 | 0.26351 | 0.88663 | 0.34492 | 0.20515 | 0.23196 | 0.66692 | 0.65688 | 0.85008 | 0.010088 | 0.0013328 | 0.15637 | 0.33518 | 0.65688 | 0 | 0 | 0.85 | 0.85 | 0.85 | 0.85 | 0.88663 | 0.010088 | 0.4158 | 0.16237 | 0.0094141
2025-02-09 16:00 | 46317.9085 | 43515.9786 | 2376.56 | 425.37 | 0.10733 | 0.20851 | 0.21104 | 0.16291 | 40 | 16 | Spring | 0.24178 | 0.27908 | 0.27908 | 0.87629 | 0.34371 | 0.21104 | 0.10733 | 0.67652 | 0.66614 | 0.85008 | 0.010018 | 0.0013328 | 0.16291 | 0.36047 | 0.66614 | 0 | 0 | 0.85 | 0.85 | 0.85 | 0.85 | 0.87629 | 0.010018 | 0.43848 | 0.075131 | 0.0092363
2025-02-09 17:00 | 51777.6596 | 50980.7061 | 360.5707 | 436.3828 | 0.016284 | 0.21391 | 0.21636 | 0.16966 | 40 | 17 | Spring | 0.24363 | 0.29823 | 0.29823 | 0.87688 | 0.36264 | 0.21636 | 0.016284 | 0.6679 | 0.66614 | 0.85008 | 0.010018 | 0.0035317 | 0.16966 | 0.37417 | 0.66614 | 0 | 0 | 0.85 | 0.85 | 0.85 | 0.85 | 0.87688 | 0.010018 | 0.48342 | 0.011399 | 0.28272
2025-02-09 18:00 | 53134.518 | 52689.0704 | 0 | 445.4476 | 0 | 0.21836 | 0.22096 | 0.17127 | 40 | 18 | Spring | 0.25066 | 0.31384 | 0.31384 | 0.87696 | 0.40118 | 0.22096 | 0 | 0.58773 | 0.66614 | 0.85008 | 0.010158 | 0.027398 | 0.17127 | 0.3962 | 0.66614 | 0 | 0 | 0.85 | 0.85 | 0.85 | 0.85 | 0.87696 | 0.010158 | 0.50599 | 0 | 0.42211
2025-02-09 19:00 | 53219.0321 | 52783.1057 | 0 | 435.9263 | 0 | 0.21369 | 0.21624 | 0.16757 | 40 | 19 | Spring | 0.26664 | 0.33067 | 0.33067 | 0.8775 | 0.42487 | 0.21624 | 0 | 0.23069 | 0.66641 | 0.85008 | 0.010612 | 0.027398 | 0.16757 | 0.41363 | 0.66641 | 0 | 0 | 0.85 | 0.85 | 0.85 | 0.85 | 0.8775 | 0.010612 | 0.52452 | 0 | 0.39185
2025-02-09 20:00 | 52662.1215 | 52248.9093 | 0 | 413.2122 | 0 | 0.20256 | 0.20493 | 0.15962 | 40 | 20 | Spring | 0.28392 | 0.33907 | 0.33907 | 0.87706 | 0.44583 | 0.20493 | 0 | 0 | 0.66641 | 0.85008 | 0.010717 | 0.013216 | 0.15962 | 0.41376 | 0.66641 | 0 | 0 | 0.85 | 0.85 | 0.85 | 0.85 | 0.87706 | 0.010717 | 0.52178 | 0 | 0.34357
2025-02-09 21:00 | 50503.5605 | 50112.4484 | 0 | 391.1121 | 0 | 0.19172 | 0.19374 | 0.15522 | 40 | 21 | Spring | 0.28852 | 0.33774 | 0.33774 | 0.87764 | 0.44688 | 0.19374 | 0 | 0 | 0.66641 | 0.85008 | 0.010682 | 0.0013328 | 0.15522 | 0.40821 | 0.66641 | 0 | 0 | 0.85 | 0.85 | 0.85 | 0.85 | 0.87764 | 0.010682 | 0.49219 | 0 | 0.10075
2025-02-09 22:00 | 47516.9301 | 47137.2908 | 0 | 379.6393 | 0 | 0.1861 | 0.18804 | 0.15107 | 40 | 22 | Spring | 0.27883 | 0.33192 | 0.33192 | 0.87863 | 0.45017 | 0.18804 | 0 | 0 | 0.66641 | 0.85008 | 0.010717 | 0.0013328 | 0.15107 | 0.36384 | 0.66641 | 0 | 0 | 0.85 | 0.85 | 0.85 | 0.85 | 0.87863 | 0.010717 | 0.43629 | 0 | 0.081544
2025-02-09 23:00 | 43961.5616 | 43584.5496 | 0 | 377.012 | 0 | 0.18481 | 0.18673 | 0.15011 | 40 | 23 | Spring | 0.26601 | 0.32932 | 0.32932 | 0.87267 | 0.42104 | 0.18673 | 0 | 0 | 0.65528 | 0.85008 | 0.011973 | 0.0013328 | 0.15011 | 0.30433 | 0.65528 | 0 | 0 | 0.85 | 0.85 | 0.85 | 0.85 | 0.87267 | 0.011973 | 0.38142 | 0 | 0.039465
2025-02-10 00:00 | 66327.0328 | 65939.842 | 0 | 387.1909 | 0 | 0.1898 | 0.19165 | 0.15632 | 41 | 0 | Winter Peak | 0.78684 | 0.4395 | 0.4395 | 0.95884 | 0.39604 | 0.19165 | 0 | 0 | 0.65714 | 0.85008 | 0.055084 | 0.0013328 | 0.15632 | 0.4288 | 0.65714 | 0 | 0 | 0.85 | 0.85 | 0.85 | 0.85 | 0.95884 | 0.055084 | 0.49358 | 0 | 0.005841
2025-02-10 01:00 | 65523.6161 | 65123.226 | 0 | 400.3901 | 0 | 0.19627 | 0.19814 | 0.16246 | 41 | 1 | Winter Peak | 0.77838 | 0.42769 | 0.42769 | 0.95772 | 0.35356 | 0.19814 | 0 | 0 | 0.65714 | 0.85008 | 0.021014 | 0.00083936 | 0.16246 | 0.41457 | 0.65714 | 0 | 0 | 0.85 | 0.85 | 0.85 | 0.85 | 0.95772 | 0.021014 | 0.48366 | 0 | 0
2025-02-10 02:00 | 65285.2085 | 64874.8194 | 0 | 410.3891 | 0 | 0.20117 | 0.20314 | 0.16554 | 41 | 2 | Winter Peak | 0.77383 | 0.41814 | 0.41814 | 0.95559 | 0.32805 | 0.20314 | 0 | 0 | 0.65714 | 0.85008 | 0.018745 | 0.00079999 | 0.16554 | 0.40342 | 0.65714 | 0 | 0 | 0.85 | 0.85 | 0.85 | 0.85 | 0.95559 | 0.018745 | 0.48042 | 0 | 0
2025-02-10 03:00 | 65357.8431 | 64936.444 | 0 | 421.3991 | 0 | 0.20657 | 0.20883 | 0.16572 | 41 | 3 | Winter Peak | 0.77051 | 0.41471 | 0.41471 | 0.9553 | 0.30864 | 0.20883 | 0 | 0 | 0.65714 | 0.85008 | 0.019688 | 0.00079999 | 0.16572 | 0.40237 | 0.65714 | 0 | 0 | 0.85 | 0.85 | 0.85 | 0.85 | 0.9553 | 0.019688 | 0.47953 | 0 | 0
2025-02-10 04:00 | 66052.8657 | 65631.3021 | 0 | 421.5637 | 0 | 0.20665 | 0.20899 | 0.16436 | 41 | 4 | Winter Peak | 0.76333 | 0.41653 | 0.41653 | 0.95476 | 0.29732 | 0.20899 | 0 | 0 | 0.65714 | 0.85008 | 0.024226 | 0.00079999 | 0.16436 | 0.41478 | 0.65714 | 0 | 0 | 0.85 | 0.85 | 0.85 | 0.85 | 0.95476 | 0.024226 | 0.48811 | 0 | 0
2025-02-10 05:00 | 71075.2391 | 70670.4897 | 0 | 404.7494 | 0 | 0.19841 | 0.20073 | 0.15637 | 41 | 5 | Winter Peak | 0.76397 | 0.42656 | 0.42656 | 0.95318 | 0.30835 | 0.20073 | 0 | 0 | 0.65714 | 0.85008 | 0.038956 | 0.00079999 | 0.15637 | 0.46875 | 0.65714 | 0 | 0 | 0.85 | 0.85 | 0.85 | 0.85 | 0.95318 | 0.038956 | 0.52604 | 0 | 0
2025-02-10 06:00 | 79074.2694 | 78705.8017 | 0 | 368.4677 | 0 | 0.18062 | 0.18273 | 0.14247 | 41 | 6 | Winter Peak | 0.77622 | 0.44373 | 0.44373 | 0.95422 | 0.35077 | 0.18273 | 0 | 0 | 0.65714 | 0.85008 | 0.095995 | 0.00079999 | 0.14247 | 0.54606 | 0.65714 | 0 | 0 | 0.85 | 0.85 | 0.85 | 0.85 | 0.95422 | 0.095995 | 0.55621 | 0 | 0.00017779
2025-02-10 07:00 | 87048.8445 | 86244.2794 | 473.6087 | 330.9564 | 0.021389 | 0.16223 | 0.16447 | 0.12179 | 41 | 7 | Winter Peak | 0.79675 | 0.46785 | 0.46785 | 0.95426 | 0.42875 | 0.16447 | 0.021389 | 0 | 0.65714 | 0.85008 | 0.14633 | 0.018485 | 0.12179 | 0.55329 | 0.65714 | 0 | 0 | 0.85 | 0.85 | 0.85 | 0.85 | 0.95426 | 0.14633 | 0.5704 | 0.014972 | 0.00079354
2025-02-10 08:00 | 83695.152 | 80638.0313 | 2776.7841 | 280.3366 | 0.12541 | 0.13742 | 0.1396 | 0.098009 | 41 | 8 | Winter Peak | 0.81616 | 0.48757 | 0.48757 | 0.95409 | 0.46748 | 0.1396 | 0.12541 | 0 | 0.65714 | 0.85008 | 0.13041 | 0.018501 | 0.098009 | 0.50439 | 0.65714 | 0 | 0 | 0.85 | 0.85 | 0.85 | 0.85 | 0.95409 | 0.13041 | 0.53483 | 0.087784 | 0.00017779
2025-02-10 09:00 | 82150.904 | 76083.693 | 5802.3589 | 264.8522 | 0.26205 | 0.12983 | 0.13215 | 0.087937 | 41 | 9 | Winter Peak | 0.82743 | 0.4868 | 0.4868 | 0.95409 | 0.47176 | 0.13215 | 0.26205 | 0.0015113 | 0.65714 | 0.85008 | 0.10175 | 0.00079999 | 0.087937 | 0.45454 | 0.65714 | 0 | 0 | 0.85 | 0.85 | 0.85 | 0.85 | 0.95409 | 0.10175 | 0.50594 | 0.18343 | 0
2025-02-10 10:00 | 80460.6535 | 71724.7768 | 8454.1091 | 281.7677 | 0.3818 | 0.13812 | 0.14052 | 0.094687 | 41 | 10 | Winter Peak | 0.81193 | 0.46822 | 0.46822 | 0.95392 | 0.43943 | 0.14052 | 0.3818 | 0.34759 | 0.65714 | 0.85008 | 0.06409 | 0.00079999 | 0.094687 | 0.43658 | 0.65714 | 0 | 0 | 0.85 | 0.85 | 0.85 | 0.85 | 0.95392 | 0.06409 | 0.48847 | 0.26726 | 0
2025-02-10 11:00 | 77121.1789 | 66706.6275 | 10106.0676 | 308.4839 | 0.45641 | 0.15122 | 0.15346 | 0.11065 | 41 | 11 | Winter Peak | 0.77725 | 0.44649 | 0.44649 | 0.95346 | 0.4136 | 0.15346 | 0.45641 | 0.56098 | 0.65714 | 0.85008 | 0.023737 | 0.00079999 | 0.11065 | 0.42784 | 0.65714 | 0 | 0 | 0.85 | 0.85 | 0.85 | 0.85 | 0.95346 | 0.023737 | 0.47131 | 0.31949 | 0
2025-02-10 12:00 | 75574.6801 | 64478.8827 | 10743.3001 | 352.4973 | 0.48519 | 0.17279 | 0.1754 | 0.12568 | 41 | 12 | Winter Peak | 0.75514 | 0.43187 | 0.43187 | 0.9539 | 0.37988 | 0.1754 | 0.48519 | 0.54133 | 0.65714 | 0.85008 | 0.028414 | 0.00079999 | 0.12568 | 0.41935 | 0.65714 | 0 | 0 | 0.85 | 0.85 | 0.85 | 0.85 | 0.9539 | 0.028414 | 0.46484 | 0.33963 | 0
2025-02-10 13:00 | 75370.8746 | 64760.8691 | 10213.7237 | 396.2818 | 0.46127 | 0.19426 | 0.19738 | 0.13784 | 41 | 13 | Winter Peak | 0.7313 | 0.41622 | 0.41622 | 0.95449 | 0.35466 | 0.19738 | 0.46127 | 0.50816 | 0.65714 | 0.85008 | 0.032883 | 0.00079999 | 0.13784 | 0.39041 | 0.65714 | 0 | 0 | 0.85 | 0.85 | 0.85 | 0.85 | 0.95449 | 0.032883 | 0.45621 | 0.32289 | 0
2025-02-10 14:00 | 75526.6003 | 66358.7414 | 8733.7713 | 434.0875 | 0.39443 | 0.21279 | 0.21628 | 0.14965 | 41 | 14 | Winter Peak | 0.71732 | 0.3979 | 0.3979 | 0.95429 | 0.33621 | 0.21628 | 0.39443 | 0.49139 | 0.65714 | 0.85008 | 0.036164 | 0.00079999 | 0.14965 | 0.37862 | 0.65714 | 0 | 0 | 0.85 | 0.85 | 0.85 | 0.85 | 0.95429 | 0.036164 | 0.45427 | 0.2761 | 0
2025-02-10 15:00 | 76089.7484 | 69306.376 | 6329.0819 | 454.2905 | 0.28583 | 0.22269 | 0.22612 | 0.16063 | 41 | 15 | Winter Peak | 0.70565 | 0.38579 | 0.38579 | 0.95455 | 0.32522 | 0.22612 | 0.28583 | 0.50914 | 0.65714 | 0.85008 | 0.037071 | 0.0010513 | 0.16063 | 0.40121 | 0.65714 | 0 | 0 | 0.85 | 0.85 | 0.85 | 0.85 | 0.95455 | 0.037071 | 0.4753 | 0.20008 | 0
2025-02-10 16:00 | 77662.7531 | 73909.2201 | 3308.0433 | 445.4896 | 0.1494 | 0.21838 | 0.22102 | 0.17057 | 41 | 16 | Winter Peak | 0.68921 | 0.38321 | 0.38321 | 0.95517 | 0.32641 | 0.22102 | 0.1494 | 0.53718 | 0.66641 | 0.85008 | 0.038328 | 0.0013328 | 0.17057 | 0.49837 | 0.66641 | 0 | 0 | 0.85 | 0.85 | 0.85 | 0.85 | 0.95517 | 0.038328 | 0.5236 | 0.10458 | 0
2025-02-10 17:00 | 82321.9489 | 81304.1625 | 571.1351 | 446.6514 | 0.025794 | 0.21895 | 0.22104 | 0.18107 | 41 | 17 | Winter Peak | 0.67362 | 0.38986 | 0.38986 | 0.95628 | 0.3507 | 0.22104 | 0.025794 | 0.51413 | 0.66641 | 0.85008 | 0.037979 | 0.0013328 | 0.18107 | 0.57013 | 0.66641 | 0 | 0 | 0.85 | 0.85 | 0.85 | 0.85 | 0.95628 | 0.037979 | 0.55688 | 0.018056 | 0.063622
2025-02-10 18:00 | 83727.8279 | 83292.5293 | 0 | 435.2986 | 0 | 0.21338 | 0.21494 | 0.1853 | 41 | 18 | Winter Peak | 0.67848 | 0.40517 | 0.40517 | 0.95673 | 0.36572 | 0.21494 | 0 | 0.25986 | 0.66641 | 0.85008 | 0.039585 | 0.0013328 | 0.1853 | 0.60388 | 0.66641 | 0 | 0 | 0.85 | 0.85 | 0.85 | 0.85 | 0.95673 | 0.039585 | 0.59723 | 0 | 0.28409
2025-02-10 19:00 | 82603.3959 | 82185.1739 | 0 | 418.222 | 0 | 0.20501 | 0.2063 | 0.18177 | 41 | 19 | Winter Peak | 0.71147 | 0.43141 | 0.43141 | 0.95738 | 0.37649 | 0.2063 | 0 | 0 | 0.66641 | 0.85008 | 0.037665 | 0.0013328 | 0.18177 | 0.60099 | 0.66641 | 0 | 0 | 0.85 | 0.85 | 0.85 | 0.85 | 0.95738 | 0.037665 | 0.60935 | 0 | 0.16714
2025-02-10 20:00 | 80399.1314 | 79997.6237 | 0 | 401.5077 | 0 | 0.19682 | 0.19818 | 0.17218 | 41 | 20 | Winter Peak | 0.73125 | 0.43597 | 0.43597 | 0.95737 | 0.38988 | 0.19818 | 0 | 0 | 0.66641 | 0.85008 | 0.03571 | 0.0083274 | 0.17218 | 0.59436 | 0.66641 | 0 | 0 | 0.85 | 0.85 | 0.85 | 0.85 | 0.95737 | 0.03571 | 0.5944 | 0 | 0.17838
2025-02-10 21:00 | 77683.0488 | 77298.3608 | 0 | 384.688 | 0 | 0.18857 | 0.19014 | 0.16015 | 41 | 21 | Winter Peak | 0.71886 | 0.43151 | 0.43151 | 0.95836 | 0.40506 | 0.19014 | 0 | 0 | 0.66522 | 0.85008 | 0.03208 | 0.011965 | 0.16015 | 0.57434 | 0.66522 | 0 | 0 | 0.85 | 0.85 | 0.85 | 0.85 | 0.95836 | 0.03208 | 0.57799 | 0 | 0.14373
2025-02-10 22:00 | 73149.374 | 72775.4464 | 0 | 373.9276 | 0 | 0.1833 | 0.18504 | 0.15177 | 41 | 22 | Winter Peak | 0.70345 | 0.41925 | 0.41925 | 0.95915 | 0.39445 | 0.18504 | 0 | 0 | 0.66522 | 0.85008 | 0.026355 | 0.0013328 | 0.15177 | 0.52618 | 0.66522 | 0 | 0 | 0.85 | 0.85 | 0.85 | 0.85 | 0.95915 | 0.026355 | 0.55812 | 0 | 0.11546
2025-02-10 23:00 | 68406.5678 | 68041.0664 | 0 | 365.5014 | 0 | 0.17917 | 0.18094 | 0.14705 | 41 | 23 | Winter Peak | 0.67689 | 0.39856 | 0.39856 | 0.95992 | 0.36856 | 0.18094 | 0 | 0 | 0.66359 | 0.85008 | 0.020141 | 0.0013328 | 0.14705 | 0.46783 | 0.66359 | 0 | 0 | 0.85 | 0.85 | 0.85 | 0.85 | 0.95992 | 0.020141 | 0.53558 | 0 | 0.036763
2025-02-11 00:00 | 66232.6024 | 65868.8005 | 0 | 363.8019 | 0 | 0.17833 | 0.17996 | 0.14896 | 42 | 0 | Winter Peak | 0.78684 | 0.4395 | 0.4395 | 0.95884 | 0.39604 | 0.17996 | 0 | 0 | 0.65714 | 0.85008 | 0.055084 | 0.0013328 | 0.14896 | 0.4288 | 0.65714 | 0 | 0 | 0.85 | 0.85 | 0.85 | 0.85 | 0.95884 | 0.055084 | 0.49358 | 0 | 0.005841
2025-02-11 01:00 | 65470.8163 | 65102.6157 | 0 | 368.2006 | 0 | 0.18049 | 0.18211 | 0.15123 | 42 | 1 | Winter Peak | 0.77838 | 0.42769 | 0.42769 | 0.95772 | 0.35356 | 0.18211 | 0 | 0 | 0.65714 | 0.85008 | 0.021014 | 0.00083936 | 0.15123 | 0.41457 | 0.65714 | 0 | 0 | 0.85 | 0.85 | 0.85 | 0.85 | 0.95772 | 0.021014 | 0.48366 | 0 | 0
2025-02-11 02:00 | 65276.3239 | 64901.9854 | 0 | 374.3385 | 0 | 0.1835 | 0.18484 | 0.15924 | 42 | 2 | Winter Peak | 0.77383 | 0.41814 | 0.41814 | 0.95559 | 0.32805 | 0.18484 | 0 | 0 | 0.65714 | 0.85008 | 0.018745 | 0.00079999 | 0.15924 | 0.40342 | 0.65714 | 0 | 0 | 0.85 | 0.85 | 0.85 | 0.85 | 0.95559 | 0.018745 | 0.48042 | 0 | 0
2025-02-11 03:00 | 65397.9506 | 65018.0586 | 0 | 379.892 | 0 | 0.18622 | 0.18721 | 0.16832 | 42 | 3 | Winter Peak | 0.77051 | 0.41471 | 0.41471 | 0.9553 | 0.30864 | 0.18721 | 0 | 0 | 0.65714 | 0.85008 | 0.019688 | 0.00079999 | 0.16832 | 0.40237 | 0.65714 | 0 | 0 | 0.85 | 0.85 | 0.85 | 0.85 | 0.9553 | 0.019688 | 0.47953 | 0 | 0
2025-02-11 04:00 | 66125.4655 | 65743.6722 | 0 | 381.7933 | 0 | 0.18715 | 0.18781 | 0.17521 | 42 | 4 | Winter Peak | 0.76333 | 0.41653 | 0.41653 | 0.95476 | 0.29732 | 0.18781 | 0 | 0 | 0.65714 | 0.85008 | 0.024226 | 0.00079999 | 0.17521 | 0.41478 | 0.65714 | 0 | 0 | 0.85 | 0.85 | 0.85 | 0.85 | 0.95476 | 0.024226 | 0.48811 | 0 | 0
2025-02-11 05:00 | 71165.8618 | 70785.1305 | 0 | 380.7314 | 0 | 0.18663 | 0.18703 | 0.17944 | 42 | 5 | Winter Peak | 0.76397 | 0.42656 | 0.42656 | 0.95318 | 0.30835 | 0.18703 | 0 | 0 | 0.65714 | 0.85008 | 0.038956 | 0.00079999 | 0.17944 | 0.46875 | 0.65714 | 0 | 0 | 0.85 | 0.85 | 0.85 | 0.85 | 0.95318 | 0.038956 | 0.52604 | 0 | 0
2025-02-11 06:00 | 79190.5305 | 78823.8047 | 0 | 366.7258 | 0 | 0.17977 | 0.17984 | 0.17847 | 42 | 6 | Winter Peak | 0.77622 | 0.44373 | 0.44373 | 0.95422 | 0.35077 | 0.17984 | 0 | 0 | 0.65714 | 0.85008 | 0.095995 | 0.00079999 | 0.17847 | 0.54606 | 0.65714 | 0 | 0 | 0.85 | 0.85 | 0.85 | 0.85 | 0.95422 | 0.095995 | 0.55621 | 0 | 0.00017779
2025-02-11 07:00 | 87170.1825 | 86220.99 | 599.458 | 349.7345 | 0.027073 | 0.17144 | 0.1713 | 0.17392 | 42 | 7 | Winter Peak | 0.79675 | 0.46785 | 0.46785 | 0.95426 | 0.42875 | 0.1713 | 0.027073 | 0 | 0.65714 | 0.85008 | 0.14633 | 0.018485 | 0.17392 | 0.55329 | 0.65714 | 0 | 0 | 0.85 | 0.85 | 0.85 | 0.85 | 0.95426 | 0.14633 | 0.5704 | 0.018951 | 0.00079354
2025-02-11 08:00 | 83800.1554 | 80350.0324 | 3099.9956 | 350.1273 | 0.14 | 0.17163 | 0.17188 | 0.16706 | 42 | 8 | Winter Peak | 0.81616 | 0.48757 | 0.48757 | 0.95409 | 0.46748 | 0.17188 | 0.14 | 0 | 0.65714 | 0.85008 | 0.13041 | 0.018501 | 0.16706 | 0.50439 | 0.65714 | 0 | 0 | 0.85 | 0.85 | 0.85 | 0.85 | 0.95409 | 0.13041 | 0.53483 | 0.098001 | 0.00017779
2025-02-11 09:00 | 82275.542 | 75893.5176 | 5997.4202 | 384.6043 | 0.27086 | 0.18853 | 0.19006 | 0.16082 | 42 | 9 | Winter Peak | 0.82743 | 0.4868 | 0.4868 | 0.95409 | 0.47176 | 0.19006 | 0.27086 | 0.0015113 | 0.65714 | 0.85008 | 0.10175 | 0.00079999 | 0.16082 | 0.45454 | 0.65714 | 0 | 0 | 0.85 | 0.85 | 0.85 | 0.85 | 0.95409 | 0.10175 | 0.50594 | 0.1896 | 0
2025-02-11 10:00 | 80569.2993 | 71946.2097 | 8227.4448 | 395.6448 | 0.37157 | 0.19394 | 0.19599 | 0.15694 | 42 | 10 | Winter Peak | 0.81193 | 0.46822 | 0.46822 | 0.95392 | 0.43943 | 0.19599 | 0.37157 | 0.34759 | 0.65714 | 0.85008 | 0.06409 | 0.00079999 | 0.15694 | 0.43658 | 0.65714 | 0 | 0 | 0.85 | 0.85 | 0.85 | 0.85 | 0.95392 | 0.06409 | 0.48847 | 0.2601 | 0
2025-02-11 11:00 | 77226.5247 | 67444.8198 | 9377.6409 | 404.064 | 0.42351 | 0.19807 | 0.20029 | 0.15796 | 42 | 11 | Winter Peak | 0.77725 | 0.44649 | 0.44649 | 0.95346 | 0.4136 | 0.20029 | 0.42351 | 0.56098 | 0.65714 | 0.85008 | 0.023737 | 0.00079999 | 0.15796 | 0.42784 | 0.65714 | 0 | 0 | 0.85 | 0.85 | 0.85 | 0.85 | 0.95346 | 0.023737 | 0.47131 | 0.29646 | 0
2025-02-11 12:00 | 75673.4259 | 65727.6129 | 9534.7739 | 411.0391 | 0.43061 | 0.20149 | 0.20383 | 0.15927 | 42 | 12 | Winter Peak | 0.75514 | 0.43187 | 0.43187 | 0.9539 | 0.37988 | 0.20383 | 0.43061 | 0.54133 | 0.65714 | 0.85008 | 0.028414 | 0.00079999 | 0.15927 | 0.41935 | 0.65714 | 0 | 0 | 0.85 | 0.85 | 0.85 | 0.85 | 0.9539 | 0.028414 | 0.46484 | 0.30143 | 0
2025-02-11 13:00 | 75465.0512 | 66287.6197 | 8760.335 | 417.0965 | 0.39563 | 0.20446 | 0.2067 | 0.16398 | 42 | 13 | Winter Peak | 0.7313 | 0.41622 | 0.41622 | 0.95449 | 0.35466 | 0.2067 | 0.39563 | 0.50816 | 0.65714 | 0.85008 | 0.032883 | 0.00079999 | 0.16398 | 0.39041 | 0.65714 | 0 | 0 | 0.85 | 0.85 | 0.85 | 0.85 | 0.95449 | 0.032883 | 0.45621 | 0.27694 | 0
2025-02-11 14:00 | 75640.5768 | 67967.781 | 7247.6782 | 425.1176 | 0.32732 | 0.20839 | 0.21082 | 0.16454 | 42 | 14 | Winter Peak | 0.71732 | 0.3979 | 0.3979 | 0.95429 | 0.33621 | 0.21082 | 0.32732 | 0.49139 | 0.65714 | 0.85008 | 0.036164 | 0.00079999 | 0.16454 | 0.37862 | 0.65714 | 0 | 0 | 0.85 | 0.85 | 0.85 | 0.85 | 0.95429 | 0.036164 | 0.45427 | 0.22912 | 0
2025-02-11 15:00 | 76208.548 | 70599.4547 | 5184.4367 | 424.6567 | 0.23414 | 0.20817 | 0.21068 | 0.16278 | 42 | 15 | Winter Peak | 0.70565 | 0.38579 | 0.38579 | 0.95455 | 0.32522 | 0.21068 | 0.23414 | 0.50914 | 0.65714 | 0.85008 | 0.037071 | 0.0010513 | 0.16278 | 0.40121 | 0.65714 | 0 | 0 | 0.85 | 0.85 | 0.85 | 0.85 | 0.95455 | 0.037071 | 0.4753 | 0.1639 | 0
2025-02-11 16:00 | 77710.8433 | 74573.6617 | 2723.236 | 413.9456 | 0.12299 | 0.20291 | 0.20511 | 0.16321 | 42 | 16 | Winter Peak | 0.68921 | 0.38321 | 0.38321 | 0.95517 | 0.32641 | 0.20511 | 0.12299 | 0.53718 | 0.66641 | 0.85008 | 0.038328 | 0.0013328 | 0.16321 | 0.49837 | 0.66641 | 0 | 0 | 0.85 | 0.85 | 0.85 | 0.85 | 0.95517 | 0.038328 | 0.5236 | 0.086091 | 0
2025-02-11 17:00 | 82209.4955 | 81299.4926 | 505.8412 | 404.1617 | 0.022845 | 0.19812 | 0.19961 | 0.17121 | 42 | 17 | Winter Peak | 0.67362 | 0.38986 | 0.38986 | 0.95628 | 0.3507 | 0.19961 | 0.022845 | 0.51413 | 0.66641 | 0.85008 | 0.037979 | 0.0013328 | 0.17121 | 0.57013 | 0.66641 | 0 | 0 | 0.85 | 0.85 | 0.85 | 0.85 | 0.95628 | 0.037979 | 0.55688 | 0.015991 | 0.063622
2025-02-11 18:00 | 83643.5513 | 83236.6499 | 0 | 406.9014 | 0 | 0.19946 | 0.20027 | 0.18485 | 42 | 18 | Winter Peak | 0.67848 | 0.40517 | 0.40517 | 0.95673 | 0.36572 | 0.20027 | 0 | 0.25986 | 0.66641 | 0.85008 | 0.039585 | 0.0013328 | 0.18485 | 0.60388 | 0.66641 | 0 | 0 | 0.85 | 0.85 | 0.85 | 0.85 | 0.95673 | 0.039585 | 0.59723 | 0 | 0.28409
2025-02-11 19:00 | 82569.1268 | 82160.8605 | 0 | 408.2663 | 0 | 0.20013 | 0.20043 | 0.19471 | 42 | 19 | Winter Peak | 0.71147 | 0.43141 | 0.43141 | 0.95738 | 0.37649 | 0.20043 | 0 | 0 | 0.66641 | 0.85008 | 0.037665 | 0.0013328 | 0.19471 | 0.60099 | 0.66641 | 0 | 0 | 0.85 | 0.85 | 0.85 | 0.85 | 0.95738 | 0.037665 | 0.60935 | 0 | 0.16714
2025-02-11 20:00 | 80415.6313 | 80005.1108 | 0 | 410.5205 | 0 | 0.20124 | 0.20148 | 0.1969 | 42 | 20 | Winter Peak | 0.73125 | 0.43597 | 0.43597 | 0.95737 | 0.38988 | 0.20148 | 0 | 0 | 0.66641 | 0.85008 | 0.03571 | 0.0083274 | 0.1969 | 0.59436 | 0.66641 | 0 | 0 | 0.85 | 0.85 | 0.85 | 0.85 | 0.95737 | 0.03571 | 0.5944 | 0 | 0.17838
2025-02-11 21:00 | 77722.3948 | 77303.9669 | 0 | 418.4279 | 0 | 0.20511 | 0.20571 | 0.19422 | 42 | 21 | Winter Peak | 0.71886 | 0.43151 | 0.43151 | 0.95836 | 0.40506 | 0.20571 | 0 | 0 | 0.66522 | 0.85008 | 0.03208 | 0.011965 | 0.19422 | 0.57434 | 0.66522 | 0 | 0 | 0.85 | 0.85 | 0.85 | 0.85 | 0.95836 | 0.03208 | 0.57799 | 0 | 0.14373
2025-02-11 22:00 | 73197.3508 | 72781.9936 | 0 | 415.3572 | 0 | 0.20361 | 0.20449 | 0.18766 | 42 | 22 | Winter Peak | 0.70345 | 0.41925 | 0.41925 | 0.95915 | 0.39445 | 0.20449 | 0 | 0 | 0.66522 | 0.85008 | 0.026355 | 0.0013328 | 0.18766 | 0.52618 | 0.66522 | 0 | 0 | 0.85 | 0.85 | 0.85 | 0.85 | 0.95915 | 0.026355 | 0.55812 | 0 | 0.11546
2025-02-11 23:00 | 68444.3907 | 68039.3081 | 0 | 405.0826 | 0 | 0.19857 | 0.19977 | 0.17692 | 42 | 23 | Winter Peak | 0.67689 | 0.39856 | 0.39856 | 0.95992 | 0.36856 | 0.19977 | 0 | 0 | 0.66359 | 0.85008 | 0.020141 | 0.0013328 | 0.17692 | 0.46783 | 0.66359 | 0 | 0 | 0.85 | 0.85 | 0.85 | 0.85 | 0.95992 | 0.020141 | 0.53558 | 0 | 0.036763
2025-02-12 00:00 | 66241.2332 | 65846.3297 | 0 | 394.9034 | 0 | 0.19358 | 0.19499 | 0.16816 | 43 | 0 | Winter Peak | 0.78684 | 0.4395 | 0.4395 | 0.95884 | 0.39604 | 0.19499 | 0 | 0 | 0.65714 | 0.85008 | 0.055084 | 0.0013328 | 0.16816 | 0.4288 | 0.65714 | 0 | 0 | 0.85 | 0.85 | 0.85 | 0.85 | 0.95884 | 0.055084 | 0.49358 | 0 | 0.005841
2025-02-12 01:00 | 65439.3395 | 65057.8559 | 0 | 381.4836 | 0 | 0.187 | 0.18832 | 0.16323 | 43 | 1 | Winter Peak | 0.77838 | 0.42769 | 0.42769 | 0.95772 | 0.35356 | 0.18832 | 0 | 0 | 0.65714 | 0.85008 | 0.021014 | 0.00083936 | 0.16323 | 0.41457 | 0.65714 | 0 | 0 | 0.85 | 0.85 | 0.85 | 0.85 | 0.95772 | 0.021014 | 0.48366 | 0 | 0
2025-02-12 02:00 | 65181.132 | 64809.6824 | 0 | 371.4496 | 0 | 0.18208 | 0.18342 | 0.15801 | 43 | 2 | Winter Peak | 0.77383 | 0.41814 | 0.41814 | 0.95559 | 0.32805 | 0.18342 | 0 | 0 | 0.65714 | 0.85008 | 0.018745 | 0.00079999 | 0.15801 | 0.40342 | 0.65714 | 0 | 0 | 0.85 | 0.85 | 0.85 | 0.85 | 0.95559 | 0.018745 | 0.48042 | 0 | 0
2025-02-12 03:00 | 65255.5435 | 64891.8488 | 0 | 363.6946 | 0 | 0.17828 | 0.17962 | 0.15412 | 43 | 3 | Winter Peak | 0.77051 | 0.41471 | 0.41471 | 0.9553 | 0.30864 | 0.17962 | 0 | 0 | 0.65714 | 0.85008 | 0.019688 | 0.00079999 | 0.15412 | 0.40237 | 0.65714 | 0 | 0 | 0.85 | 0.85 | 0.85 | 0.85 | 0.9553 | 0.019688 | 0.47953 | 0 | 0
2025-02-12 04:00 | 65997.2736 | 65646.7401 | 0 | 350.5336 | 0 | 0.17183 | 0.17307 | 0.14944 | 43 | 4 | Winter Peak | 0.76333 | 0.41653 | 0.41653 | 0.95476 | 0.29732 | 0.17307 | 0 | 0 | 0.65714 | 0.85008 | 0.024226 | 0.00079999 | 0.14944 | 0.41478 | 0.65714 | 0 | 0 | 0.85 | 0.85 | 0.85 | 0.85 | 0.95476 | 0.024226 | 0.48811 | 0 | 0
2025-02-12 05:00 | 71109.0005 | 70772.4362 | 0 | 336.5643 | 0 | 0.16498 | 0.16612 | 0.14446 | 43 | 5 | Winter Peak | 0.76397 | 0.42656 | 0.42656 | 0.95318 | 0.30835 | 0.16612 | 0 | 0 | 0.65714 | 0.85008 | 0.038956 | 0.00079999 | 0.14446 | 0.46875 | 0.65714 | 0 | 0 | 0.85 | 0.85 | 0.85 | 0.85 | 0.95318 | 0.038956 | 0.52604 | 0 | 0
2025-02-12 06:00 | 79187.7382 | 78867.5114 | 0 | 320.2268 | 0 | 0.15697 | 0.15802 | 0.13803 | 43 | 6 | Winter Peak | 0.77622 | 0.44373 | 0.44373 | 0.95422 | 0.35077 | 0.15802 | 0 | 0 | 0.65714 | 0.85008 | 0.095995 | 0.00079999 | 0.13803 | 0.54606 | 0.65714 | 0 | 0 | 0.85 | 0.85 | 0.85 | 0.85 | 0.95422 | 0.095995 | 0.55621 | 0 | 0.00017779
2025-02-12 07:00 | 87209.7824 | 86203.7082 | 697.1132 | 308.961 | 0.031483 | 0.15145 | 0.15222 | 0.13762 | 43 | 7 | Winter Peak | 0.79675 | 0.46785 | 0.46785 | 0.95426 | 0.42875 | 0.15222 | 0.031483 | 0 | 0.65714 | 0.85008 | 0.14633 | 0.018485 | 0.13762 | 0.55329 | 0.65714 | 0 | 0 | 0.85 | 0.85 | 0.85 | 0.85 | 0.95426 | 0.14633 | 0.5704 | 0.022038 | 0.00079354
2025-02-12 08:00 | 83725.4203 | 79785.4499 | 3647.2871 | 292.6833 | 0.16472 | 0.14347 | 0.14372 | 0.13902 | 43 | 8 | Winter Peak | 0.81616 | 0.48757 | 0.48757 | 0.95409 | 0.46748 | 0.14372 | 0.16472 | 0 | 0.65714 | 0.85008 | 0.13041 | 0.018501 | 0.13902 | 0.50439 | 0.65714 | 0 | 0 | 0.85 | 0.85 | 0.85 | 0.85 | 0.95409 | 0.13041 | 0.53483 | 0.1153 | 0.00017779
2025-02-12 09:00 | 82077.7966 | 74737.9776 | 7046.1206 | 293.6984 | 0.31822 | 0.14397 | 0.14492 | 0.12672 | 43 | 9 | Winter Peak | 0.82743 | 0.4868 | 0.4868 | 0.95409 | 0.47176 | 0.14492 | 0.31822 | 0.0015113 | 0.65714 | 0.85008 | 0.10175 | 0.00079999 | 0.12672 | 0.45454 | 0.65714 | 0 | 0 | 0.85 | 0.85 | 0.85 | 0.85 | 0.95409 | 0.10175 | 0.50594 | 0.22275 | 0
2025-02-12 10:00 | 80208.8391 | 70487.1724 | 9408.6122 | 313.0544 | 0.42491 | 0.15346 | 0.15543 | 0.1178 | 43 | 10 | Winter Peak | 0.81193 | 0.46822 | 0.46822 | 0.95392 | 0.43943 | 0.15543 | 0.42491 | 0.34759 | 0.65714 | 0.85008 | 0.06409 | 0.00079999 | 0.1178 | 0.43658 | 0.65714 | 0 | 0 | 0.85 | 0.85 | 0.85 | 0.85 | 0.95392 | 0.06409 | 0.48847 | 0.29744 | 0
2025-02-12 11:00 | 76727.7188 | 66081.139 | 10317.3522 | 329.2277 | 0.46595 | 0.16139 | 0.16377 | 0.11834 | 43 | 11 | Winter Peak | 0.77725 | 0.44649 | 0.44649 | 0.95346 | 0.4136 | 0.16377 | 0.46595 | 0.56098 | 0.65714 | 0.85008 | 0.023737 | 0.00079999 | 0.11834 | 0.42784 | 0.65714 | 0 | 0 | 0.85 | 0.85 | 0.85 | 0.85 | 0.95346 | 0.023737 | 0.47131 | 0.32617 | 0
2025-02-12 12:00 | 75034.2436 | 64578.972 | 10117.64 | 337.6316 | 0.45693 | 0.16551 | 0.1674 | 0.1312 | 43 | 12 | Winter Peak | 0.75514 | 0.43187 | 0.43187 | 0.9539 | 0.37988 | 0.1674 | 0.45693 | 0.54133 | 0.65714 | 0.85008 | 0.028414 | 0.00079999 | 0.1312 | 0.41935 | 0.65714 | 0 | 0 | 0.85 | 0.85 | 0.85 | 0.85 | 0.9539 | 0.028414 | 0.46484 | 0.31985 | 0
2025-02-12 13:00 | 74747.1769 | 65168.0702 | 9237.3786 | 341.7282 | 0.41718 | 0.16751 | 0.16831 | 0.15316 | 43 | 13 | Winter Peak | 0.7313 | 0.41622 | 0.41622 | 0.95449 | 0.35466 | 0.16831 | 0.41718 | 0.50816 | 0.65714 | 0.85008 | 0.032883 | 0.00079999 | 0.15316 | 0.39041 | 0.65714 | 0 | 0 | 0.85 | 0.85 | 0.85 | 0.85 | 0.95449 | 0.032883 | 0.45621 | 0.29203 | 0
2025-02-12 14:00 | 74907.9795 | 66712.1387 | 7852.1098 | 343.731 | 0.35462 | 0.1685 | 0.16871 | 0.16462 | 43 | 14 | Winter Peak | 0.71732 | 0.3979 | 0.3979 | 0.95429 | 0.33621 | 0.16871 | 0.35462 | 0.49139 | 0.65714 | 0.85008 | 0.036164 | 0.00079999 | 0.16462 | 0.37862 | 0.65714 | 0 | 0 | 0.85 | 0.85 | 0.85 | 0.85 | 0.95429 | 0.036164 | 0.45427 | 0.24823 | 0
2025-02-12 15:00 | 75384.3126 | 69282.7649 | 5736.3743 | 365.1734 | 0.25907 | 0.17901 | 0.17898 | 0.17957 | 43 | 15 | Winter Peak | 0.70565 | 0.38579 | 0.38579 | 0.95455 | 0.32522 | 0.17898 | 0.25907 | 0.50914 | 0.65714 | 0.85008 | 0.037071 | 0.0010513 | 0.17957 | 0.40121 | 0.65714 | 0 | 0 | 0.85 | 0.85 | 0.85 | 0.85 | 0.95455 | 0.037071 | 0.4753 | 0.18135 | 0
2025-02-12 16:00 | 76857.4949 | 73532.7667 | 2941.8521 | 382.8761 | 0.13286 | 0.18768 | 0.18745 | 0.19187 | 43 | 16 | Winter Peak | 0.68921 | 0.38321 | 0.38321 | 0.95517 | 0.32641 | 0.18745 | 0.13286 | 0.53718 | 0.66641 | 0.85008 | 0.038328 | 0.0013328 | 0.19187 | 0.49837 | 0.66641 | 0 | 0 | 0.85 | 0.85 | 0.85 | 0.85 | 0.95517 | 0.038328 | 0.5236 | 0.093002 | 0
2025-02-12 17:00 | 81703.582 | 80783.5107 | 520.4901 | 399.5812 | 0.023506 | 0.19587 | 0.19549 | 0.20282 | 43 | 17 | Winter Peak | 0.67362 | 0.38986 | 0.38986 | 0.95628 | 0.3507 | 0.19549 | 0.023506 | 0.51413 | 0.66641 | 0.85008 | 0.037979 | 0.0013328 | 0.20282 | 0.57013 | 0.66641 | 0 | 0 | 0.85 | 0.85 | 0.85 | 0.85 | 0.95628 | 0.037979 | 0.55688 | 0.016454 | 0.063622
2025-02-12 18:00 | 83144.2378 | 82712.9101 | 0 | 431.3276 | 0 | 0.21144 | 0.21164 | 0.20772 | 43 | 18 | Winter Peak | 0.67848 | 0.40517 | 0.40517 | 0.95673 | 0.36572 | 0.21164 | 0 | 0.25986 | 0.66641 | 0.85008 | 0.039585 | 0.0013328 | 0.20772 | 0.60388 | 0.66641 | 0 | 0 | 0.85 | 0.85 | 0.85 | 0.85 | 0.95673 | 0.039585 | 0.59723 | 0 | 0.28409
2025-02-12 19:00 | 82019.0442 | 81568.1508 | 0 | 450.8934 | 0 | 0.22103 | 0.22114 | 0.21892 | 43 | 19 | Winter Peak | 0.71147 | 0.43141 | 0.43141 | 0.95738 | 0.37649 | 0.22114 | 0 | 0 | 0.66641 | 0.85008 | 0.037665 | 0.0013328 | 0.21892 | 0.60099 | 0.66641 | 0 | 0 | 0.85 | 0.85 | 0.85 | 0.85 | 0.95738 | 0.037665 | 0.60935 | 0 | 0.16714
2025-02-12 20:00 | 79824.4258 | 79371.3367 | 0 | 453.089 | 0 | 0.2221 | 0.22148 | 0.23328 | 43 | 20 | Winter Peak | 0.73125 | 0.43597 | 0.43597 | 0.95737 | 0.38988 | 0.22148 | 0 | 0 | 0.66641 | 0.85008 | 0.03571 | 0.0083274 | 0.23328 | 0.59436 | 0.66641 | 0 | 0 | 0.85 | 0.85 | 0.85 | 0.85 | 0.95737 | 0.03571 | 0.5944 | 0 | 0.17838
2025-02-12 21:00 | 77111.3894 | 76646.7894 | 0 | 464.6 | 0 | 0.22775 | 0.22695 | 0.24214 | 43 | 21 | Winter Peak | 0.71886 | 0.43151 | 0.43151 | 0.95836 | 0.40506 | 0.22695 | 0 | 0 | 0.66522 | 0.85008 | 0.03208 | 0.011965 | 0.24214 | 0.57434 | 0.66522 | 0 | 0 | 0.85 | 0.85 | 0.85 | 0.85 | 0.95836 | 0.03208 | 0.57799 | 0 | 0.14373
2025-02-12 22:00 | 72571.1146 | 72107.9349 | 0 | 463.1797 | 0 | 0.22705 | 0.22631 | 0.24048 | 43 | 22 | Winter Peak | 0.70345 | 0.41925 | 0.41925 | 0.95915 | 0.39445 | 0.22631 | 0 | 0 | 0.66522 | 0.85008 | 0.026355 | 0.0013328 | 0.24048 | 0.52618 | 0.66522 | 0 | 0 | 0.85 | 0.85 | 0.85 | 0.85 | 0.95915 | 0.026355 | 0.55812 | 0 | 0.11546
2025-02-12 23:00 | 67805.7161 | 67346.5987 | 0 | 459.1175 | 0 | 0.22506 | 0.2245 | 0.23518 | 43 | 23 | Winter Peak | 0.67689 | 0.39856 | 0.39856 | 0.95992 | 0.36856 | 0.2245 | 0 | 0 | 0.66359 | 0.85008 | 0.020141 | 0.0013328 | 0.23518 | 0.46783 | 0.66359 | 0 | 0 | 0.85 | 0.85 | 0.85 | 0.85 | 0.95992 | 0.020141 | 0.53558 | 0 | 0.036763
2025-02-13 00:00 | 65603.8278 | 65137.8887 | 0 | 465.9391 | 0 | 0.2284 | 0.22819 | 0.23215 | 44 | 0 | Winter Peak | 0.78684 | 0.4395 | 0.4395 | 0.95884 | 0.39604 | 0.22819 | 0 | 0 | 0.65714 | 0.85008 | 0.055084 | 0.0013328 | 0.23215 | 0.4288 | 0.65714 | 0 | 0 | 0.85 | 0.85 | 0.85 | 0.85 | 0.95884 | 0.055084 | 0.49358 | 0 | 0.005841
2025-02-13 01:00 | 64824.0187 | 64351.2337 | 0 | 472.785 | 0 | 0.23176 | 0.23223 | 0.22318 | 44 | 1 | Winter Peak | 0.77838 | 0.42769 | 0.42769 | 0.95772 | 0.35356 | 0.23223 | 0 | 0 | 0.65714 | 0.85008 | 0.021014 | 0.00083936 | 0.22318 | 0.41457 | 0.65714 | 0 | 0 | 0.85 | 0.85 | 0.85 | 0.85 | 0.95772 | 0.021014 | 0.48366 | 0 | 0
2025-02-13 02:00 | 64604.9033 | 64137.2564 | 0 | 467.6469 | 0 | 0.22924 | 0.2295 | 0.22452 | 44 | 2 | Winter Peak | 0.77383 | 0.41814 | 0.41814 | 0.95559 | 0.32805 | 0.2295 | 0 | 0 | 0.65714 | 0.85008 | 0.018745 | 0.00079999 | 0.22452 | 0.40342 | 0.65714 | 0 | 0 | 0.85 | 0.85 | 0.85 | 0.85 | 0.95559 | 0.018745 | 0.48042 | 0 | 0
2025-02-13 03:00 | 64689.2148 | 64214.6336 | 0 | 474.5812 | 0 | 0.23264 | 0.23296 | 0.2269 | 44 | 3 | Winter Peak | 0.77051 | 0.41471 | 0.41471 | 0.9553 | 0.30864 | 0.23296 | 0 | 0 | 0.65714 | 0.85008 | 0.019688 | 0.00079999 | 0.2269 | 0.40237 | 0.65714 | 0 | 0 | 0.85 | 0.85 | 0.85 | 0.85 | 0.9553 | 0.019688 | 0.47953 | 0 | 0
2025-02-13 04:00 | 65383.4759 | 64897.6613 | 0 | 485.8146 | 0 | 0.23814 | 0.23864 | 0.22918 | 44 | 4 | Winter Peak | 0.76333 | 0.41653 | 0.41653 | 0.95476 | 0.29732 | 0.23864 | 0 | 0 | 0.65714 | 0.85008 | 0.024226 | 0.00079999 | 0.22918 | 0.41478 | 0.65714 | 0 | 0 | 0.85 | 0.85 | 0.85 | 0.85 | 0.95476 | 0.024226 | 0.48811 | 0 | 0
2025-02-13 05:00 | 70403.0569 | 69906.486 | 0 | 496.5709 | 0 | 0.24342 | 0.24467 | 0.22082 | 44 | 5 | Winter Peak | 0.76397 | 0.42656 | 0.42656 | 0.95318 | 0.30835 | 0.24467 | 0 | 0 | 0.65714 | 0.85008 | 0.038956 | 0.00079999 | 0.22082 | 0.46875 | 0.65714 | 0 | 0 | 0.85 | 0.85 | 0.85 | 0.85 | 0.95318 | 0.038956 | 0.52604 | 0 | 0
2025-02-13 06:00 | 78371.8797 | 77879.0991 | 0 | 492.7805 | 0 | 0.24156 | 0.24372 | 0.20245 | 44 | 6 | Winter Peak | 0.77622 | 0.44373 | 0.44373 | 0.95422 | 0.35077 | 0.24372 | 0 | 0 | 0.65714 | 0.85008 | 0.095995 | 0.00079999 | 0.20245 | 0.54606 | 0.65714 | 0 | 0 | 0.85 | 0.85 | 0.85 | 0.85 | 0.95422 | 0.095995 | 0.55621 | 0 | 0.00017779
2025-02-13 07:00 | 86245.932 | 85298.3141 | 470.2654 | 477.3525 | 0.021238 | 0.234 | 0.23687 | 0.18201 | 44 | 7 | Winter Peak | 0.79675 | 0.46785 | 0.46785 | 0.95426 | 0.42875 | 0.23687 | 0.021238 | 0 | 0.65714 | 0.85008 | 0.14633 | 0.018485 | 0.18201 | 0.55329 | 0.65714 | 0 | 0 | 0.85 | 0.85 | 0.85 | 0.85 | 0.95426 | 0.14633 | 0.5704 | 0.014867 | 0.00079354
2025-02-13 08:00 | 82548.9802 | 79714.5193 | 2409.4407 | 425.0202 | 0.10882 | 0.20834 | 0.21082 | 0.16363 | 44 | 8 | Winter Peak | 0.81616 | 0.48757 | 0.48757 | 0.95409 | 0.46748 | 0.21082 | 0.10882 | 0 | 0.65714 | 0.85008 | 0.13041 | 0.018501 | 0.16363 | 0.50439 | 0.65714 | 0 | 0 | 0.85 | 0.85 | 0.85 | 0.85 | 0.95409 | 0.13041 | 0.53483 | 0.076171 | 0.00017779
2025-02-13 09:00 | 80941.3315 | 75753.4907 | 4754.3319 | 433.5088 | 0.21472 | 0.2125 | 0.21538 | 0.16058 | 44 | 9 | Winter Peak | 0.82743 | 0.4868 | 0.4868 | 0.95409 | 0.47176 | 0.21538 | 0.21472 | 0.0015113 | 0.65714 | 0.85008 | 0.10175 | 0.00079999 | 0.16058 | 0.45454 | 0.65714 | 0 | 0 | 0.85 | 0.85 | 0.85 | 0.85 | 0.95409 | 0.10175 | 0.50594 | 0.1503 | 0
2025-02-13 10:00 | 79341.9576 | 72123.3192 | 6745.2438 | 473.3947 | 0.30463 | 0.23206 | 0.23541 | 0.17151 | 44 | 10 | Winter Peak | 0.81193 | 0.46822 | 0.46822 | 0.95392 | 0.43943 | 0.23541 | 0.30463 | 0.34759 | 0.65714 | 0.85008 | 0.06409 | 0.00079999 | 0.17151 | 0.43658 | 0.65714 | 0 | 0 | 0.85 | 0.85 | 0.85 | 0.85 | 0.95392 | 0.06409 | 0.48847 | 0.21324 | 0
2025-02-13 11:00 | 76267.7513 | 67671.7872 | 8124.6005 | 471.3636 | 0.36692 | 0.23106 | 0.23396 | 0.17866 | 44 | 11 | Winter Peak | 0.77725 | 0.44649 | 0.44649 | 0.95346 | 0.4136 | 0.23396 | 0.36692 | 0.56098 | 0.65714 | 0.85008 | 0.023737 | 0.00079999 | 0.17866 | 0.42784 | 0.65714 | 0 | 0 | 0.85 | 0.85 | 0.85 | 0.85 | 0.95346 | 0.023737 | 0.47131 | 0.25685 | 0
2025-02-13 12:00 | 74879.6519 | 65691.6495 | 8727.0876 | 460.9148 | 0.39413 | 0.22594 | 0.22823 | 0.18445 | 44 | 12 | Winter Peak | 0.75514 | 0.43187 | 0.43187 | 0.9539 | 0.37988 | 0.22823 | 0.39413 | 0.54133 | 0.65714 | 0.85008 | 0.028414 | 0.00079999 | 0.18445 | 0.41935 | 0.65714 | 0 | 0 | 0.85 | 0.85 | 0.85 | 0.85 | 0.9539 | 0.028414 | 0.46484 | 0.27589 | 0
2025-02-13 13:00 | 74747.1769 | 66335.6416 | 7958.47 | 453.0653 | 0.35942 | 0.22209 | 0.22371 | 0.19275 | 44 | 13 | Winter Peak | 0.7313 | 0.41622 | 0.41622 | 0.95449 | 0.35466 | 0.22371 | 0.35942 | 0.50816 | 0.65714 | 0.85008 | 0.032883 | 0.00079999 | 0.19275 | 0.39041 | 0.65714 | 0 | 0 | 0.85 | 0.85 | 0.85 | 0.85 | 0.95449 | 0.032883 | 0.45621 | 0.25159 | 0
2025-02-13 14:00 | 74907.9795 | 68038.6646 | 6420.8502 | 448.4647 | 0.28998 | 0.21984 | 0.2205 | 0.20783 | 44 | 14 | Winter Peak | 0.71732 | 0.3979 | 0.3979 | 0.95429 | 0.33621 | 0.2205 | 0.28998 | 0.49139 | 0.65714 | 0.85008 | 0.036164 | 0.00079999 | 0.20783 | 0.37862 | 0.65714 | 0 | 0 | 0.85 | 0.85 | 0.85 | 0.85 | 0.95429 | 0.036164 | 0.45427 | 0.20298 | 0
2025-02-13 15:00 | 75384.3126 | 70166.9433 | 4768.9396 | 448.4297 | 0.21537 | 0.21982 | 0.21952 | 0.22529 | 44 | 15 | Winter Peak | 0.70565 | 0.38579 | 0.38579 | 0.95455 | 0.32522 | 0.21952 | 0.21537 | 0.50914 | 0.65714 | 0.85008 | 0.037071 | 0.0010513 | 0.22529 | 0.40121 | 0.65714 | 0 | 0 | 0.85 | 0.85 | 0.85 | 0.85 | 0.95455 | 0.037071 | 0.4753 | 0.15076 | 0
2025-02-13 16:00 | 76656.4937 | 73532.3472 | 2682.1512 | 441.9953 | 0.12113 | 0.21666 | 0.21554 | 0.23703 | 44 | 16 | Winter Peak | 0.68921 | 0.38321 | 0.38321 | 0.95517 | 0.32641 | 0.21554 | 0.12113 | 0.53718 | 0.66641 | 0.85008 | 0.038328 | 0.0013328 | 0.23703 | 0.49837 | 0.66641 | 0 | 0 | 0.85 | 0.85 | 0.85 | 0.85 | 0.95517 | 0.038328 | 0.5236 | 0.084792 | 0
2025-02-13 17:00 | 80756.7393 | 79760.5641 | 553.9033 | 442.2719 | 0.025015 | 0.2168 | 0.21483 | 0.25232 | 44 | 17 | Winter Peak | 0.67362 | 0.38986 | 0.38986 | 0.95628 | 0.3507 | 0.21483 | 0.025015 | 0.51413 | 0.66641 | 0.85008 | 0.037979 | 0.0013328 | 0.25232 | 0.57013 | 0.66641 | 0 | 0 | 0.85 | 0.85 | 0.85 | 0.85 | 0.95628 | 0.037979 | 0.55688 | 0.017511 | 0.063622
2025-02-13 18:00 | 82354.5253 | 81913.3232 | 0 | 441.202 | 0 | 0.21628 | 0.21341 | 0.2681 | 44 | 18 | Winter Peak | 0.67848 | 0.40517 | 0.40517 | 0.95673 | 0.36572 | 0.21341 | 0 | 0.25986 | 0.66641 | 0.85008 | 0.039585 | 0.0013328 | 0.2681 | 0.60388 | 0.66641 | 0 | 0 | 0.85 | 0.85 | 0.85 | 0.85 | 0.95673 | 0.039585 | 0.59723 | 0 | 0.28409
2025-02-13 19:00 | 81244.0547 | 80821.347 | 0 | 422.7077 | 0 | 0.20721 | 0.20336 | 0.27672 | 44 | 19 | Winter Peak | 0.71147 | 0.43141 | 0.43141 | 0.95738 | 0.37649 | 0.20336 | 0 | 0 | 0.66641 | 0.85008 | 0.037665 | 0.0013328 | 0.27672 | 0.60099 | 0.66641 | 0 | 0 | 0.85 | 0.85 | 0.85 | 0.85 | 0.95738 | 0.037665 | 0.60935 | 0 | 0.16714
2025-02-13 20:00 | 79027.8594 | 78626.2995 | 0 | 401.5599 | 0 | 0.19684 | 0.19252 | 0.27506 | 44 | 20 | Winter Peak | 0.73125 | 0.43597 | 0.43597 | 0.95737 | 0.38988 | 0.19252 | 0 | 0 | 0.66641 | 0.85008 | 0.03571 | 0.0083274 | 0.27506 | 0.59436 | 0.66641 | 0 | 0 | 0.85 | 0.85 | 0.85 | 0.85 | 0.95737 | 0.03571 | 0.5944 | 0 | 0.17838
2025-02-13 21:00 | 76279.5386 | 75896.7222 | 0 | 382.8164 | 0 | 0.18766 | 0.18356 | 0.26175 | 44 | 21 | Winter Peak | 0.71886 | 0.43151 | 0.43151 | 0.95836 | 0.40506 | 0.18356 | 0 | 0 | 0.66522 | 0.85008 | 0.03208 | 0.011965 | 0.26175 | 0.57434 | 0.66522 | 0 | 0 | 0.85 | 0.85 | 0.85 | 0.85 | 0.95836 | 0.03208 | 0.57799 | 0 | 0.14373
2025-02-13 22:00 | 71709.3101 | 71338.2157 | 0 | 371.0944 | 0 | 0.18191 | 0.17821 | 0.24873 | 44 | 22 | Winter Peak | 0.70345 | 0.41925 | 0.41925 | 0.95915 | 0.39445 | 0.17821 | 0 | 0 | 0.66522 | 0.85008 | 0.026355 | 0.0013328 | 0.24873 | 0.52618 | 0.66522 | 0 | 0 | 0.85 | 0.85 | 0.85 | 0.85 | 0.95915 | 0.026355 | 0.55812 | 0 | 0.11546
2025-02-13 23:00 | 66913.1963 | 66547.5017 | 0 | 365.6947 | 0 | 0.17926 | 0.1759 | 0.24 | 44 | 23 | Winter Peak | 0.67689 | 0.39856 | 0.39856 | 0.95992 | 0.36856 | 0.1759 | 0 | 0 | 0.66359 | 0.85008 | 0.020141 | 0.0013328 | 0.24 | 0.46783 | 0.66359 | 0 | 0 | 0.85 | 0.85 | 0.85 | 0.85 | 0.95992 | 0.020141 | 0.53558 | 0 | 0.036763
2025-02-14 00:00 | 64648.8621 | 64282.7886 | 0 | 366.0735 | 0 | 0.17945 | 0.17671 | 0.22902 | 45 | 0 | Winter Peak | 0.78684 | 0.4395 | 0.4395 | 0.95884 | 0.39604 | 0.17671 | 0 | 0 | 0.65714 | 0.85008 | 0.055084 | 0.0013328 | 0.22902 | 0.4288 | 0.65714 | 0 | 0 | 0.85 | 0.85 | 0.85 | 0.85 | 0.95884 | 0.055084 | 0.49358 | 0 | 0.005841
2025-02-14 01:00 | 63751.0149 | 63381.0813 | 0 | 369.9336 | 0 | 0.18134 | 0.17885 | 0.22626 | 45 | 1 | Winter Peak | 0.77838 | 0.42769 | 0.42769 | 0.95772 | 0.35356 | 0.17885 | 0 | 0 | 0.65714 | 0.85008 | 0.021014 | 0.00083936 | 0.22626 | 0.41457 | 0.65714 | 0 | 0 | 0.85 | 0.85 | 0.85 | 0.85 | 0.95772 | 0.021014 | 0.48366 | 0 | 0
2025-02-14 02:00 | 63389.2385 | 63029.8154 | 0 | 359.4231 | 0 | 0.17619 | 0.17347 | 0.22529 | 45 | 2 | Winter Peak | 0.77383 | 0.41814 | 0.41814 | 0.95559 | 0.32805 | 0.17347 | 0 | 0 | 0.65714 | 0.85008 | 0.018745 | 0.00079999 | 0.22529 | 0.40342 | 0.65714 | 0 | 0 | 0.85 | 0.85 | 0.85 | 0.85 | 0.95559 | 0.018745 | 0.48042 | 0 | 0
2025-02-14 03:00 | 63362.8735 | 63008.8161 | 0 | 354.0574 | 0 | 0.17356 | 0.17076 | 0.22414 | 45 | 3 | Winter Peak | 0.77051 | 0.41471 | 0.41471 | 0.9553 | 0.30864 | 0.17076 | 0 | 0 | 0.65714 | 0.85008 | 0.019688 | 0.00079999 | 0.22414 | 0.40237 | 0.65714 | 0 | 0 | 0.85 | 0.85 | 0.85 | 0.85 | 0.9553 | 0.019688 | 0.47953 | 0 | 0
2025-02-14 04:00 | 63967.5272 | 63620.6315 | 0 | 346.8958 | 0 | 0.17005 | 0.16736 | 0.21854 | 45 | 4 | Winter Peak | 0.76333 | 0.41653 | 0.41653 | 0.95476 | 0.29732 | 0.16736 | 0 | 0 | 0.65714 | 0.85008 | 0.024226 | 0.00079999 | 0.21854 | 0.41478 | 0.65714 | 0 | 0 | 0.85 | 0.85 | 0.85 | 0.85 | 0.95476 | 0.024226 | 0.48811 | 0 | 0
2025-02-14 05:00 | 68943.9546 | 68604.3452 | 0 | 339.6094 | 0 | 0.16648 | 0.16377 | 0.21541 | 45 | 5 | Winter Peak | 0.76397 | 0.42656 | 0.42656 | 0.95318 | 0.30835 | 0.16377 | 0 | 0 | 0.65714 | 0.85008 | 0.038956 | 0.00079999 | 0.21541 | 0.46875 | 0.65714 | 0 | 0 | 0.85 | 0.85 | 0.85 | 0.85 | 0.95318 | 0.038956 | 0.52604 | 0 | 0
2025-02-14 06:00 | 76937.4003 | 76608.537 | 0 | 328.8633 | 0 | 0.16121 | 0.15848 | 0.21043 | 45 | 6 | Winter Peak | 0.77622 | 0.44373 | 0.44373 | 0.95422 | 0.35077 | 0.15848 | 0 | 0 | 0.65714 | 0.85008 | 0.095995 | 0.00079999 | 0.21043 | 0.54606 | 0.65714 | 0 | 0 | 0.85 | 0.85 | 0.85 | 0.85 | 0.95422 | 0.095995 | 0.55621 | 0 | 0.00017779
2025-02-14 07:00 | 84916.5446 | 84065.5803 | 531.6245 | 319.3399 | 0.024009 | 0.15654 | 0.15439 | 0.19546 | 45 | 7 | Winter Peak | 0.79675 | 0.46785 | 0.46785 | 0.95426 | 0.42875 | 0.15439 | 0.024009 | 0 | 0.65714 | 0.85008 | 0.14633 | 0.018485 | 0.19546 | 0.55329 | 0.65714 | 0 | 0 | 0.85 | 0.85 | 0.85 | 0.85 | 0.95426 | 0.14633 | 0.5704 | 0.016806 | 0.00079354
2025-02-14 08:00 | 81670.5362 | 78673.4958 | 2705.343 | 291.6974 | 0.12218 | 0.14299 | 0.14133 | 0.17301 | 45 | 8 | Winter Peak | 0.81616 | 0.48757 | 0.48757 | 0.95409 | 0.46748 | 0.14133 | 0.12218 | 0 | 0.65714 | 0.85008 | 0.13041 | 0.018501 | 0.17301 | 0.50439 | 0.65714 | 0 | 0 | 0.85 | 0.85 | 0.85 | 0.85 | 0.95409 | 0.13041 | 0.53483 | 0.085525 | 0.00017779
2025-02-14 09:00 | 80640.0172 | 74882.491 | 5478.4201 | 279.1061 | 0.24742 | 0.13682 | 0.13564 | 0.15804 | 45 | 9 | Winter Peak | 0.82743 | 0.4868 | 0.4868 | 0.95409 | 0.47176 | 0.13564 | 0.24742 | 0.0015113 | 0.65714 | 0.85008 | 0.10175 | 0.00079999 | 0.15804 | 0.45454 | 0.65714 | 0 | 0 | 0.85 | 0.85 | 0.85 | 0.85 | 0.95409 | 0.10175 | 0.50594 | 0.17319 | 0
2025-02-14 10:00 | 79341.9576 | 71187.7689 | 7864.2595 | 289.9292 | 0.35517 | 0.14212 | 0.14089 | 0.16446 | 45 | 10 | Winter Peak | 0.81193 | 0.46822 | 0.46822 | 0.95392 | 0.43943 | 0.14089 | 0.35517 | 0.34759 | 0.65714 | 0.85008 | 0.06409 | 0.00079999 | 0.16446 | 0.43658 | 0.65714 | 0 | 0 | 0.85 | 0.85 | 0.85 | 0.85 | 0.95392 | 0.06409 | 0.48847 | 0.24862 | 0
2025-02-14 11:00 | 76267.7513 | 66768.1059 | 9195.8602 | 303.7852 | 0.4153 | 0.14891 | 0.148 | 0.16548 | 45 | 11 | Winter Peak | 0.77725 | 0.44649 | 0.44649 | 0.95346 | 0.4136 | 0.148 | 0.4153 | 0.56098 | 0.65714 | 0.85008 | 0.023737 | 0.00079999 | 0.16548 | 0.42784 | 0.65714 | 0 | 0 | 0.85 | 0.85 | 0.85 | 0.85 | 0.95346 | 0.023737 | 0.47131 | 0.29071 | 0
2025-02-14 12:00 | 74879.6519 | 64977.4453 | 9579.7169 | 322.4896 | 0.43264 | 0.15808 | 0.15762 | 0.16645 | 45 | 12 | Winter Peak | 0.75514 | 0.43187 | 0.43187 | 0.9539 | 0.37988 | 0.15762 | 0.43264 | 0.54133 | 0.65714 | 0.85008 | 0.028414 | 0.00079999 | 0.16645 | 0.41935 | 0.65714 | 0 | 0 | 0.85 | 0.85 | 0.85 | 0.85 | 0.9539 | 0.028414 | 0.46484 | 0.30285 | 0
2025-02-14 13:00 | 74747.1769 | 65206.6091 | 9200.7434 | 339.8243 | 0.41552 | 0.16658 | 0.16648 | 0.1684 | 45 | 13 | Winter Peak | 0.7313 | 0.41622 | 0.41622 | 0.95449 | 0.35466 | 0.16648 | 0.41552 | 0.50816 | 0.65714 | 0.85008 | 0.032883 | 0.00079999 | 0.1684 | 0.39041 | 0.65714 | 0 | 0 | 0.85 | 0.85 | 0.85 | 0.85 | 0.95449 | 0.032883 | 0.45621 | 0.29087 | 0
2025-02-14 14:00 | 74907.9795 | 66765.1477 | 7788.6689 | 354.1628 | 0.35175 | 0.17361 | 0.17375 | 0.17103 | 45 | 14 | Winter Peak | 0.71732 | 0.3979 | 0.3979 | 0.95429 | 0.33621 | 0.17375 | 0.35175 | 0.49139 | 0.65714 | 0.85008 | 0.036164 | 0.00079999 | 0.17103 | 0.37862 | 0.65714 | 0 | 0 | 0.85 | 0.85 | 0.85 | 0.85 | 0.95429 | 0.036164 | 0.45427 | 0.24623 | 0
2025-02-14 15:00 | 75384.3126 | 69436.0188 | 5588.0502 | 360.2435 | 0.25237 | 0.17659 | 0.17721 | 0.16543 | 45 | 15 | Winter Peak | 0.70565 | 0.38579 | 0.38579 | 0.95455 | 0.32522 | 0.17721 | 0.25237 | 0.50914 | 0.65714 | 0.85008 | 0.037071 | 0.0010513 | 0.16543 | 0.40121 | 0.65714 | 0 | 0 | 0.85 | 0.85 | 0.85 | 0.85 | 0.95455 | 0.037071 | 0.4753 | 0.17666 | 0
2025-02-14 16:00 | 76645.5863 | 73352.6354 | 2934.9938 | 357.9571 | 0.13255 | 0.17547 | 0.17644 | 0.15785 | 45 | 16 | Winter Peak | 0.68921 | 0.38321 | 0.38321 | 0.95517 | 0.32641 | 0.17644 | 0.13255 | 0.53718 | 0.66641 | 0.85008 | 0.038328 | 0.0013328 | 0.15785 | 0.49837 | 0.66641 | 0 | 0 | 0.85 | 0.85 | 0.85 | 0.85 | 0.95517 | 0.038328 | 0.5236 | 0.092785 | 0
2025-02-14 17:00 | 80737.7009 | 79768.8321 | 591.8192 | 377.0495 | 0.026728 | 0.18483 | 0.1855 | 0.17261 | 45 | 17 | Winter Peak | 0.67362 | 0.38986 | 0.38986 | 0.95628 | 0.3507 | 0.1855 | 0.026728 | 0.51413 | 0.66641 | 0.85008 | 0.037979 | 0.0013328 | 0.17261 | 0.57013 | 0.66641 | 0 | 0 | 0.85 | 0.85 | 0.85 | 0.85 | 0.95628 | 0.037979 | 0.55688 | 0.018709 | 0.063622
2025-02-14 18:00 | 81849.8809 | 81442.9755 | 0 | 406.9055 | 0 | 0.19946 | 0.19971 | 0.19505 | 45 | 18 | Winter Peak | 0.67848 | 0.40517 | 0.40517 | 0.95673 | 0.36572 | 0.19971 | 0 | 0.25986 | 0.66641 | 0.85008 | 0.039585 | 0.0013328 | 0.19505 | 0.60388 | 0.66641 | 0 | 0 | 0.85 | 0.85 | 0.85 | 0.85 | 0.95673 | 0.039585 | 0.59723 | 0 | 0.28409
2025-02-14 19:00 | 80619.0878 | 80196.0053 | 0 | 423.0825 | 0 | 0.20739 | 0.20762 | 0.20325 | 45 | 19 | Winter Peak | 0.71147 | 0.43141 | 0.43141 | 0.95738 | 0.37649 | 0.20762 | 0 | 0 | 0.66641 | 0.85008 | 0.037665 | 0.0013328 | 0.20325 | 0.60099 | 0.66641 | 0 | 0 | 0.85 | 0.85 | 0.85 | 0.85 | 0.95738 | 0.037665 | 0.60935 | 0 | 0.16714
2025-02-14 20:00 | 78317.8543 | 77900.8101 | 0 | 417.0442 | 0 | 0.20443 | 0.20427 | 0.20743 | 45 | 20 | Winter Peak | 0.73125 | 0.43597 | 0.43597 | 0.95737 | 0.38988 | 0.20427 | 0 | 0 | 0.66641 | 0.85008 | 0.03571 | 0.0083274 | 0.20743 | 0.59436 | 0.66641 | 0 | 0 | 0.85 | 0.85 | 0.85 | 0.85 | 0.95737 | 0.03571 | 0.5944 | 0 | 0.17838
2025-02-14 21:00 | 75515.4644 | 75115.3857 | 0 | 400.0787 | 0 | 0.19612 | 0.19573 | 0.20312 | 45 | 21 | Winter Peak | 0.71886 | 0.43151 | 0.43151 | 0.95836 | 0.40506 | 0.19573 | 0 | 0 | 0.66522 | 0.85008 | 0.03208 | 0.011965 | 0.20312 | 0.57434 | 0.66522 | 0 | 0 | 0.85 | 0.85 | 0.85 | 0.85 | 0.95836 | 0.03208 | 0.57799 | 0 | 0.14373
2025-02-14 22:00 | 70915.7899 | 70529.4659 | 0 | 386.324 | 0 | 0.18937 | 0.18892 | 0.1976 | 45 | 22 | Winter Peak | 0.70345 | 0.41925 | 0.41925 | 0.95915 | 0.39445 | 0.18892 | 0 | 0 | 0.66522 | 0.85008 | 0.026355 | 0.0013328 | 0.1976 | 0.52618 | 0.66522 | 0 | 0 | 0.85 | 0.85 | 0.85 | 0.85 | 0.95915 | 0.026355 | 0.55812 | 0 | 0.11546
2025-02-14 23:00 | 66112.3146 | 65735.1267 | 0 | 377.1879 | 0 | 0.1849 | 0.18472 | 0.18806 | 45 | 23 | Winter Peak | 0.67689 | 0.39856 | 0.39856 | 0.95992 | 0.36856 | 0.18472 | 0 | 0 | 0.66359 | 0.85008 | 0.020141 | 0.0013328 | 0.18806 | 0.46783 | 0.66359 | 0 | 0 | 0.85 | 0.85 | 0.85 | 0.85 | 0.95992 | 0.020141 | 0.53558 | 0 | 0.036763
2025-02-15 00:00 | 38676.0461 | 38291.6619 | 0 | 384.3843 | 0 | 0.18842 | 0.1887 | 0.18346 | 46 | 0 | Spring | 0.27877 | 0.32807 | 0.32807 | 0.86806 | 0.41526 | 0.1887 | 0 | 0 | 0.64562 | 0.85008 | 0.0133 | 0.00079999 | 0.18346 | 0.22892 | 0.64562 | 0 | 0 | 0.85 | 0.85 | 0.85 | 0.85 | 0.86806 | 0.0133 | 0.36461 | 0 | 0.048952
2025-02-15 01:00 | 37880.0585 | 37488.8103 | 0 | 391.2482 | 0 | 0.19179 | 0.19177 | 0.19208 | 46 | 1 | Spring | 0.27126 | 0.31736 | 0.31736 | 0.87726 | 0.38 | 0.19177 | 0 | 0 | 0.64562 | 0.85008 | 0.012357 | 0.00079999 | 0.19208 | 0.2248 | 0.64562 | 0 | 0 | 0.85 | 0.85 | 0.85 | 0.85 | 0.87726 | 0.012357 | 0.36019 | 0 | 0
2025-02-15 02:00 | 37767.7663 | 37368.3946 | 0 | 399.3717 | 0 | 0.19577 | 0.19491 | 0.21139 | 46 | 2 | Spring | 0.2611 | 0.30561 | 0.30561 | 0.87644 | 0.34552 | 0.19491 | 0 | 0 | 0.64562 | 0.85008 | 0.012462 | 0.00079999 | 0.21139 | 0.21959 | 0.64562 | 0 | 0 | 0.85 | 0.85 | 0.85 | 0.85 | 0.87644 | 0.012462 | 0.35507 | 0 | 0.0076969
2025-02-15 03:00 | 37836.2215 | 37420.4955 | 0 | 415.726 | 0 | 0.20379 | 0.20224 | 0.23178 | 46 | 3 | Spring | 0.25348 | 0.29808 | 0.29808 | 0.87591 | 0.33422 | 0.20224 | 0 | 0 | 0.64562 | 0.85008 | 0.013439 | 0.00079999 | 0.23178 | 0.21762 | 0.64562 | 0 | 0 | 0.85 | 0.85 | 0.85 | 0.85 | 0.87591 | 0.013439 | 0.3547 | 0 | 0
2025-02-15 04:00 | 38270.4582 | 37819.6257 | 0 | 450.8325 | 0 | 0.221 | 0.21962 | 0.24595 | 46 | 4 | Spring | 0.24517 | 0.29516 | 0.29516 | 0.87706 | 0.32769 | 0.21962 | 0 | 0 | 0.64562 | 0.85008 | 0.013579 | 0.00079999 | 0.24595 | 0.22054 | 0.64562 | 0 | 0 | 0.85 | 0.85 | 0.85 | 0.85 | 0.87706 | 0.013579 | 0.36068 | 0 | 0
2025-02-15 05:00 | 40775.5511 | 40293.1358 | 0 | 482.4153 | 0 | 0.23648 | 0.23537 | 0.25658 | 46 | 5 | Spring | 0.24319 | 0.29542 | 0.29542 | 0.87925 | 0.32324 | 0.23537 | 0 | 0 | 0.64562 | 0.85008 | 0.013719 | 0.00079999 | 0.25658 | 0.24903 | 0.64562 | 0 | 0 | 0.85 | 0.85 | 0.85 | 0.85 | 0.87925 | 0.013719 | 0.38813 | 0 | 0
2025-02-15 06:00 | 42923.2394 | 42440.3654 | 0 | 482.874 | 0 | 0.2367 | 0.23559 | 0.25687 | 46 | 6 | Spring | 0.25416 | 0.29826 | 0.29826 | 0.88123 | 0.35611 | 0.23559 | 0 | 0 | 0.6501 | 0.85008 | 0.013404 | 0.00083936 | 0.25687 | 0.30317 | 0.6501 | 0 | 0 | 0.85 | 0.85 | 0.85 | 0.85 | 0.88123 | 0.013404 | 0.4151 | 0 | 0
2025-02-15 07:00 | 46677.8609 | 45609.1543 | 605.5063 | 463.2003 | 0.027346 | 0.22706 | 0.2253 | 0.25883 | 46 | 7 | Spring | 0.26383 | 0.30635 | 0.30635 | 0.88211 | 0.39696 | 0.2253 | 0.027346 | 0 | 0.65669 | 0.85008 | 0.012671 | 0.0010882 | 0.25883 | 0.29 | 0.65669 | 0 | 0 | 0.85 | 0.85 | 0.85 | 0.85 | 0.88211 | 0.012671 | 0.40054 | 0.019142 | 0.0096656
2025-02-15 08:00 | 47098.4215 | 43922.6897 | 2718.4316 | 457.3002 | 0.12277 | 0.22417 | 0.22185 | 0.26612 | 46 | 8 | Spring | 0.26441 | 0.30255 | 0.30255 | 0.88442 | 0.42633 | 0.22185 | 0.12277 | 0 | 0.65669 | 0.85008 | 0.012183 | 0.0010228 | 0.26612 | 0.28372 | 0.65669 | 0 | 0 | 0.85 | 0.85 | 0.85 | 0.85 | 0.88442 | 0.012183 | 0.39226 | 0.085939 | 0.029613
2025-02-15 09:00 | 48895.6021 | 43386.6728 | 5028.9945 | 479.9347 | 0.22712 | 0.23526 | 0.23251 | 0.28495 | 46 | 9 | Spring | 0.25911 | 0.30095 | 0.30095 | 0.88542 | 0.45108 | 0.23251 | 0.22712 | 0.38061 | 0.65642 | 0.85008 | 0.011659 | 0.00079999 | 0.28495 | 0.26073 | 0.65642 | 0 | 0 | 0.85 | 0.85 | 0.85 | 0.85 | 0.88542 | 0.011659 | 0.37528 | 0.15898 | 0
2025-02-15 10:00 | 48903.7888 | 41423.155 | 6959.2806 | 521.3532 | 0.3143 | 0.25557 | 0.25327 | 0.29713 | 46 | 10 | Spring | 0.26146 | 0.29721 | 0.29721 | 0.88641 | 0.4463 | 0.25327 | 0.3143 | 0.64871 | 0.65688 | 0.85008 | 0.011484 | 0.00079999 | 0.29713 | 0.27476 | 0.65688 | 0 | 0 | 0.85 | 0.85 | 0.85 | 0.85 | 0.88641 | 0.011484 | 0.37825 | 0.22001 | 0
2025-02-15 11:00 | 48393.5655 | 39664.6629 | 8157.3764 | 571.5262 | 0.3684 | 0.28016 | 0.27904 | 0.3004 | 46 | 11 | Spring | 0.25473 | 0.28311 | 0.28311 | 0.88809 | 0.41276 | 0.27904 | 0.3684 | 0.69148 | 0.65688 | 0.85008 | 0.01138 | 0.00079999 | 0.3004 | 0.29695 | 0.65688 | 0 | 0 | 0.85 | 0.85 | 0.85 | 0.85 | 0.88809 | 0.01138 | 0.38376 | 0.25788 | 0.0092363
2025-02-15 12:00 | 47755.7607 | 38858.7842 | 8324.5081 | 572.4684 | 0.37595 | 0.28062 | 0.27972 | 0.29687 | 46 | 12 | Spring | 0.24979 | 0.27224 | 0.27224 | 0.88874 | 0.38152 | 0.27972 | 0.37595 | 0.67553 | 0.65688 | 0.85008 | 0.011484 | 0.00080167 | 0.29687 | 0.31905 | 0.65688 | 0 | 0 | 0.85 | 0.85 | 0.85 | 0.85 | 0.88874 | 0.011484 | 0.39243 | 0.26317 | 0.0092363
2025-02-15 13:00 | 45683.0753 | 37151.7102 | 7955.7617 | 575.6034 | 0.3593 | 0.28216 | 0.28165 | 0.29132 | 46 | 13 | Spring | 0.2448 | 0.25993 | 0.25993 | 0.88865 | 0.35645 | 0.28165 | 0.3593 | 0.66427 | 0.65688 | 0.85008 | 0.010123 | 0.00079999 | 0.29132 | 0.32335 | 0.65688 | 0 | 0 | 0.85 | 0.85 | 0.85 | 0.85 | 0.88865 | 0.010123 | 0.40028 | 0.25151 | 0.0092363
2025-02-15 14:00 | 45470.947 | 38040.4894 | 6830.5251 | 599.9324 | 0.30848 | 0.29408 | 0.29429 | 0.29041 | 46 | 14 | Spring | 0.24385 | 0.25881 | 0.25881 | 0.88747 | 0.34975 | 0.29429 | 0.30848 | 0.65679 | 0.65688 | 0.85008 | 0.0099835 | 0.0013328 | 0.29041 | 0.32489 | 0.65688 | 0 | 0 | 0.85 | 0.85 | 0.85 | 0.85 | 0.88747 | 0.0099835 | 0.40115 | 0.21594 | 0.0094141
2025-02-15 15:00 | 45721.8682 | 40008.6561 | 5095.3011 | 617.911 | 0.23011 | 0.3029 | 0.30325 | 0.29657 | 46 | 15 | Spring | 0.24372 | 0.26351 | 0.26351 | 0.88663 | 0.34492 | 0.30325 | 0.23011 | 0.66692 | 0.65688 | 0.85008 | 0.010088 | 0.0013328 | 0.29657 | 0.33518 | 0.65688 | 0 | 0 | 0.85 | 0.85 | 0.85 | 0.85 | 0.88663 | 0.010088 | 0.4158 | 0.16108 | 0.0094141
2025-02-15 16:00 | 46482.3683 | 43048.7459 | 2803.1239 | 630.4985 | 0.12659 | 0.30907 | 0.30972 | 0.29735 | 46 | 16 | Spring | 0.24178 | 0.27908 | 0.27908 | 0.87629 | 0.34371 | 0.30972 | 0.12659 | 0.67652 | 0.66614 | 0.85008 | 0.010018 | 0.0013328 | 0.29735 | 0.36047 | 0.66614 | 0 | 0 | 0.85 | 0.85 | 0.85 | 0.85 | 0.87629 | 0.010018 | 0.43848 | 0.088616 | 0.0092363
2025-02-15 17:00 | 51585.8287 | 50318.2623 | 618.1184 | 649.448 | 0.027915 | 0.31836 | 0.31936 | 0.30024 | 46 | 17 | Spring | 0.24363 | 0.29823 | 0.29823 | 0.87688 | 0.36264 | 0.31936 | 0.027915 | 0.6679 | 0.66614 | 0.85008 | 0.010018 | 0.0035317 | 0.30024 | 0.37417 | 0.66614 | 0 | 0 | 0.85 | 0.85 | 0.85 | 0.85 | 0.87688 | 0.010018 | 0.48342 | 0.019541 | 0.28272
2025-02-15 18:00 | 52822.6183 | 52166.4403 | 0 | 656.178 | 0 | 0.32166 | 0.32215 | 0.3127 | 46 | 18 | Spring | 0.25066 | 0.31384 | 0.31384 | 0.87696 | 0.40118 | 0.32215 | 0 | 0.58773 | 0.66614 | 0.85008 | 0.010158 | 0.027398 | 0.3127 | 0.3962 | 0.66614 | 0 | 0 | 0.85 | 0.85 | 0.85 | 0.85 | 0.87696 | 0.010158 | 0.50599 | 0 | 0.42211
2025-02-15 19:00 | 52970.2384 | 52329.5719 | 0 | 640.6665 | 0 | 0.31405 | 0.31363 | 0.32162 | 46 | 19 | Spring | 0.26664 | 0.33067 | 0.33067 | 0.8775 | 0.42487 | 0.31363 | 0 | 0.23069 | 0.66641 | 0.85008 | 0.010612 | 0.027398 | 0.32162 | 0.41363 | 0.66641 | 0 | 0 | 0.85 | 0.85 | 0.85 | 0.85 | 0.8775 | 0.010612 | 0.52452 | 0 | 0.39185
2025-02-15 20:00 | 52465.823 | 51852.375 | 0 | 613.4479 | 0 | 0.30071 | 0.29913 | 0.32928 | 46 | 20 | Spring | 0.28392 | 0.33907 | 0.33907 | 0.87706 | 0.44583 | 0.29913 | 0 | 0 | 0.66641 | 0.85008 | 0.010717 | 0.013216 | 0.32928 | 0.41376 | 0.66641 | 0 | 0 | 0.85 | 0.85 | 0.85 | 0.85 | 0.87706 | 0.010717 | 0.52178 | 0 | 0.34357
2025-02-15 21:00 | 50363.6664 | 49774.3659 | 0 | 589.3005 | 0 | 0.28887 | 0.28643 | 0.33297 | 46 | 21 | Spring | 0.28852 | 0.33774 | 0.33774 | 0.87764 | 0.44688 | 0.28643 | 0 | 0 | 0.66641 | 0.85008 | 0.010682 | 0.0013328 | 0.33297 | 0.40821 | 0.66641 | 0 | 0 | 0.85 | 0.85 | 0.85 | 0.85 | 0.87764 | 0.010682 | 0.49219 | 0 | 0.10075
2025-02-15 22:00 | 47390.1598 | 46815.1262 | 0 | 575.0336 | 0 | 0.28188 | 0.27898 | 0.33429 | 46 | 22 | Spring | 0.27883 | 0.33192 | 0.33192 | 0.87863 | 0.45017 | 0.27898 | 0 | 0 | 0.66641 | 0.85008 | 0.010717 | 0.0013328 | 0.33429 | 0.36384 | 0.66641 | 0 | 0 | 0.85 | 0.85 | 0.85 | 0.85 | 0.87863 | 0.010717 | 0.43629 | 0 | 0.081544
2025-02-15 23:00 | 43828.6483 | 43261.2732 | 0 | 567.3751 | 0 | 0.27813 | 0.27506 | 0.33348 | 46 | 23 | Spring | 0.26601 | 0.32932 | 0.32932 | 0.87267 | 0.42104 | 0.27506 | 0 | 0 | 0.65528 | 0.85008 | 0.011973 | 0.0013328 | 0.33348 | 0.30433 | 0.65528 | 0 | 0 | 0.85 | 0.85 | 0.85 | 0.85 | 0.87267 | 0.011973 | 0.38142 | 0 | 0.039465
2025-02-16 00:00 | 41294.9419 | 40731.9181 | 0 | 563.0238 | 0 | 0.27599 | 0.27311 | 0.32802 | 47 | 0 | Spring | 0.27877 | 0.32807 | 0.32807 | 0.86806 | 0.41526 | 0.27311 | 0 | 0 | 0.64562 | 0.85008 | 0.0133 | 0.00079999 | 0.32802 | 0.22892 | 0.64562 | 0 | 0 | 0.85 | 0.85 | 0.85 | 0.85 | 0.86806 | 0.0133 | 0.36461 | 0 | 0.048952
2025-02-16 01:00 | 40534.1373 | 39968.4149 | 0 | 565.7224 | 0 | 0.27731 | 0.27474 | 0.32384 | 47 | 1 | Spring | 0.27126 | 0.31736 | 0.31736 | 0.87726 | 0.38 | 0.27474 | 0 | 0 | 0.64562 | 0.85008 | 0.012357 | 0.00079999 | 0.32384 | 0.2248 | 0.64562 | 0 | 0 | 0.85 | 0.85 | 0.85 | 0.85 | 0.87726 | 0.012357 | 0.36019 | 0 | 0
2025-02-16 02:00 | 40421.8451 | 39852.253 | 0 | 569.5921 | 0 | 0.27921 | 0.27701 | 0.31899 | 47 | 2 | Spring | 0.2611 | 0.30561 | 0.30561 | 0.87644 | 0.34552 | 0.27701 | 0 | 0 | 0.64562 | 0.85008 | 0.012462 | 0.00079999 | 0.31899 | 0.21959 | 0.64562 | 0 | 0 | 0.85 | 0.85 | 0.85 | 0.85 | 0.87644 | 0.012462 | 0.35507 | 0 | 0.0076969
2025-02-16 03:00 | 40495.0472 | 39929.7713 | 0 | 565.2759 | 0 | 0.2771 | 0.27514 | 0.3124 | 47 | 3 | Spring | 0.25348 | 0.29808 | 0.29808 | 0.87591 | 0.33422 | 0.27514 | 0 | 0 | 0.64562 | 0.85008 | 0.013439 | 0.00079999 | 0.3124 | 0.21762 | 0.64562 | 0 | 0 | 0.85 | 0.85 | 0.85 | 0.85 | 0.87591 | 0.013439 | 0.3547 | 0 | 0
2025-02-16 04:00 | 40922.8616 | 40373.9776 | 0 | 548.884 | 0 | 0.26906 | 0.26741 | 0.29893 | 47 | 4 | Spring | 0.24517 | 0.29516 | 0.29516 | 0.87706 | 0.32769 | 0.26741 | 0 | 0 | 0.64562 | 0.85008 | 0.013579 | 0.00079999 | 0.29893 | 0.22054 | 0.64562 | 0 | 0 | 0.85 | 0.85 | 0.85 | 0.85 | 0.87706 | 0.013579 | 0.36068 | 0 | 0
2025-02-16 05:00 | 43167.5347 | 42623.445 | 0 | 544.0897 | 0 | 0.26671 | 0.26576 | 0.28387 | 47 | 5 | Spring | 0.24319 | 0.29542 | 0.29542 | 0.87925 | 0.32324 | 0.26576 | 0 | 0 | 0.64562 | 0.85008 | 0.013719 | 0.00079999 | 0.28387 | 0.24903 | 0.64562 | 0 | 0 | 0.85 | 0.85 | 0.85 | 0.85 | 0.87925 | 0.013719 | 0.38813 | 0 | 0
2025-02-16 06:00 | 45316.746 | 44797.3815 | 0 | 519.3645 | 0 | 0.25459 | 0.25373 | 0.27019 | 47 | 6 | Spring | 0.25416 | 0.29826 | 0.29826 | 0.88123 | 0.35611 | 0.25373 | 0 | 0 | 0.6501 | 0.85008 | 0.013404 | 0.00083936 | 0.27019 | 0.30317 | 0.6501 | 0 | 0 | 0.85 | 0.85 | 0.85 | 0.85 | 0.88123 | 0.013404 | 0.4151 | 0 | 0
2025-02-16 07:00 | 48929.2142 | 47536.1785 | 895.5404 | 497.4952 | 0.040444 | 0.24387 | 0.24328 | 0.25452 | 47 | 7 | Spring | 0.26383 | 0.30635 | 0.30635 | 0.88211 | 0.39696 | 0.24328 | 0.040444 | 0 | 0.65669 | 0.85008 | 0.012671 | 0.0010882 | 0.25452 | 0.29 | 0.65669 | 0 | 0 | 0.85 | 0.85 | 0.85 | 0.85 | 0.88211 | 0.012671 | 0.40054 | 0.028311 | 0.0096656
2025-02-16 08:00 | 48934.3338 | 44456.7113 | 3976.6011 | 501.0214 | 0.17959 | 0.2456 | 0.24577 | 0.24246 | 47 | 8 | Spring | 0.26441 | 0.30255 | 0.30255 | 0.88442 | 0.42633 | 0.24577 | 0.17959 | 0 | 0.65669 | 0.85008 | 0.012183 | 0.0010228 | 0.24246 | 0.28372 | 0.65669 | 0 | 0 | 0.85 | 0.85 | 0.85 | 0.85 | 0.88442 | 0.012183 | 0.39226 | 0.12571 | 0.029613
2025-02-16 09:00 | 50224.228 | 42727.9255 | 6986.8732 | 509.4292 | 0.31554 | 0.24972 | 0.25061 | 0.23357 | 47 | 9 | Spring | 0.25911 | 0.30095 | 0.30095 | 0.88542 | 0.45108 | 0.25061 | 0.31554 | 0.38061 | 0.65642 | 0.85008 | 0.011659 | 0.00079999 | 0.23357 | 0.26073 | 0.65642 | 0 | 0 | 0.85 | 0.85 | 0.85 | 0.85 | 0.88542 | 0.011659 | 0.37528 | 0.22088 | 0
2025-02-16 10:00 | 49883.8853 | 40136.4187 | 9221.0931 | 526.3734 | 0.41644 | 0.25803 | 0.25971 | 0.22752 | 47 | 10 | Spring | 0.26146 | 0.29721 | 0.29721 | 0.88641 | 0.4463 | 0.25971 | 0.41644 | 0.64871 | 0.65688 | 0.85008 | 0.011484 | 0.00079999 | 0.22752 | 0.27476 | 0.65688 | 0 | 0 | 0.85 | 0.85 | 0.85 | 0.85 | 0.88641 | 0.011484 | 0.37825 | 0.29151 | 0
2025-02-16 11:00 | 49064.2246 | 37874.7089 | 10632.2724 | 557.2433 | 0.48017 | 0.27316 | 0.27532 | 0.23403 | 47 | 11 | Spring | 0.25473 | 0.28311 | 0.28311 | 0.88809 | 0.41276 | 0.27532 | 0.48017 | 0.69148 | 0.65688 | 0.85008 | 0.01138 | 0.00079999 | 0.23403 | 0.29695 | 0.65688 | 0 | 0 | 0.85 | 0.85 | 0.85 | 0.85 | 0.88809 | 0.01138 | 0.38376 | 0.33612 | 0.0092363
2025-02-16 12:00 | 47979.9061 | 36125.4826 | 11260.8801 | 593.5434 | 0.50856 | 0.29095 | 0.29312 | 0.25173 | 47 | 12 | Spring | 0.24979 | 0.27224 | 0.27224 | 0.88874 | 0.38152 | 0.29312 | 0.50856 | 0.67553 | 0.65688 | 0.85008 | 0.011484 | 0.00080167 | 0.25173 | 0.31905 | 0.65688 | 0 | 0 | 0.85 | 0.85 | 0.85 | 0.85 | 0.88874 | 0.011484 | 0.39243 | 0.35599 | 0.0092363
2025-02-16 13:00 | 45487.8937 | 33902.945 | 10956.2613 | 628.6874 | 0.49481 | 0.30818 | 0.31018 | 0.27206 | 47 | 13 | Spring | 0.2448 | 0.25993 | 0.25993 | 0.88865 | 0.35645 | 0.31018 | 0.49481 | 0.66427 | 0.65688 | 0.85008 | 0.010123 | 0.00079999 | 0.27206 | 0.32335 | 0.65688 | 0 | 0 | 0.85 | 0.85 | 0.85 | 0.85 | 0.88865 | 0.010123 | 0.40028 | 0.34636 | 0.0092363
2025-02-16 14:00 | 44943.7612 | 34648.986 | 9635.753 | 659.0221 | 0.43517 | 0.32305 | 0.32496 | 0.28846 | 47 | 14 | Spring | 0.24385 | 0.25881 | 0.25881 | 0.88747 | 0.34975 | 0.32496 | 0.43517 | 0.65679 | 0.65688 | 0.85008 | 0.0099835 | 0.0013328 | 0.28846 | 0.32489 | 0.65688 | 0 | 0 | 0.85 | 0.85 | 0.85 | 0.85 | 0.88747 | 0.0099835 | 0.40115 | 0.30462 | 0.0094141
2025-02-16 15:00 | 44957.6164 | 37124.8103 | 7151.5633 | 681.2429 | 0.32298 | 0.33394 | 0.33583 | 0.29979 | 47 | 15 | Spring | 0.24372 | 0.26351 | 0.26351 | 0.88663 | 0.34492 | 0.33583 | 0.32298 | 0.66692 | 0.65688 | 0.85008 | 0.010088 | 0.0013328 | 0.29979 | 0.33518 | 0.65688 | 0 | 0 | 0.85 | 0.85 | 0.85 | 0.85 | 0.88663 | 0.010088 | 0.4158 | 0.22609 | 0.0094141
2025-02-16 16:00 | 45603.3097 | 40898.6353 | 4015.4351 | 689.2394 | 0.18135 | 0.33786 | 0.33975 | 0.30375 | 47 | 16 | Spring | 0.24178 | 0.27908 | 0.27908 | 0.87629 | 0.34371 | 0.33975 | 0.18135 | 0.67652 | 0.66614 | 0.85008 | 0.010018 | 0.0013328 | 0.30375 | 0.36047 | 0.66614 | 0 | 0 | 0.85 | 0.85 | 0.85 | 0.85 | 0.87629 | 0.010018 | 0.43848 | 0.12694 | 0.0092363
2025-02-16 17:00 | 51026.8108 | 49468.4503 | 862.7046 | 695.6558 | 0.038961 | 0.34101 | 0.34292 | 0.30637 | 47 | 17 | Spring | 0.24363 | 0.29823 | 0.29823 | 0.87688 | 0.36264 | 0.34292 | 0.038961 | 0.6679 | 0.66614 | 0.85008 | 0.010018 | 0.0035317 | 0.30637 | 0.37417 | 0.66614 | 0 | 0 | 0.85 | 0.85 | 0.85 | 0.85 | 0.87688 | 0.010018 | 0.48342 | 0.027273 | 0.28272
2025-02-16 18:00 | 52394.2799 | 51684.4005 | 0 | 709.8794 | 0 | 0.34798 | 0.35016 | 0.30865 | 47 | 18 | Spring | 0.25066 | 0.31384 | 0.31384 | 0.87696 | 0.40118 | 0.35016 | 0 | 0.58773 | 0.66614 | 0.85008 | 0.010158 | 0.027398 | 0.30865 | 0.3962 | 0.66614 | 0 | 0 | 0.85 | 0.85 | 0.85 | 0.85 | 0.87696 | 0.010158 | 0.50599 | 0 | 0.42211
2025-02-16 19:00 | 52492.197 | 51776.7727 | 0 | 715.4244 | 0 | 0.3507 | 0.35289 | 0.31112 | 47 | 19 | Spring | 0.26664 | 0.33067 | 0.33067 | 0.8775 | 0.42487 | 0.35289 | 0 | 0.23069 | 0.66641 | 0.85008 | 0.010612 | 0.027398 | 0.31112 | 0.41363 | 0.66641 | 0 | 0 | 0.85 | 0.85 | 0.85 | 0.85 | 0.8775 | 0.010612 | 0.52452 | 0 | 0.39185
2025-02-16 20:00 | 51939.4749 | 51223.0351 | 0 | 716.4398 | 0 | 0.3512 | 0.35323 | 0.31444 | 47 | 20 | Spring | 0.28392 | 0.33907 | 0.33907 | 0.87706 | 0.44583 | 0.35323 | 0 | 0 | 0.66641 | 0.85008 | 0.010717 | 0.013216 | 0.31444 | 0.41376 | 0.66641 | 0 | 0 | 0.85 | 0.85 | 0.85 | 0.85 | 0.87706 | 0.010717 | 0.52178 | 0 | 0.34357
2025-02-16 21:00 | 49812.4668 | 49096.6249 | 0 | 715.842 | 0 | 0.3509 | 0.35263 | 0.31974 | 47 | 21 | Spring | 0.28852 | 0.33774 | 0.33774 | 0.87764 | 0.44688 | 0.35263 | 0 | 0 | 0.66641 | 0.85008 | 0.010682 | 0.0013328 | 0.31974 | 0.40821 | 0.66641 | 0 | 0 | 0.85 | 0.85 | 0.85 | 0.85 | 0.87764 | 0.010682 | 0.49219 | 0 | 0.10075
2025-02-16 22:00 | 46880.007 | 46170.1051 | 0 | 709.902 | 0 | 0.34799 | 0.34903 | 0.3292 | 47 | 22 | Spring | 0.27883 | 0.33192 | 0.33192 | 0.87863 | 0.45017 | 0.34903 | 0 | 0 | 0.66641 | 0.85008 | 0.010717 | 0.0013328 | 0.3292 | 0.36384 | 0.66641 | 0 | 0 | 0.85 | 0.85 | 0.85 | 0.85 | 0.87863 | 0.010717 | 0.43629 | 0 | 0.081544
2025-02-16 23:00 | 43393.3291 | 42690.0934 | 0 | 703.2356 | 0 | 0.34472 | 0.34505 | 0.33876 | 47 | 23 | Spring | 0.26601 | 0.32932 | 0.32932 | 0.87267 | 0.42104 | 0.34505 | 0 | 0 | 0.65528 | 0.85008 | 0.011973 | 0.0013328 | 0.33876 | 0.30433 | 0.65528 | 0 | 0 | 0.85 | 0.85 | 0.85 | 0.85 | 0.87267 | 0.011973 | 0.38142 | 0 | 0.039465
2025-02-17 00:00 | 65849.8038 | 65132.8803 | 0 | 716.9235 | 0 | 0.35143 | 0.35156 | 0.3491 | 48 | 0 | Winter Peak | 0.78684 | 0.4395 | 0.4395 | 0.95884 | 0.39604 | 0.35156 | 0 | 0 | 0.65714 | 0.85008 | 0.055084 | 0.0013328 | 0.3491 | 0.4288 | 0.65714 | 0 | 0 | 0.85 | 0.85 | 0.85 | 0.85 | 0.95884 | 0.055084 | 0.49358 | 0 | 0.005841
2025-02-17 01:00 | 65078.1178 | 64343.8968 | 0 | 734.221 | 0 | 0.35991 | 0.36024 | 0.35397 | 48 | 1 | Winter Peak | 0.77838 | 0.42769 | 0.42769 | 0.95772 | 0.35356 | 0.36024 | 0 | 0 | 0.65714 | 0.85008 | 0.021014 | 0.00083936 | 0.35397 | 0.41457 | 0.65714 | 0 | 0 | 0.85 | 0.85 | 0.85 | 0.85 | 0.95772 | 0.021014 | 0.48366 | 0 | 0
2025-02-17 02:00 | 64870.9331 | 64128.7156 | 0 | 742.2175 | 0 | 0.36383 | 0.36434 | 0.35467 | 48 | 2 | Winter Peak | 0.77383 | 0.41814 | 0.41814 | 0.95559 | 0.32805 | 0.36434 | 0 | 0 | 0.65714 | 0.85008 | 0.018745 | 0.00079999 | 0.35467 | 0.40342 | 0.65714 | 0 | 0 | 0.85 | 0.85 | 0.85 | 0.85 | 0.95559 | 0.018745 | 0.48042 | 0 | 0
2025-02-17 03:00 | 64969.7137 | 64229.3322 | 0 | 740.3815 | 0 | 0.36293 | 0.36348 | 0.35312 | 48 | 3 | Winter Peak | 0.77051 | 0.41471 | 0.41471 | 0.9553 | 0.30864 | 0.36348 | 0 | 0 | 0.65714 | 0.85008 | 0.019688 | 0.00079999 | 0.35312 | 0.40237 | 0.65714 | 0 | 0 | 0.85 | 0.85 | 0.85 | 0.85 | 0.9553 | 0.019688 | 0.47953 | 0 | 0
2025-02-17 04:00 | 65672.8594 | 64936.918 | 0 | 735.9414 | 0 | 0.36076 | 0.36135 | 0.35009 | 48 | 4 | Winter Peak | 0.76333 | 0.41653 | 0.41653 | 0.95476 | 0.29732 | 0.36135 | 0 | 0 | 0.65714 | 0.85008 | 0.024226 | 0.00079999 | 0.35009 | 0.41478 | 0.65714 | 0 | 0 | 0.85 | 0.85 | 0.85 | 0.85 | 0.95476 | 0.024226 | 0.48811 | 0 | 0
2025-02-17 05:00 | 70719.3481 | 69991.9513 | 0 | 727.3968 | 0 | 0.35657 | 0.35731 | 0.34318 | 48 | 5 | Winter Peak | 0.76397 | 0.42656 | 0.42656 | 0.95318 | 0.30835 | 0.35731 | 0 | 0 | 0.65714 | 0.85008 | 0.038956 | 0.00079999 | 0.34318 | 0.46875 | 0.65714 | 0 | 0 | 0.85 | 0.85 | 0.85 | 0.85 | 0.95318 | 0.038956 | 0.52604 | 0 | 0
2025-02-17 06:00 | 78747.8245 | 78044.263 | 0.013902 | 703.5476 | 6.2786e-07 | 0.34488 | 0.34556 | 0.3326 | 48 | 6 | Winter Peak | 0.77622 | 0.44373 | 0.44373 | 0.95422 | 0.35077 | 0.34556 | 6.2786e-07 | 0 | 0.65714 | 0.85008 | 0.095995 | 0.00079999 | 0.3326 | 0.54606 | 0.65714 | 0 | 0 | 0.85 | 0.85 | 0.85 | 0.85 | 0.95422 | 0.095995 | 0.55621 | 4.395e-07 | 0.00017779
2025-02-17 07:00 | 86493.4267 | 84782.4064 | 1045.2374 | 665.7829 | 0.047205 | 0.32636 | 0.32659 | 0.32226 | 48 | 7 | Winter Peak | 0.79675 | 0.46785 | 0.46785 | 0.95426 | 0.42875 | 0.32659 | 0.047205 | 0 | 0.65714 | 0.85008 | 0.14633 | 0.018485 | 0.32226 | 0.55329 | 0.65714 | 0 | 0 | 0.85 | 0.85 | 0.85 | 0.85 | 0.95426 | 0.14633 | 0.5704 | 0.033044 | 0.00079354
2025-02-17 08:00 | 82996.6957 | 77893.9351 | 4454.8341 | 647.9265 | 0.20119 | 0.31761 | 0.31769 | 0.31615 | 48 | 8 | Winter Peak | 0.81616 | 0.48757 | 0.48757 | 0.95409 | 0.46748 | 0.31769 | 0.20119 | 0 | 0.65714 | 0.85008 | 0.13041 | 0.018501 | 0.31615 | 0.50439 | 0.65714 | 0 | 0 | 0.85 | 0.85 | 0.85 | 0.85 | 0.95409 | 0.13041 | 0.53483 | 0.14083 | 0.00017779
2025-02-17 09:00 | 81406.6298 | 72807.9563 | 7944.6186 | 654.0549 | 0.3588 | 0.32062 | 0.32121 | 0.30991 | 48 | 9 | Winter Peak | 0.82743 | 0.4868 | 0.4868 | 0.95409 | 0.47176 | 0.32121 | 0.3588 | 0.0015113 | 0.65714 | 0.85008 | 0.10175 | 0.00079999 | 0.30991 | 0.45454 | 0.65714 | 0 | 0 | 0.85 | 0.85 | 0.85 | 0.85 | 0.95409 | 0.10175 | 0.50594 | 0.25116 | 0
2025-02-17 10:00 | 79668.6564 | 68443.6081 | 10590.444 | 634.6044 | 0.47829 | 0.31108 | 0.3116 | 0.30161 | 48 | 10 | Winter Peak | 0.81193 | 0.46822 | 0.46822 | 0.95392 | 0.43943 | 0.3116 | 0.47829 | 0.34759 | 0.65714 | 0.85008 | 0.06409 | 0.00079999 | 0.30161 | 0.43658 | 0.65714 | 0 | 0 | 0.85 | 0.85 | 0.85 | 0.85 | 0.95392 | 0.06409 | 0.48847 | 0.3348 | 0
2025-02-17 11:00 | 76267.7513 | 63481.306 | 12181.0409 | 605.4044 | 0.55012 | 0.29677 | 0.29704 | 0.29183 | 48 | 11 | Winter Peak | 0.77725 | 0.44649 | 0.44649 | 0.95346 | 0.4136 | 0.29704 | 0.55012 | 0.56098 | 0.65714 | 0.85008 | 0.023737 | 0.00079999 | 0.29183 | 0.42784 | 0.65714 | 0 | 0 | 0.85 | 0.85 | 0.85 | 0.85 | 0.95346 | 0.023737 | 0.47131 | 0.38508 | 0
2025-02-17 12:00 | 74879.6519 | 61585.4398 | 12711.0106 | 583.2015 | 0.57405 | 0.28588 | 0.28607 | 0.28248 | 48 | 12 | Winter Peak | 0.75514 | 0.43187 | 0.43187 | 0.9539 | 0.37988 | 0.28607 | 0.57405 | 0.54133 | 0.65714 | 0.85008 | 0.028414 | 0.00079999 | 0.28248 | 0.41935 | 0.65714 | 0 | 0 | 0.85 | 0.85 | 0.85 | 0.85 | 0.9539 | 0.028414 | 0.46484 | 0.40184 | 0
2025-02-17 13:00 | 74747.1769 | 62048.0548 | 12124.5002 | 574.6218 | 0.54757 | 0.28168 | 0.28213 | 0.27343 | 48 | 13 | Winter Peak | 0.7313 | 0.41622 | 0.41622 | 0.95449 | 0.35466 | 0.28213 | 0.54757 | 0.50816 | 0.65714 | 0.85008 | 0.032883 | 0.00079999 | 0.27343 | 0.39041 | 0.65714 | 0 | 0 | 0.85 | 0.85 | 0.85 | 0.85 | 0.95449 | 0.032883 | 0.45621 | 0.3833 | 0
2025-02-17 14:00 | 74907.9795 | 64038.5139 | 10302.4707 | 566.9949 | 0.46528 | 0.27794 | 0.27876 | 0.26312 | 48 | 14 | Winter Peak | 0.71732 | 0.3979 | 0.3979 | 0.95429 | 0.33621 | 0.27876 | 0.46528 | 0.49139 | 0.65714 | 0.85008 | 0.036164 | 0.00079999 | 0.26312 | 0.37862 | 0.65714 | 0 | 0 | 0.85 | 0.85 | 0.85 | 0.85 | 0.95429 | 0.036164 | 0.45427 | 0.3257 | 0
2025-02-17 15:00 | 75384.3126 | 67404.1066 | 7428.6786 | 551.5274 | 0.33549 | 0.27036 | 0.27145 | 0.25066 | 48 | 15 | Winter Peak | 0.70565 | 0.38579 | 0.38579 | 0.95455 | 0.32522 | 0.27145 | 0.33549 | 0.50914 | 0.65714 | 0.85008 | 0.037071 | 0.0010513 | 0.25066 | 0.40121 | 0.65714 | 0 | 0 | 0.85 | 0.85 | 0.85 | 0.85 | 0.95455 | 0.037071 | 0.4753 | 0.23485 | 0
2025-02-17 16:00 | 76621.0493 | 72100.6851 | 3985.9958 | 534.3683 | 0.18002 | 0.26195 | 0.26307 | 0.24163 | 48 | 16 | Winter Peak | 0.68921 | 0.38321 | 0.38321 | 0.95517 | 0.32641 | 0.26307 | 0.18002 | 0.53718 | 0.66641 | 0.85008 | 0.038328 | 0.0013328 | 0.24163 | 0.49837 | 0.66641 | 0 | 0 | 0.85 | 0.85 | 0.85 | 0.85 | 0.95517 | 0.038328 | 0.5236 | 0.12601 | 0
2025-02-17 17:00 | 80709.374 | 79296.3607 | 889.6861 | 523.3272 | 0.04018 | 0.25653 | 0.25742 | 0.24043 | 48 | 17 | Winter Peak | 0.67362 | 0.38986 | 0.38986 | 0.95628 | 0.3507 | 0.25742 | 0.04018 | 0.51413 | 0.66641 | 0.85008 | 0.037979 | 0.0013328 | 0.24043 | 0.57013 | 0.66641 | 0 | 0 | 0.85 | 0.85 | 0.85 | 0.85 | 0.95628 | 0.037979 | 0.55688 | 0.028126 | 0.063622
2025-02-17 18:00 | 82373.5636 | 81851.681 | 0.013602 | 521.869 | 6.1431e-07 | 0.25582 | 0.25634 | 0.2464 | 48 | 18 | Winter Peak | 0.67848 | 0.40517 | 0.40517 | 0.95673 | 0.36572 | 0.25634 | 6.1431e-07 | 0.25986 | 0.66641 | 0.85008 | 0.039585 | 0.0013328 | 0.2464 | 0.60388 | 0.66641 | 0 | 0 | 0.85 | 0.85 | 0.85 | 0.85 | 0.95673 | 0.039585 | 0.59723 | 4.3002e-07 | 0.28409
2025-02-17 19:00 | 81288.9853 | 80774.4737 | 0 | 514.5116 | 0 | 0.25221 | 0.25246 | 0.24769 | 48 | 19 | Winter Peak | 0.71147 | 0.43141 | 0.43141 | 0.95738 | 0.37649 | 0.25246 | 0 | 0 | 0.66641 | 0.85008 | 0.037665 | 0.0013328 | 0.24769 | 0.60099 | 0.66641 | 0 | 0 | 0.85 | 0.85 | 0.85 | 0.85 | 0.95738 | 0.037665 | 0.60935 | 0 | 0.16714
2025-02-17 20:00 | 79160.8743 | 78650.4014 | 0 | 510.4729 | 0 | 0.25023 | 0.25037 | 0.24769 | 48 | 20 | Winter Peak | 0.73125 | 0.43597 | 0.43597 | 0.95737 | 0.38988 | 0.25037 | 0 | 0 | 0.66641 | 0.85008 | 0.03571 | 0.0083274 | 0.24769 | 0.59436 | 0.66641 | 0 | 0 | 0.85 | 0.85 | 0.85 | 0.85 | 0.95737 | 0.03571 | 0.5944 | 0 | 0.17838
2025-02-17 21:00 | 76532.8761 | 76025.8839 | 0 | 506.9922 | 0 | 0.24853 | 0.2482 | 0.25436 | 48 | 21 | Winter Peak | 0.71886 | 0.43151 | 0.43151 | 0.95836 | 0.40506 | 0.2482 | 0 | 0 | 0.66522 | 0.85008 | 0.03208 | 0.011965 | 0.25436 | 0.57434 | 0.66522 | 0 | 0 | 0.85 | 0.85 | 0.85 | 0.85 | 0.95836 | 0.03208 | 0.57799 | 0 | 0.14373
2025-02-17 22:00 | 72100.4856 | 71600.33 | 0 | 500.1556 | 0 | 0.24517 | 0.24443 | 0.2587 | 48 | 22 | Winter Peak | 0.70345 | 0.41925 | 0.41925 | 0.95915 | 0.39445 | 0.24443 | 0 | 0 | 0.66522 | 0.85008 | 0.026355 | 0.0013328 | 0.2587 | 0.52618 | 0.66522 | 0 | 0 | 0.85 | 0.85 | 0.85 | 0.85 | 0.95915 | 0.026355 | 0.55812 | 0 | 0.11546
2025-02-17 23:00 | 67427.2329 | 66941.8083 | 0 | 485.4246 | 0 | 0.23795 | 0.23715 | 0.2524 | 48 | 23 | Winter Peak | 0.67689 | 0.39856 | 0.39856 | 0.95992 | 0.36856 | 0.23715 | 0 | 0 | 0.66359 | 0.85008 | 0.020141 | 0.0013328 | 0.2524 | 0.46783 | 0.66359 | 0 | 0 | 0.85 | 0.85 | 0.85 | 0.85 | 0.95992 | 0.020141 | 0.53558 | 0 | 0.036763
2025-02-18 00:00 | 65295.6597 | 64808.668 | 0 | 486.9917 | 0 | 0.23872 | 0.23824 | 0.24745 | 49 | 0 | Winter Peak | 0.78684 | 0.4395 | 0.4395 | 0.95884 | 0.39604 | 0.23824 | 0 | 0 | 0.65714 | 0.85008 | 0.055084 | 0.0013328 | 0.24745 | 0.4288 | 0.65714 | 0 | 0 | 0.85 | 0.85 | 0.85 | 0.85 | 0.95884 | 0.055084 | 0.49358 | 0 | 0.005841
2025-02-18 01:00 | 64569.9196 | 64086.3501 | 0 | 483.5695 | 0 | 0.23704 | 0.23641 | 0.24849 | 49 | 1 | Winter Peak | 0.77838 | 0.42769 | 0.42769 | 0.95772 | 0.35356 | 0.23641 | 0 | 0 | 0.65714 | 0.85008 | 0.021014 | 0.00083936 | 0.24849 | 0.41457 | 0.65714 | 0 | 0 | 0.85 | 0.85 | 0.85 | 0.85 | 0.95772 | 0.021014 | 0.48366 | 0 | 0
2025-02-18 02:00 | 64390.4041 | 63921.7667 | 0 | 468.6374 | 0 | 0.22972 | 0.2287 | 0.2483 | 49 | 2 | Winter Peak | 0.77383 | 0.41814 | 0.41814 | 0.95559 | 0.32805 | 0.2287 | 0 | 0 | 0.65714 | 0.85008 | 0.018745 | 0.00079999 | 0.2483 | 0.40342 | 0.65714 | 0 | 0 | 0.85 | 0.85 | 0.85 | 0.85 | 0.95559 | 0.018745 | 0.48042 | 0 | 0
2025-02-18 03:00 | 64501.1155 | 64048.086 | 0 | 453.0295 | 0 | 0.22207 | 0.22066 | 0.24761 | 49 | 3 | Winter Peak | 0.77051 | 0.41471 | 0.41471 | 0.9553 | 0.30864 | 0.22066 | 0 | 0 | 0.65714 | 0.85008 | 0.019688 | 0.00079999 | 0.24761 | 0.40237 | 0.65714 | 0 | 0 | 0.85 | 0.85 | 0.85 | 0.85 | 0.9553 | 0.019688 | 0.47953 | 0 | 0
2025-02-18 04:00 | 65207.5611 | 64769.6379 | 0 | 437.9232 | 0 | 0.21467 | 0.21303 | 0.24434 | 49 | 4 | Winter Peak | 0.76333 | 0.41653 | 0.41653 | 0.95476 | 0.29732 | 0.21303 | 0 | 0 | 0.65714 | 0.85008 | 0.024226 | 0.00079999 | 0.24434 | 0.41478 | 0.65714 | 0 | 0 | 0.85 | 0.85 | 0.85 | 0.85 | 0.95476 | 0.024226 | 0.48811 | 0 | 0
2025-02-18 05:00 | 70233.4883 | 69805.6268 | 0 | 427.8615 | 0 | 0.20974 | 0.20806 | 0.23995 | 49 | 5 | Winter Peak | 0.76397 | 0.42656 | 0.42656 | 0.95318 | 0.30835 | 0.20806 | 0 | 0 | 0.65714 | 0.85008 | 0.038956 | 0.00079999 | 0.23995 | 0.46875 | 0.65714 | 0 | 0 | 0.85 | 0.85 | 0.85 | 0.85 | 0.95318 | 0.038956 | 0.52604 | 0 | 0
2025-02-18 06:00 | 78226.4264 | 77821.826 | 0.034535 | 404.5658 | 1.5597e-06 | 0.19832 | 0.19639 | 0.23309 | 49 | 6 | Winter Peak | 0.77622 | 0.44373 | 0.44373 | 0.95422 | 0.35077 | 0.19639 | 1.5597e-06 | 0 | 0.65714 | 0.85008 | 0.095995 | 0.00079999 | 0.23309 | 0.54606 | 0.65714 | 0 | 0 | 0.85 | 0.85 | 0.85 | 0.85 | 0.95422 | 0.095995 | 0.55621 | 1.0918e-06 | 0.00017779
2025-02-18 07:00 | 85718.9328 | 84444.4326 | 894.5797 | 379.9205 | 0.040401 | 0.18624 | 0.18396 | 0.22741 | 49 | 7 | Winter Peak | 0.79675 | 0.46785 | 0.46785 | 0.95426 | 0.42875 | 0.18396 | 0.040401 | 0 | 0.65714 | 0.85008 | 0.14633 | 0.018485 | 0.22741 | 0.55329 | 0.65714 | 0 | 0 | 0.85 | 0.85 | 0.85 | 0.85 | 0.95426 | 0.14633 | 0.5704 | 0.028281 | 0.00079354
2025-02-18 08:00 | 82290.2444 | 78350.6043 | 3588.3154 | 351.3247 | 0.16206 | 0.17222 | 0.16971 | 0.21747 | 49 | 8 | Winter Peak | 0.81616 | 0.48757 | 0.48757 | 0.95409 | 0.46748 | 0.16971 | 0.16206 | 0 | 0.65714 | 0.85008 | 0.13041 | 0.018501 | 0.21747 | 0.50439 | 0.65714 | 0 | 0 | 0.85 | 0.85 | 0.85 | 0.85 | 0.95409 | 0.13041 | 0.53483 | 0.11344 | 0.00017779
2025-02-18 09:00 | 80771.2552 | 74188.2358 | 6257.1949 | 325.8244 | 0.28259 | 0.15972 | 0.15712 | 0.20671 | 49 | 9 | Winter Peak | 0.82743 | 0.4868 | 0.4868 | 0.95409 | 0.47176 | 0.15712 | 0.28259 | 0.0015113 | 0.65714 | 0.85008 | 0.10175 | 0.00079999 | 0.20671 | 0.45454 | 0.65714 | 0 | 0 | 0.85 | 0.85 | 0.85 | 0.85 | 0.95409 | 0.10175 | 0.50594 | 0.19781 | 0
2025-02-18 10:00 | 79341.9576 | 70649.579 | 8371.5809 | 320.7977 | 0.37808 | 0.15725 | 0.15525 | 0.19347 | 49 | 10 | Winter Peak | 0.81193 | 0.46822 | 0.46822 | 0.95392 | 0.43943 | 0.15525 | 0.37808 | 0.34759 | 0.65714 | 0.85008 | 0.06409 | 0.00079999 | 0.19347 | 0.43658 | 0.65714 | 0 | 0 | 0.85 | 0.85 | 0.85 | 0.85 | 0.95392 | 0.06409 | 0.48847 | 0.26465 | 0
2025-02-18 11:00 | 76267.7513 | 66202.0427 | 9752.5397 | 313.1689 | 0.44044 | 0.15351 | 0.15181 | 0.18423 | 49 | 11 | Winter Peak | 0.77725 | 0.44649 | 0.44649 | 0.95346 | 0.4136 | 0.15181 | 0.44044 | 0.56098 | 0.65714 | 0.85008 | 0.023737 | 0.00079999 | 0.18423 | 0.42784 | 0.65714 | 0 | 0 | 0.85 | 0.85 | 0.85 | 0.85 | 0.95346 | 0.023737 | 0.47131 | 0.30831 | 0
2025-02-18 12:00 | 74879.6519 | 64388.3561 | 10191.4599 | 299.8359 | 0.46027 | 0.14698 | 0.14527 | 0.17794 | 49 | 12 | Winter Peak | 0.75514 | 0.43187 | 0.43187 | 0.9539 | 0.37988 | 0.14527 | 0.46027 | 0.54133 | 0.65714 | 0.85008 | 0.028414 | 0.00079999 | 0.17794 | 0.41935 | 0.65714 | 0 | 0 | 0.85 | 0.85 | 0.85 | 0.85 | 0.9539 | 0.028414 | 0.46484 | 0.32219 | 0
2025-02-18 13:00 | 74747.1769 | 64726.1582 | 9735.958 | 285.0607 | 0.4397 | 0.13974 | 0.13801 | 0.17087 | 49 | 13 | Winter Peak | 0.7313 | 0.41622 | 0.41622 | 0.95449 | 0.35466 | 0.13801 | 0.4397 | 0.50816 | 0.65714 | 0.85008 | 0.032883 | 0.00079999 | 0.17087 | 0.39041 | 0.65714 | 0 | 0 | 0.85 | 0.85 | 0.85 | 0.85 | 0.95449 | 0.032883 | 0.45621 | 0.30779 | 0
2025-02-18 14:00 | 74907.9795 | 66480.5905 | 8150.0857 | 277.3032 | 0.36807 | 0.13593 | 0.13444 | 0.16296 | 49 | 14 | Winter Peak | 0.71732 | 0.3979 | 0.3979 | 0.95429 | 0.33621 | 0.13444 | 0.36807 | 0.49139 | 0.65714 | 0.85008 | 0.036164 | 0.00079999 | 0.16296 | 0.37862 | 0.65714 | 0 | 0 | 0.85 | 0.85 | 0.85 | 0.85 | 0.95429 | 0.036164 | 0.45427 | 0.25765 | 0
2025-02-18 15:00 | 75384.3126 | 69474.9237 | 5635.2865 | 274.1024 | 0.2545 | 0.13436 | 0.13323 | 0.15482 | 49 | 15 | Winter Peak | 0.70565 | 0.38579 | 0.38579 | 0.95455 | 0.32522 | 0.13323 | 0.2545 | 0.50914 | 0.65714 | 0.85008 | 0.037071 | 0.0010513 | 0.15482 | 0.40121 | 0.65714 | 0 | 0 | 0.85 | 0.85 | 0.85 | 0.85 | 0.95455 | 0.037071 | 0.4753 | 0.17815 | 0
2025-02-18 16:00 | 76621.0493 | 73560.8143 | 2791.1227 | 269.1123 | 0.12605 | 0.13192 | 0.1311 | 0.14665 | 49 | 16 | Winter Peak | 0.68921 | 0.38321 | 0.38321 | 0.95517 | 0.32641 | 0.1311 | 0.12605 | 0.53718 | 0.66641 | 0.85008 | 0.038328 | 0.0013328 | 0.14665 | 0.49837 | 0.66641 | 0 | 0 | 0.85 | 0.85 | 0.85 | 0.85 | 0.95517 | 0.038328 | 0.5236 | 0.088237 | 0
2025-02-18 17:00 | 80364.0218 | 79541.3769 | 553.1395 | 269.5054 | 0.024981 | 0.13211 | 0.13154 | 0.14234 | 49 | 17 | Winter Peak | 0.67362 | 0.38986 | 0.38986 | 0.95628 | 0.3507 | 0.13154 | 0.024981 | 0.51413 | 0.66641 | 0.85008 | 0.037979 | 0.0013328 | 0.14234 | 0.57013 | 0.66641 | 0 | 0 | 0.85 | 0.85 | 0.85 | 0.85 | 0.95628 | 0.037979 | 0.55688 | 0.017487 | 0.063622
2025-02-18 18:00 | 81849.8809 | 81554.1949 | 0.0067865 | 295.6792 | 3.0649e-07 | 0.14494 | 0.1449 | 0.14561 | 49 | 18 | Winter Peak | 0.67848 | 0.40517 | 0.40517 | 0.95673 | 0.36572 | 0.1449 | 3.0649e-07 | 0.25986 | 0.66641 | 0.85008 | 0.039585 | 0.0013328 | 0.14561 | 0.60388 | 0.66641 | 0 | 0 | 0.85 | 0.85 | 0.85 | 0.85 | 0.95673 | 0.039585 | 0.59723 | 2.1454e-07 | 0.28409
2025-02-18 19:00 | 80619.0878 | 80299.2528 | 0 | 319.835 | 0 | 0.15678 | 0.15702 | 0.15252 | 49 | 19 | Winter Peak | 0.71147 | 0.43141 | 0.43141 | 0.95738 | 0.37649 | 0.15702 | 0 | 0 | 0.66641 | 0.85008 | 0.037665 | 0.0013328 | 0.15252 | 0.60099 | 0.66641 | 0 | 0 | 0.85 | 0.85 | 0.85 | 0.85 | 0.95738 | 0.037665 | 0.60935 | 0 | 0.16714
2025-02-18 20:00 | 78317.8543 | 77991.1433 | 0 | 326.711 | 0 | 0.16015 | 0.16035 | 0.15654 | 49 | 20 | Winter Peak | 0.73125 | 0.43597 | 0.43597 | 0.95737 | 0.38988 | 0.16035 | 0 | 0 | 0.66641 | 0.85008 | 0.03571 | 0.0083274 | 0.15654 | 0.59436 | 0.66641 | 0 | 0 | 0.85 | 0.85 | 0.85 | 0.85 | 0.95737 | 0.03571 | 0.5944 | 0 | 0.17838
2025-02-18 21:00 | 75515.4644 | 75173.0806 | 0 | 342.3839 | 0 | 0.16784 | 0.16845 | 0.15675 | 49 | 21 | Winter Peak | 0.71886 | 0.43151 | 0.43151 | 0.95836 | 0.40506 | 0.16845 | 0 | 0 | 0.66522 | 0.85008 | 0.03208 | 0.011965 | 0.15675 | 0.57434 | 0.66522 | 0 | 0 | 0.85 | 0.85 | 0.85 | 0.85 | 0.95836 | 0.03208 | 0.57799 | 0 | 0.14373
2025-02-18 22:00 | 70915.7899 | 70548.0594 | 0 | 367.7305 | 0 | 0.18026 | 0.18171 | 0.1541 | 49 | 22 | Winter Peak | 0.70345 | 0.41925 | 0.41925 | 0.95915 | 0.39445 | 0.18171 | 0 | 0 | 0.66522 | 0.85008 | 0.026355 | 0.0013328 | 0.1541 | 0.52618 | 0.66522 | 0 | 0 | 0.85 | 0.85 | 0.85 | 0.85 | 0.95915 | 0.026355 | 0.55812 | 0 | 0.11546
2025-02-18 23:00 | 66112.3146 | 65730.0263 | 0 | 382.2883 | 0 | 0.1874 | 0.18936 | 0.15187 | 49 | 23 | Winter Peak | 0.67689 | 0.39856 | 0.39856 | 0.95992 | 0.36856 | 0.18936 | 0 | 0 | 0.66359 | 0.85008 | 0.020141 | 0.0013328 | 0.15187 | 0.46783 | 0.66359 | 0 | 0 | 0.85 | 0.85 | 0.85 | 0.85 | 0.95992 | 0.020141 | 0.53558 | 0 | 0.036763
2025-02-19 00:00 | 63874.888 | 63467.0055 | 0 | 407.8825 | 0 | 0.19994 | 0.20224 | 0.15844 | 50 | 0 | Winter Peak | 0.78684 | 0.4395 | 0.4395 | 0.95884 | 0.39604 | 0.20224 | 0 | 0 | 0.65714 | 0.85008 | 0.055084 | 0.0013328 | 0.15844 | 0.4288 | 0.65714 | 0 | 0 | 0.85 | 0.85 | 0.85 | 0.85 | 0.95884 | 0.055084 | 0.49358 | 0 | 0.005841
2025-02-19 01:00 | 63062.3328 | 62625.5146 | 0 | 436.8182 | 0 | 0.21413 | 0.21636 | 0.17373 | 50 | 1 | Winter Peak | 0.77838 | 0.42769 | 0.42769 | 0.95772 | 0.35356 | 0.21636 | 0 | 0 | 0.65714 | 0.85008 | 0.021014 | 0.00083936 | 0.17373 | 0.41457 | 0.65714 | 0 | 0 | 0.85 | 0.85 | 0.85 | 0.85 | 0.95772 | 0.021014 | 0.48366 | 0 | 0
2025-02-19 02:00 | 62820.1175 | 62358.8198 | 0 | 461.2977 | 0 | 0.22613 | 0.22829 | 0.18694 | 50 | 2 | Winter Peak | 0.77383 | 0.41814 | 0.41814 | 0.95559 | 0.32805 | 0.22829 | 0 | 0 | 0.65714 | 0.85008 | 0.018745 | 0.00079999 | 0.18694 | 0.40342 | 0.65714 | 0 | 0 | 0.85 | 0.85 | 0.85 | 0.85 | 0.95559 | 0.018745 | 0.48042 | 0 | 0
2025-02-19 03:00 | 62889.1983 | 62407.7756 | 0 | 481.4227 | 0 | 0.23599 | 0.23806 | 0.19864 | 50 | 3 | Winter Peak | 0.77051 | 0.41471 | 0.41471 | 0.9553 | 0.30864 | 0.23806 | 0 | 0 | 0.65714 | 0.85008 | 0.019688 | 0.00079999 | 0.19864 | 0.40237 | 0.65714 | 0 | 0 | 0.85 | 0.85 | 0.85 | 0.85 | 0.9553 | 0.019688 | 0.47953 | 0 | 0
2025-02-19 04:00 | 63576.8594 | 63080.2172 | 0 | 496.6422 | 0 | 0.24345 | 0.24553 | 0.20587 | 50 | 4 | Winter Peak | 0.76333 | 0.41653 | 0.41653 | 0.95476 | 0.29732 | 0.24553 | 0 | 0 | 0.65714 | 0.85008 | 0.024226 | 0.00079999 | 0.20587 | 0.41478 | 0.65714 | 0 | 0 | 0.85 | 0.85 | 0.85 | 0.85 | 0.95476 | 0.024226 | 0.48811 | 0 | 0
2025-02-19 05:00 | 68606.8481 | 68114.0189 | 0 | 492.8292 | 0 | 0.24158 | 0.24354 | 0.20617 | 50 | 5 | Winter Peak | 0.76397 | 0.42656 | 0.42656 | 0.95318 | 0.30835 | 0.24354 | 0 | 0 | 0.65714 | 0.85008 | 0.038956 | 0.00079999 | 0.20617 | 0.46875 | 0.65714 | 0 | 0 | 0.85 | 0.85 | 0.85 | 0.85 | 0.95318 | 0.038956 | 0.52604 | 0 | 0
2025-02-19 06:00 | 76619.8399 | 76147.4046 | 0.040499 | 472.3948 | 1.829e-06 | 0.23157 | 0.23324 | 0.20137 | 50 | 6 | Winter Peak | 0.77622 | 0.44373 | 0.44373 | 0.95422 | 0.35077 | 0.23324 | 1.829e-06 | 0 | 0.65714 | 0.85008 | 0.095995 | 0.00079999 | 0.20137 | 0.54606 | 0.65714 | 0 | 0 | 0.85 | 0.85 | 0.85 | 0.85 | 0.95422 | 0.095995 | 0.55621 | 1.2803e-06 | 0.00017779
2025-02-19 07:00 | 84214.2441 | 83290.7018 | 480.7978 | 442.7444 | 0.021714 | 0.21703 | 0.21841 | 0.19211 | 50 | 7 | Winter Peak | 0.79675 | 0.46785 | 0.46785 | 0.95426 | 0.42875 | 0.21841 | 0.021714 | 0 | 0.65714 | 0.85008 | 0.14633 | 0.018485 | 0.19211 | 0.55329 | 0.65714 | 0 | 0 | 0.85 | 0.85 | 0.85 | 0.85 | 0.95426 | 0.14633 | 0.5704 | 0.0152 | 0.00079354
2025-02-19 08:00 | 81643.9545 | 79101.0084 | 2133.0834 | 409.8626 | 0.096334 | 0.20091 | 0.20232 | 0.1755 | 50 | 8 | Winter Peak | 0.81616 | 0.48757 | 0.48757 | 0.95409 | 0.46748 | 0.20232 | 0.096334 | 0 | 0.65714 | 0.85008 | 0.13041 | 0.018501 | 0.1755 | 0.50439 | 0.65714 | 0 | 0 | 0.85 | 0.85 | 0.85 | 0.85 | 0.95409 | 0.13041 | 0.53483 | 0.067434 | 0.00017779
2025-02-19 09:00 | 80640.0172 | 76137.7112 | 4070.9964 | 431.3096 | 0.18385 | 0.21143 | 0.21369 | 0.17052 | 50 | 9 | Winter Peak | 0.82743 | 0.4868 | 0.4868 | 0.95409 | 0.47176 | 0.21369 | 0.18385 | 0.0015113 | 0.65714 | 0.85008 | 0.10175 | 0.00079999 | 0.17052 | 0.45454 | 0.65714 | 0 | 0 | 0.85 | 0.85 | 0.85 | 0.85 | 0.95409 | 0.10175 | 0.50594 | 0.1287 | 0
2025-02-19 10:00 | 79341.9576 | 73022.9633 | 5870.9545 | 448.0398 | 0.26514 | 0.21963 | 0.22164 | 0.18316 | 50 | 10 | Winter Peak | 0.81193 | 0.46822 | 0.46822 | 0.95392 | 0.43943 | 0.22164 | 0.26514 | 0.34759 | 0.65714 | 0.85008 | 0.06409 | 0.00079999 | 0.18316 | 0.43658 | 0.65714 | 0 | 0 | 0.85 | 0.85 | 0.85 | 0.85 | 0.95392 | 0.06409 | 0.48847 | 0.1856 | 0
2025-02-19 11:00 | 76267.7513 | 68000.0148 | 7802.41 | 465.3265 | 0.35237 | 0.2281 | 0.22932 | 0.20609 | 50 | 11 | Winter Peak | 0.77725 | 0.44649 | 0.44649 | 0.95346 | 0.4136 | 0.22932 | 0.35237 | 0.56098 | 0.65714 | 0.85008 | 0.023737 | 0.00079999 | 0.20609 | 0.42784 | 0.65714 | 0 | 0 | 0.85 | 0.85 | 0.85 | 0.85 | 0.95346 | 0.023737 | 0.47131 | 0.24666 | 0
2025-02-19 12:00 | 74879.6519 | 65376.5844 | 9029.7627 | 473.3048 | 0.4078 | 0.23201 | 0.23257 | 0.22187 | 50 | 12 | Winter Peak | 0.75514 | 0.43187 | 0.43187 | 0.9539 | 0.37988 | 0.23257 | 0.4078 | 0.54133 | 0.65714 | 0.85008 | 0.028414 | 0.00079999 | 0.22187 | 0.41935 | 0.65714 | 0 | 0 | 0.85 | 0.85 | 0.85 | 0.85 | 0.9539 | 0.028414 | 0.46484 | 0.28546 | 0
2025-02-19 13:00 | 74747.1769 | 65042.7091 | 9218.7754 | 485.6924 | 0.41634 | 0.23808 | 0.23894 | 0.22259 | 50 | 13 | Winter Peak | 0.7313 | 0.41622 | 0.41622 | 0.95449 | 0.35466 | 0.23894 | 0.41634 | 0.50816 | 0.65714 | 0.85008 | 0.032883 | 0.00079999 | 0.22259 | 0.39041 | 0.65714 | 0 | 0 | 0.85 | 0.85 | 0.85 | 0.85 | 0.95449 | 0.032883 | 0.45621 | 0.29144 | 0
2025-02-19 14:00 | 74907.9795 | 66079.6331 | 8324.2758 | 504.0705 | 0.37594 | 0.24709 | 0.24752 | 0.23938 | 50 | 14 | Winter Peak | 0.71732 | 0.3979 | 0.3979 | 0.95429 | 0.33621 | 0.24752 | 0.37594 | 0.49139 | 0.65714 | 0.85008 | 0.036164 | 0.00079999 | 0.23938 | 0.37862 | 0.65714 | 0 | 0 | 0.85 | 0.85 | 0.85 | 0.85 | 0.95429 | 0.036164 | 0.45427 | 0.26316 | 0
2025-02-19 15:00 | 75384.3126 | 68719.713 | 6135.3106 | 529.289 | 0.27708 | 0.25946 | 0.25891 | 0.2693 | 50 | 15 | Winter Peak | 0.70565 | 0.38579 | 0.38579 | 0.95455 | 0.32522 | 0.25891 | 0.27708 | 0.50914 | 0.65714 | 0.85008 | 0.037071 | 0.0010513 | 0.2693 | 0.40121 | 0.65714 | 0 | 0 | 0.85 | 0.85 | 0.85 | 0.85 | 0.95455 | 0.037071 | 0.4753 | 0.19396 | 0
2025-02-19 16:00 | 76621.0493 | 72669.8668 | 3396.5718 | 554.6107 | 0.1534 | 0.27187 | 0.27102 | 0.28712 | 50 | 16 | Winter Peak | 0.68921 | 0.38321 | 0.38321 | 0.95517 | 0.32641 | 0.27102 | 0.1534 | 0.53718 | 0.66641 | 0.85008 | 0.038328 | 0.0013328 | 0.28712 | 0.49837 | 0.66641 | 0 | 0 | 0.85 | 0.85 | 0.85 | 0.85 | 0.95517 | 0.038328 | 0.5236 | 0.10738 | 0
2025-02-19 17:00 | 80194.1389 | 78823.4664 | 793.8873 | 576.7853 | 0.035854 | 0.28274 | 0.28167 | 0.30201 | 50 | 17 | Winter Peak | 0.67362 | 0.38986 | 0.38986 | 0.95628 | 0.3507 | 0.28167 | 0.035854 | 0.51413 | 0.66641 | 0.85008 | 0.037979 | 0.0013328 | 0.30201 | 0.57013 | 0.66641 | 0 | 0 | 0.85 | 0.85 | 0.85 | 0.85 | 0.95628 | 0.037979 | 0.55688 | 0.025097 | 0.063622
2025-02-19 18:00 | 81849.8809 | 81253.1421 | 0.060885 | 596.6779 | 2.7497e-06 | 0.29249 | 0.29121 | 0.31554 | 50 | 18 | Winter Peak | 0.67848 | 0.40517 | 0.40517 | 0.95673 | 0.36572 | 0.29121 | 2.7497e-06 | 0.25986 | 0.66641 | 0.85008 | 0.039585 | 0.0013328 | 0.31554 | 0.60388 | 0.66641 | 0 | 0 | 0.85 | 0.85 | 0.85 | 0.85 | 0.95673 | 0.039585 | 0.59723 | 1.9248e-06 | 0.28409
2025-02-19 19:00 | 80619.0878 | 80009.18 | 0 | 609.9077 | 0 | 0.29897 | 0.29776 | 0.32087 | 50 | 19 | Winter Peak | 0.71147 | 0.43141 | 0.43141 | 0.95738 | 0.37649 | 0.29776 | 0 | 0 | 0.66641 | 0.85008 | 0.037665 | 0.0013328 | 0.32087 | 0.60099 | 0.66641 | 0 | 0 | 0.85 | 0.85 | 0.85 | 0.85 | 0.95738 | 0.037665 | 0.60935 | 0 | 0.16714
2025-02-19 20:00 | 78511.2844 | 77897.7088 | 0 | 613.5756 | 0 | 0.30077 | 0.29969 | 0.3203 | 50 | 20 | Winter Peak | 0.73125 | 0.43597 | 0.43597 | 0.95737 | 0.38988 | 0.29969 | 0 | 0 | 0.66641 | 0.85008 | 0.03571 | 0.0083274 | 0.3203 | 0.59436 | 0.66641 | 0 | 0 | 0.85 | 0.85 | 0.85 | 0.85 | 0.95737 | 0.03571 | 0.5944 | 0 | 0.17838
2025-02-19 21:00 | 75949.2859 | 75347.1853 | 0 | 602.1006 | 0 | 0.29515 | 0.29425 | 0.31141 | 50 | 21 | Winter Peak | 0.71886 | 0.43151 | 0.43151 | 0.95836 | 0.40506 | 0.29425 | 0 | 0 | 0.66522 | 0.85008 | 0.03208 | 0.011965 | 0.31141 | 0.57434 | 0.66522 | 0 | 0 | 0.85 | 0.85 | 0.85 | 0.85 | 0.95836 | 0.03208 | 0.57799 | 0 | 0.14373
2025-02-19 22:00 | 71553.703 | 70971.3161 | 0 | 582.3869 | 0 | 0.28548 | 0.28487 | 0.29665 | 50 | 22 | Winter Peak | 0.70345 | 0.41925 | 0.41925 | 0.95915 | 0.39445 | 0.28487 | 0 | 0 | 0.66522 | 0.85008 | 0.026355 | 0.0013328 | 0.29665 | 0.52618 | 0.66522 | 0 | 0 | 0.85 | 0.85 | 0.85 | 0.85 | 0.95915 | 0.026355 | 0.55812 | 0 | 0.11546
2025-02-19 23:00 | 66925.8886 | 66350.9011 | 0 | 574.9875 | 0 | 0.28186 | 0.28129 | 0.2921 | 50 | 23 | Winter Peak | 0.67689 | 0.39856 | 0.39856 | 0.95992 | 0.36856 | 0.28129 | 0 | 0 | 0.66359 | 0.85008 | 0.020141 | 0.0013328 | 0.2921 | 0.46783 | 0.66359 | 0 | 0 | 0.85 | 0.85 | 0.85 | 0.85 | 0.95992 | 0.020141 | 0.53558 | 0 | 0.036763
2025-02-20 00:00 | 64835.946 | 64250.4976 | 0 | 585.4484 | 0 | 0.28698 | 0.28655 | 0.29478 | 51 | 0 | Winter Peak | 0.78684 | 0.4395 | 0.4395 | 0.95884 | 0.39604 | 0.28655 | 0 | 0 | 0.65714 | 0.85008 | 0.055084 | 0.0013328 | 0.29478 | 0.4288 | 0.65714 | 0 | 0 | 0.85 | 0.85 | 0.85 | 0.85 | 0.95884 | 0.055084 | 0.49358 | 0 | 0.005841
2025-02-20 01:00 | 64132.0366 | 63525.0776 | 0 | 606.959 | 0 | 0.29753 | 0.2971 | 0.30528 | 51 | 1 | Winter Peak | 0.77838 | 0.42769 | 0.42769 | 0.95772 | 0.35356 | 0.2971 | 0 | 0 | 0.65714 | 0.85008 | 0.021014 | 0.00083936 | 0.30528 | 0.41457 | 0.65714 | 0 | 0 | 0.85 | 0.85 | 0.85 | 0.85 | 0.95772 | 0.021014 | 0.48366 | 0 | 0
2025-02-20 02:00 | 63924.3443 | 63296.5906 | 0 | 627.7537 | 0 | 0.30772 | 0.30714 | 0.31816 | 51 | 2 | Winter Peak | 0.77383 | 0.41814 | 0.41814 | 0.95559 | 0.32805 | 0.30714 | 0 | 0 | 0.65714 | 0.85008 | 0.018745 | 0.00079999 | 0.31816 | 0.40342 | 0.65714 | 0 | 0 | 0.85 | 0.85 | 0.85 | 0.85 | 0.95559 | 0.018745 | 0.48042 | 0 | 0
2025-02-20 03:00 | 64020.5864 | 63377.4063 | 0 | 643.1802 | 0 | 0.31528 | 0.3147 | 0.32587 | 51 | 3 | Winter Peak | 0.77051 | 0.41471 | 0.41471 | 0.9553 | 0.30864 | 0.3147 | 0 | 0 | 0.65714 | 0.85008 | 0.019688 | 0.00079999 | 0.32587 | 0.40237 | 0.65714 | 0 | 0 | 0.85 | 0.85 | 0.85 | 0.85 | 0.9553 | 0.019688 | 0.47953 | 0 | 0
2025-02-20 04:00 | 64727.7937 | 64082.5509 | 0 | 645.2428 | 0 | 0.3163 | 0.31542 | 0.33209 | 51 | 4 | Winter Peak | 0.76333 | 0.41653 | 0.41653 | 0.95476 | 0.29732 | 0.31542 | 0 | 0 | 0.65714 | 0.85008 | 0.024226 | 0.00079999 | 0.33209 | 0.41478 | 0.65714 | 0 | 0 | 0.85 | 0.85 | 0.85 | 0.85 | 0.95476 | 0.024226 | 0.48811 | 0 | 0
2025-02-20 05:00 | 69773.0131 | 69125.6373 | 0 | 647.3758 | 0 | 0.31734 | 0.31653 | 0.33206 | 51 | 5 | Winter Peak | 0.76397 | 0.42656 | 0.42656 | 0.95318 | 0.30835 | 0.31653 | 0 | 0 | 0.65714 | 0.85008 | 0.038956 | 0.00079999 | 0.33206 | 0.46875 | 0.65714 | 0 | 0 | 0.85 | 0.85 | 0.85 | 0.85 | 0.95318 | 0.038956 | 0.52604 | 0 | 0
2025-02-20 06:00 | 77770.2665 | 77137.13 | 0.24944 | 632.8871 | 1.1265e-05 | 0.31024 | 0.30982 | 0.31787 | 51 | 6 | Winter Peak | 0.77622 | 0.44373 | 0.44373 | 0.95422 | 0.35077 | 0.30982 | 1.1265e-05 | 0 | 0.65714 | 0.85008 | 0.095995 | 0.00079999 | 0.31787 | 0.54606 | 0.65714 | 0 | 0 | 0.85 | 0.85 | 0.85 | 0.85 | 0.95422 | 0.095995 | 0.55621 | 7.8856e-06 | 0.00017779
2025-02-20 07:00 | 85129.8454 | 83444.9213 | 1078.121 | 606.8031 | 0.04869 | 0.29745 | 0.29802 | 0.28712 | 51 | 7 | Winter Peak | 0.79675 | 0.46785 | 0.46785 | 0.95426 | 0.42875 | 0.29802 | 0.04869 | 0 | 0.65714 | 0.85008 | 0.14633 | 0.018485 | 0.28712 | 0.55329 | 0.65714 | 0 | 0 | 0.85 | 0.85 | 0.85 | 0.85 | 0.95426 | 0.14633 | 0.5704 | 0.034083 | 0.00079354
2025-02-20 08:00 | 82443.5669 | 77739.3951 | 4105.9179 | 598.254 | 0.18543 | 0.29326 | 0.29523 | 0.25765 | 51 | 8 | Winter Peak | 0.81616 | 0.48757 | 0.48757 | 0.95409 | 0.46748 | 0.29523 | 0.18543 | 0 | 0.65714 | 0.85008 | 0.13041 | 0.018501 | 0.25765 | 0.50439 | 0.65714 | 0 | 0 | 0.85 | 0.85 | 0.85 | 0.85 | 0.95409 | 0.13041 | 0.53483 | 0.1298 | 0.00017779
2025-02-20 09:00 | 81214.9766 | 73758.0828 | 6827.4998 | 629.3941 | 0.30834 | 0.30853 | 0.31169 | 0.25144 | 51 | 9 | Winter Peak | 0.82743 | 0.4868 | 0.4868 | 0.95409 | 0.47176 | 0.31169 | 0.30834 | 0.0015113 | 0.65714 | 0.85008 | 0.10175 | 0.00079999 | 0.25144 | 0.45454 | 0.65714 | 0 | 0 | 0.85 | 0.85 | 0.85 | 0.85 | 0.95409 | 0.10175 | 0.50594 | 0.21584 | 0
2025-02-20 10:00 | 79716.1255 | 70068.734 | 8998.4523 | 648.9392 | 0.40639 | 0.31811 | 0.32165 | 0.25409 | 51 | 10 | Winter Peak | 0.81193 | 0.46822 | 0.46822 | 0.95392 | 0.43943 | 0.32165 | 0.40639 | 0.34759 | 0.65714 | 0.85008 | 0.06409 | 0.00079999 | 0.25409 | 0.43658 | 0.65714 | 0 | 0 | 0.85 | 0.85 | 0.85 | 0.85 | 0.95392 | 0.06409 | 0.48847 | 0.28447 | 0
2025-02-20 11:00 | 76473.3659 | 65354.9991 | 10454.6458 | 663.7211 | 0.47215 | 0.32535 | 0.3292 | 0.25578 | 51 | 11 | Winter Peak | 0.77725 | 0.44649 | 0.44649 | 0.95346 | 0.4136 | 0.3292 | 0.47215 | 0.56098 | 0.65714 | 0.85008 | 0.023737 | 0.00079999 | 0.25578 | 0.42784 | 0.65714 | 0 | 0 | 0.85 | 0.85 | 0.85 | 0.85 | 0.95346 | 0.023737 | 0.47131 | 0.33051 | 0
2025-02-20 12:00 | 75001.4976 | 63368.2654 | 10954.5917 | 678.6405 | 0.49473 | 0.33267 | 0.33676 | 0.25875 | 51 | 12 | Winter Peak | 0.75514 | 0.43187 | 0.43187 | 0.9539 | 0.37988 | 0.33676 | 0.49473 | 0.54133 | 0.65714 | 0.85008 | 0.028414 | 0.00079999 | 0.25875 | 0.41935 | 0.65714 | 0 | 0 | 0.85 | 0.85 | 0.85 | 0.85 | 0.9539 | 0.028414 | 0.46484 | 0.34631 | 0
2025-02-20 13:00 | 74854.8073 | 63710.9513 | 10455.1226 | 688.7334 | 0.47217 | 0.33761 | 0.34168 | 0.26416 | 51 | 13 | Winter Peak | 0.7313 | 0.41622 | 0.41622 | 0.95449 | 0.35466 | 0.34168 | 0.47217 | 0.50816 | 0.65714 | 0.85008 | 0.032883 | 0.00079999 | 0.26416 | 0.39041 | 0.65714 | 0 | 0 | 0.85 | 0.85 | 0.85 | 0.85 | 0.95449 | 0.032883 | 0.45621 | 0.33052 | 0
2025-02-20 14:00 | 75049.8789 | 65235.0565 | 9125.5394 | 689.2831 | 0.41213 | 0.33788 | 0.34182 | 0.26676 | 51 | 14 | Winter Peak | 0.71732 | 0.3979 | 0.3979 | 0.95429 | 0.33621 | 0.34182 | 0.41213 | 0.49139 | 0.65714 | 0.85008 | 0.036164 | 0.00079999 | 0.26676 | 0.37862 | 0.65714 | 0 | 0 | 0.85 | 0.85 | 0.85 | 0.85 | 0.95429 | 0.036164 | 0.45427 | 0.28849 | 0
2025-02-20 15:00 | 75616.3271 | 68072.9603 | 6869.2437 | 674.123 | 0.31023 | 0.33045 | 0.33408 | 0.2648 | 51 | 15 | Winter Peak | 0.70565 | 0.38579 | 0.38579 | 0.95455 | 0.32522 | 0.33408 | 0.31023 | 0.50914 | 0.65714 | 0.85008 | 0.037071 | 0.0010513 | 0.2648 | 0.40121 | 0.65714 | 0 | 0 | 0.85 | 0.85 | 0.85 | 0.85 | 0.95455 | 0.037071 | 0.4753 | 0.21716 | 0
2025-02-20 16:00 | 77015.0171 | 72466.7907 | 3905.2634 | 642.9629 | 0.17637 | 0.31518 | 0.31799 | 0.26429 | 51 | 16 | Winter Peak | 0.68921 | 0.38321 | 0.38321 | 0.95517 | 0.32641 | 0.31799 | 0.17637 | 0.53718 | 0.66641 | 0.85008 | 0.038328 | 0.0013328 | 0.26429 | 0.49837 | 0.66641 | 0 | 0 | 0.85 | 0.85 | 0.85 | 0.85 | 0.95517 | 0.038328 | 0.5236 | 0.12346 | 0
2025-02-20 17:00 | 80644.5481 | 79091.8851 | 948.7329 | 603.9301 | 0.042847 | 0.29604 | 0.29752 | 0.26933 | 51 | 17 | Winter Peak | 0.67362 | 0.38986 | 0.38986 | 0.95628 | 0.3507 | 0.29752 | 0.042847 | 0.51413 | 0.66641 | 0.85008 | 0.037979 | 0.0013328 | 0.26933 | 0.57013 | 0.66641 | 0 | 0 | 0.85 | 0.85 | 0.85 | 0.85 | 0.95628 | 0.037979 | 0.55688 | 0.029993 | 0.063622
2025-02-20 18:00 | 82620.555 | 82025.6254 | 0.12389 | 594.8057 | 5.5952e-06 | 0.29157 | 0.2921 | 0.28205 | 51 | 18 | Winter Peak | 0.67848 | 0.40517 | 0.40517 | 0.95673 | 0.36572 | 0.2921 | 5.5952e-06 | 0.25986 | 0.66641 | 0.85008 | 0.039585 | 0.0013328 | 0.28205 | 0.60388 | 0.66641 | 0 | 0 | 0.85 | 0.85 | 0.85 | 0.85 | 0.95673 | 0.039585 | 0.59723 | 3.9166e-06 | 0.28409
2025-02-20 19:00 | 81476.0693 | 80885.4522 | 0 | 590.6171 | 0 | 0.28952 | 0.28953 | 0.28937 | 51 | 19 | Winter Peak | 0.71147 | 0.43141 | 0.43141 | 0.95738 | 0.37649 | 0.28953 | 0 | 0 | 0.66641 | 0.85008 | 0.037665 | 0.0013328 | 0.28937 | 0.60099 | 0.66641 | 0 | 0 | 0.85 | 0.85 | 0.85 | 0.85 | 0.95738 | 0.037665 | 0.60935 | 0 | 0.16714
2025-02-20 20:00 | 79233.7279 | 78650.2585 | 0 | 583.4695 | 0 | 0.28601 | 0.28555 | 0.29443 | 51 | 20 | Winter Peak | 0.73125 | 0.43597 | 0.43597 | 0.95737 | 0.38988 | 0.28555 | 0 | 0 | 0.66641 | 0.85008 | 0.03571 | 0.0083274 | 0.29443 | 0.59436 | 0.66641 | 0 | 0 | 0.85 | 0.85 | 0.85 | 0.85 | 0.95737 | 0.03571 | 0.5944 | 0 | 0.17838
2025-02-20 21:00 | 76467.1302 | 75888.6461 | 0 | 578.4841 | 0 | 0.28357 | 0.28258 | 0.30155 | 51 | 21 | Winter Peak | 0.71886 | 0.43151 | 0.43151 | 0.95836 | 0.40506 | 0.28258 | 0 | 0 | 0.66522 | 0.85008 | 0.03208 | 0.011965 | 0.30155 | 0.57434 | 0.66522 | 0 | 0 | 0.85 | 0.85 | 0.85 | 0.85 | 0.95836 | 0.03208 | 0.57799 | 0 | 0.14373
2025-02-20 22:00 | 71894.3632 | 71312.2037 | 0 | 582.1596 | 0 | 0.28537 | 0.2842 | 0.30651 | 51 | 22 | Winter Peak | 0.70345 | 0.41925 | 0.41925 | 0.95915 | 0.39445 | 0.2842 | 0 | 0 | 0.66522 | 0.85008 | 0.026355 | 0.0013328 | 0.30651 | 0.52618 | 0.66522 | 0 | 0 | 0.85 | 0.85 | 0.85 | 0.85 | 0.95915 | 0.026355 | 0.55812 | 0 | 0.11546
2025-02-20 23:00 | 67115.7648 | 66531.1192 | 0 | 584.6456 | 0 | 0.28659 | 0.28503 | 0.31487 | 51 | 23 | Winter Peak | 0.67689 | 0.39856 | 0.39856 | 0.95992 | 0.36856 | 0.28503 | 0 | 0 | 0.66359 | 0.85008 | 0.020141 | 0.0013328 | 0.31487 | 0.46783 | 0.66359 | 0 | 0 | 0.85 | 0.85 | 0.85 | 0.85 | 0.95992 | 0.020141 | 0.53558 | 0 | 0.036763
2025-02-21 00:00 | 64891.2843 | 64295.2853 | 0 | 595.9989 | 0 | 0.29216 | 0.29031 | 0.32553 | 52 | 0 | Winter Peak | 0.78684 | 0.4395 | 0.4395 | 0.95884 | 0.39604 | 0.29031 | 0 | 0 | 0.65714 | 0.85008 | 0.055084 | 0.0013328 | 0.32553 | 0.4288 | 0.65714 | 0 | 0 | 0.85 | 0.85 | 0.85 | 0.85 | 0.95884 | 0.055084 | 0.49358 | 0 | 0.005841
2025-02-21 01:00 | 64086.3445 | 63475.3857 | 0 | 610.9588 | 0 | 0.29949 | 0.29772 | 0.33142 | 52 | 1 | Winter Peak | 0.77838 | 0.42769 | 0.42769 | 0.95772 | 0.35356 | 0.29772 | 0 | 0 | 0.65714 | 0.85008 | 0.021014 | 0.00083936 | 0.33142 | 0.41457 | 0.65714 | 0 | 0 | 0.85 | 0.85 | 0.85 | 0.85 | 0.95772 | 0.021014 | 0.48366 | 0 | 0
2025-02-21 02:00 | 63857.0753 | 63238.6652 | 0 | 618.41 | 0 | 0.30314 | 0.30152 | 0.33246 | 52 | 2 | Winter Peak | 0.77383 | 0.41814 | 0.41814 | 0.95559 | 0.32805 | 0.30152 | 0 | 0 | 0.65714 | 0.85008 | 0.018745 | 0.00079999 | 0.33246 | 0.40342 | 0.65714 | 0 | 0 | 0.85 | 0.85 | 0.85 | 0.85 | 0.95559 | 0.018745 | 0.48042 | 0 | 0
2025-02-21 03:00 | 63937.0714 | 63317.6217 | 0 | 619.4496 | 0 | 0.30365 | 0.3022 | 0.32984 | 52 | 3 | Winter Peak | 0.77051 | 0.41471 | 0.41471 | 0.9553 | 0.30864 | 0.3022 | 0 | 0 | 0.65714 | 0.85008 | 0.019688 | 0.00079999 | 0.32984 | 0.40237 | 0.65714 | 0 | 0 | 0.85 | 0.85 | 0.85 | 0.85 | 0.9553 | 0.019688 | 0.47953 | 0 | 0
2025-02-21 04:00 | 64621.1787 | 64009.1096 | 0 | 612.069 | 0 | 0.30003 | 0.29865 | 0.3251 | 52 | 4 | Winter Peak | 0.76333 | 0.41653 | 0.41653 | 0.95476 | 0.29732 | 0.29865 | 0 | 0 | 0.65714 | 0.85008 | 0.024226 | 0.00079999 | 0.3251 | 0.41478 | 0.65714 | 0 | 0 | 0.85 | 0.85 | 0.85 | 0.85 | 0.95476 | 0.024226 | 0.48811 | 0 | 0
2025-02-21 05:00 | 69647.6135 | 69047.856 | 0 | 599.7576 | 0 | 0.294 | 0.29338 | 0.30512 | 52 | 5 | Winter Peak | 0.76397 | 0.42656 | 0.42656 | 0.95318 | 0.30835 | 0.29338 | 0 | 0 | 0.65714 | 0.85008 | 0.038956 | 0.00079999 | 0.30512 | 0.46875 | 0.65714 | 0 | 0 | 0.85 | 0.85 | 0.85 | 0.85 | 0.95318 | 0.038956 | 0.52604 | 0 | 0
2025-02-21 06:00 | 77671.2668 | 77106.4935 | 0.43861 | 564.3348 | 1.9808e-05 | 0.27663 | 0.27711 | 0.26802 | 52 | 6 | Winter Peak | 0.77622 | 0.44373 | 0.44373 | 0.95422 | 0.35077 | 0.27711 | 1.9808e-05 | 0 | 0.65714 | 0.85008 | 0.095995 | 0.00079999 | 0.26802 | 0.54606 | 0.65714 | 0 | 0 | 0.85 | 0.85 | 0.85 | 0.85 | 0.95422 | 0.095995 | 0.55621 | 1.3866e-05 | 0.00017779
2025-02-21 07:00 | 85016.4124 | 83468.2867 | 1029.1217 | 519.0039 | 0.046477 | 0.25441 | 0.25485 | 0.24648 | 52 | 7 | Winter Peak | 0.79675 | 0.46785 | 0.46785 | 0.95426 | 0.42875 | 0.25485 | 0.046477 | 0 | 0.65714 | 0.85008 | 0.14633 | 0.018485 | 0.24648 | 0.55329 | 0.65714 | 0 | 0 | 0.85 | 0.85 | 0.85 | 0.85 | 0.95426 | 0.14633 | 0.5704 | 0.032534 | 0.00079354
2025-02-21 08:00 | 82683.1968 | 78338.674 | 3877.9787 | 466.5442 | 0.17514 | 0.2287 | 0.22737 | 0.2527 | 52 | 8 | Winter Peak | 0.81616 | 0.48757 | 0.48757 | 0.95409 | 0.46748 | 0.22737 | 0.17514 | 0 | 0.65714 | 0.85008 | 0.13041 | 0.018501 | 0.2527 | 0.50439 | 0.65714 | 0 | 0 | 0.85 | 0.85 | 0.85 | 0.85 | 0.95409 | 0.13041 | 0.53483 | 0.1226 | 0.00017779
2025-02-21 09:00 | 81630.7751 | 74618.9675 | 6588.3967 | 423.4109 | 0.29755 | 0.20755 | 0.20606 | 0.23464 | 52 | 9 | Winter Peak | 0.82743 | 0.4868 | 0.4868 | 0.95409 | 0.47176 | 0.20606 | 0.29755 | 0.0015113 | 0.65714 | 0.85008 | 0.10175 | 0.00079999 | 0.23464 | 0.45454 | 0.65714 | 0 | 0 | 0.85 | 0.85 | 0.85 | 0.85 | 0.95409 | 0.10175 | 0.50594 | 0.20828 | 0
2025-02-21 10:00 | 80290.5772 | 71388.0284 | 8485.817 | 416.7319 | 0.38324 | 0.20428 | 0.20373 | 0.21431 | 52 | 10 | Winter Peak | 0.81193 | 0.46822 | 0.46822 | 0.95392 | 0.43943 | 0.20373 | 0.38324 | 0.34759 | 0.65714 | 0.85008 | 0.06409 | 0.00079999 | 0.21431 | 0.43658 | 0.65714 | 0 | 0 | 0.85 | 0.85 | 0.85 | 0.85 | 0.95392 | 0.06409 | 0.48847 | 0.26827 | 0
2025-02-21 11:00 | 77182.3556 | 67236.2559 | 9497.6303 | 448.4695 | 0.42893 | 0.21984 | 0.21984 | 0.21986 | 52 | 11 | Winter Peak | 0.77725 | 0.44649 | 0.44649 | 0.95346 | 0.4136 | 0.21984 | 0.42893 | 0.56098 | 0.65714 | 0.85008 | 0.023737 | 0.00079999 | 0.21986 | 0.42784 | 0.65714 | 0 | 0 | 0.85 | 0.85 | 0.85 | 0.85 | 0.95346 | 0.023737 | 0.47131 | 0.30025 | 0
2025-02-21 12:00 | 75748.5641 | 65382.2492 | 9889.7095 | 476.6053 | 0.44664 | 0.23363 | 0.2337 | 0.23239 | 52 | 12 | Winter Peak | 0.75514 | 0.43187 | 0.43187 | 0.9539 | 0.37988 | 0.2337 | 0.44664 | 0.54133 | 0.65714 | 0.85008 | 0.028414 | 0.00079999 | 0.23239 | 0.41935 | 0.65714 | 0 | 0 | 0.85 | 0.85 | 0.85 | 0.85 | 0.9539 | 0.028414 | 0.46484 | 0.31265 | 0
2025-02-21 13:00 | 75528.7664 | 65491.0467 | 9538.7828 | 498.9368 | 0.43079 | 0.24458 | 0.24499 | 0.23713 | 52 | 13 | Winter Peak | 0.7313 | 0.41622 | 0.41622 | 0.95449 | 0.35466 | 0.24499 | 0.43079 | 0.50816 | 0.65714 | 0.85008 | 0.032883 | 0.00079999 | 0.23713 | 0.39041 | 0.65714 | 0 | 0 | 0.85 | 0.85 | 0.85 | 0.85 | 0.95449 | 0.032883 | 0.45621 | 0.30155 | 0
2025-02-21 14:00 | 75665.9613 | 67139.8597 | 8022.0372 | 504.0645 | 0.36229 | 0.24709 | 0.2473 | 0.24332 | 52 | 14 | Winter Peak | 0.71732 | 0.3979 | 0.3979 | 0.95429 | 0.33621 | 0.2473 | 0.36229 | 0.49139 | 0.65714 | 0.85008 | 0.036164 | 0.00079999 | 0.24332 | 0.37862 | 0.65714 | 0 | 0 | 0.85 | 0.85 | 0.85 | 0.85 | 0.95429 | 0.036164 | 0.45427 | 0.2536 | 0
2025-02-21 15:00 | 76215.148 | 69836.7719 | 5884.5239 | 493.8522 | 0.26576 | 0.24208 | 0.24196 | 0.24442 | 52 | 15 | Winter Peak | 0.70565 | 0.38579 | 0.38579 | 0.95455 | 0.32522 | 0.24196 | 0.26576 | 0.50914 | 0.65714 | 0.85008 | 0.037071 | 0.0010513 | 0.24442 | 0.40121 | 0.65714 | 0 | 0 | 0.85 | 0.85 | 0.85 | 0.85 | 0.95455 | 0.037071 | 0.4753 | 0.18603 | 0
2025-02-21 16:00 | 77578.2996 | 73736.0747 | 3366.8378 | 475.3871 | 0.15205 | 0.23303 | 0.23271 | 0.23879 | 52 | 16 | Winter Peak | 0.68921 | 0.38321 | 0.38321 | 0.95517 | 0.32641 | 0.23271 | 0.15205 | 0.53718 | 0.66641 | 0.85008 | 0.038328 | 0.0013328 | 0.23879 | 0.49837 | 0.66641 | 0 | 0 | 0.85 | 0.85 | 0.85 | 0.85 | 0.95517 | 0.038328 | 0.5236 | 0.10644 | 0
2025-02-21 17:00 | 81014.6591 | 79682.5535 | 851.7821 | 480.3234 | 0.038468 | 0.23545 | 0.23492 | 0.24501 | 52 | 17 | Winter Peak | 0.67362 | 0.38986 | 0.38986 | 0.95628 | 0.3507 | 0.23492 | 0.038468 | 0.51413 | 0.66641 | 0.85008 | 0.037979 | 0.0013328 | 0.24501 | 0.57013 | 0.66641 | 0 | 0 | 0.85 | 0.85 | 0.85 | 0.85 | 0.95628 | 0.037979 | 0.55688 | 0.026928 | 0.063622
2025-02-21 18:00 | 83106.9225 | 82616.2993 | 0.19128 | 490.4319 | 8.6386e-06 | 0.24041 | 0.23928 | 0.26073 | 52 | 18 | Winter Peak | 0.67848 | 0.40517 | 0.40517 | 0.95673 | 0.36572 | 0.23928 | 8.6386e-06 | 0.25986 | 0.66641 | 0.85008 | 0.039585 | 0.0013328 | 0.26073 | 0.60388 | 0.66641 | 0 | 0 | 0.85 | 0.85 | 0.85 | 0.85 | 0.95673 | 0.039585 | 0.59723 | 6.047e-06 | 0.28409
2025-02-21 19:00 | 81968.7828 | 81470.9557 | 0 | 497.8271 | 0 | 0.24403 | 0.2427 | 0.26815 | 52 | 19 | Winter Peak | 0.71147 | 0.43141 | 0.43141 | 0.95738 | 0.37649 | 0.2427 | 0 | 0 | 0.66641 | 0.85008 | 0.037665 | 0.0013328 | 0.26815 | 0.60099 | 0.66641 | 0 | 0 | 0.85 | 0.85 | 0.85 | 0.85 | 0.95738 | 0.037665 | 0.60935 | 0 | 0.16714
2025-02-21 20:00 | 79741.6722 | 79248.8282 | 0 | 492.844 | 0 | 0.24159 | 0.24019 | 0.26695 | 52 | 20 | Winter Peak | 0.73125 | 0.43597 | 0.43597 | 0.95737 | 0.38988 | 0.24019 | 0 | 0 | 0.66641 | 0.85008 | 0.03571 | 0.0083274 | 0.26695 | 0.59436 | 0.66641 | 0 | 0 | 0.85 | 0.85 | 0.85 | 0.85 | 0.95737 | 0.03571 | 0.5944 | 0 | 0.17838
2025-02-21 21:00 | 76976.0899 | 76491.8939 | 0 | 484.196 | 0 | 0.23735 | 0.23647 | 0.25326 | 52 | 21 | Winter Peak | 0.71886 | 0.43151 | 0.43151 | 0.95836 | 0.40506 | 0.23647 | 0 | 0 | 0.66522 | 0.85008 | 0.03208 | 0.011965 | 0.25326 | 0.57434 | 0.66522 | 0 | 0 | 0.85 | 0.85 | 0.85 | 0.85 | 0.95836 | 0.03208 | 0.57799 | 0 | 0.14373
2025-02-21 22:00 | 72392.6614 | 71908.3343 | 0 | 484.3271 | 0 | 0.23742 | 0.23693 | 0.24613 | 52 | 22 | Winter Peak | 0.70345 | 0.41925 | 0.41925 | 0.95915 | 0.39445 | 0.23693 | 0 | 0 | 0.66522 | 0.85008 | 0.026355 | 0.0013328 | 0.24613 | 0.52618 | 0.66522 | 0 | 0 | 0.85 | 0.85 | 0.85 | 0.85 | 0.95915 | 0.026355 | 0.55812 | 0 | 0.11546
2025-02-21 23:00 | 67603.9092 | 67119.4369 | 0 | 484.4723 | 0 | 0.23749 | 0.23717 | 0.24313 | 52 | 23 | Winter Peak | 0.67689 | 0.39856 | 0.39856 | 0.95992 | 0.36856 | 0.23717 | 0 | 0 | 0.66359 | 0.85008 | 0.020141 | 0.0013328 | 0.24313 | 0.46783 | 0.66359 | 0 | 0 | 0.85 | 0.85 | 0.85 | 0.85 | 0.95992 | 0.020141 | 0.53558 | 0 | 0.036763
2025-02-22 00:00 | 40376.2761 | 39882.0508 | 0 | 494.2252 | 0 | 0.24227 | 0.24204 | 0.24646 | 53 | 0 | Spring | 0.27877 | 0.32807 | 0.32807 | 0.86806 | 0.41526 | 0.24204 | 0 | 0 | 0.64562 | 0.85008 | 0.0133 | 0.00079999 | 0.24646 | 0.22892 | 0.64562 | 0 | 0 | 0.85 | 0.85 | 0.85 | 0.85 | 0.86806 | 0.0133 | 0.36461 | 0 | 0.048952
2025-02-22 01:00 | 39589.5031 | 39080.7592 | 0 | 508.7439 | 0 | 0.24938 | 0.24927 | 0.25149 | 53 | 1 | Spring | 0.27126 | 0.31736 | 0.31736 | 0.87726 | 0.38 | 0.24927 | 0 | 0 | 0.64562 | 0.85008 | 0.012357 | 0.00079999 | 0.25149 | 0.2248 | 0.64562 | 0 | 0 | 0.85 | 0.85 | 0.85 | 0.85 | 0.87726 | 0.012357 | 0.36019 | 0 | 0
2025-02-22 02:00 | 39469.1132 | 38932.1443 | 0 | 536.9689 | 0 | 0.26322 | 0.26371 | 0.25433 | 53 | 2 | Spring | 0.2611 | 0.30561 | 0.30561 | 0.87644 | 0.34552 | 0.26371 | 0 | 0 | 0.64562 | 0.85008 | 0.012462 | 0.00079999 | 0.25433 | 0.21959 | 0.64562 | 0 | 0 | 0.85 | 0.85 | 0.85 | 0.85 | 0.87644 | 0.012462 | 0.35507 | 0 | 0.0076969
2025-02-22 03:00 | 39542.5945 | 38982.5769 | 0 | 560.0176 | 0 | 0.27452 | 0.27548 | 0.25706 | 53 | 3 | Spring | 0.25348 | 0.29808 | 0.29808 | 0.87591 | 0.33422 | 0.27548 | 0 | 0 | 0.64562 | 0.85008 | 0.013439 | 0.00079999 | 0.25706 | 0.21762 | 0.64562 | 0 | 0 | 0.85 | 0.85 | 0.85 | 0.85 | 0.87591 | 0.013439 | 0.3547 | 0 | 0
2025-02-22 04:00 | 39977.1105 | 39416.0826 | 0 | 561.0279 | 0 | 0.27501 | 0.27609 | 0.25562 | 53 | 4 | Spring | 0.24517 | 0.29516 | 0.29516 | 0.87706 | 0.32769 | 0.27609 | 0 | 0 | 0.64562 | 0.85008 | 0.013579 | 0.00079999 | 0.25562 | 0.22054 | 0.64562 | 0 | 0 | 0.85 | 0.85 | 0.85 | 0.85 | 0.87706 | 0.013579 | 0.36068 | 0 | 0
2025-02-22 05:00 | 42325.0224 | 41774.4006 | 0 | 550.6218 | 0 | 0.26991 | 0.27141 | 0.24292 | 53 | 5 | Spring | 0.24319 | 0.29542 | 0.29542 | 0.87925 | 0.32324 | 0.27141 | 0 | 0 | 0.64562 | 0.85008 | 0.013719 | 0.00079999 | 0.24292 | 0.24903 | 0.64562 | 0 | 0 | 0.85 | 0.85 | 0.85 | 0.85 | 0.87925 | 0.013719 | 0.38813 | 0 | 0
2025-02-22 06:00 | 44494.5413 | 43966.2983 | 0.83828 | 527.4048 | 3.7858e-05 | 0.25853 | 0.26062 | 0.22082 | 53 | 6 | Spring | 0.25416 | 0.29826 | 0.29826 | 0.88123 | 0.35611 | 0.26062 | 3.7858e-05 | 0 | 0.6501 | 0.85008 | 0.013404 | 0.00083936 | 0.22082 | 0.30317 | 0.6501 | 0 | 0 | 0.85 | 0.85 | 0.85 | 0.85 | 0.88123 | 0.013404 | 0.4151 | 2.6501e-05 | 0
2025-02-22 07:00 | 47603.0966 | 46024.5629 | 1092.2295 | 486.3042 | 0.049327 | 0.23838 | 0.24059 | 0.19854 | 53 | 7 | Spring | 0.26383 | 0.30635 | 0.30635 | 0.88211 | 0.39696 | 0.24059 | 0.049327 | 0 | 0.65669 | 0.85008 | 0.012671 | 0.0010882 | 0.19854 | 0.29 | 0.65669 | 0 | 0 | 0.85 | 0.85 | 0.85 | 0.85 | 0.88211 | 0.012671 | 0.40054 | 0.034529 | 0.0096656
2025-02-22 08:00 | 48736.6929 | 44310.9719 | 3975.7541 | 449.9669 | 0.17955 | 0.22057 | 0.22315 | 0.17395 | 53 | 8 | Spring | 0.26441 | 0.30255 | 0.30255 | 0.88442 | 0.42633 | 0.22315 | 0.17955 | 0 | 0.65669 | 0.85008 | 0.012183 | 0.0010228 | 0.17395 | 0.28372 | 0.65669 | 0 | 0 | 0.85 | 0.85 | 0.85 | 0.85 | 0.88442 | 0.012183 | 0.39226 | 0.12569 | 0.029613
2025-02-22 09:00 | 50395.3197 | 43000.3736 | 6934.8137 | 460.1324 | 0.31319 | 0.22556 | 0.22874 | 0.16805 | 53 | 9 | Spring | 0.25911 | 0.30095 | 0.30095 | 0.88542 | 0.45108 | 0.22874 | 0.31319 | 0.38061 | 0.65642 | 0.85008 | 0.011659 | 0.00079999 | 0.16805 | 0.26073 | 0.65642 | 0 | 0 | 0.85 | 0.85 | 0.85 | 0.85 | 0.88542 | 0.011659 | 0.37528 | 0.21923 | 0
2025-02-22 10:00 | 50244.8532 | 40388.5522 | 9387.9983 | 468.3027 | 0.42398 | 0.22956 | 0.23253 | 0.17582 | 53 | 10 | Spring | 0.26146 | 0.29721 | 0.29721 | 0.88641 | 0.4463 | 0.23253 | 0.42398 | 0.64871 | 0.65688 | 0.85008 | 0.011484 | 0.00079999 | 0.17582 | 0.27476 | 0.65688 | 0 | 0 | 0.85 | 0.85 | 0.85 | 0.85 | 0.88641 | 0.011484 | 0.37825 | 0.29679 | 0
2025-02-22 11:00 | 49571.915 | 38283.3401 | 10810.3709 | 478.204 | 0.48822 | 0.23441 | 0.23713 | 0.18525 | 53 | 11 | Spring | 0.25473 | 0.28311 | 0.28311 | 0.88809 | 0.41276 | 0.23713 | 0.48822 | 0.69148 | 0.65688 | 0.85008 | 0.01138 | 0.00079999 | 0.18525 | 0.29695 | 0.65688 | 0 | 0 | 0.85 | 0.85 | 0.85 | 0.85 | 0.88809 | 0.01138 | 0.38376 | 0.34175 | 0.0092363
2025-02-22 12:00 | 48639.396 | 37044.3478 | 11104.8354 | 490.2128 | 0.50152 | 0.2403 | 0.2427 | 0.19696 | 53 | 12 | Spring | 0.24979 | 0.27224 | 0.27224 | 0.88874 | 0.38152 | 0.2427 | 0.50152 | 0.67553 | 0.65688 | 0.85008 | 0.011484 | 0.00080167 | 0.19696 | 0.31905 | 0.65688 | 0 | 0 | 0.85 | 0.85 | 0.85 | 0.85 | 0.88874 | 0.011484 | 0.39243 | 0.35106 | 0.0092363
2025-02-22 13:00 | 46396.5073 | 35805.6563 | 10083.5778 | 507.2731 | 0.45539 | 0.24866 | 0.25128 | 0.20143 | 53 | 13 | Spring | 0.2448 | 0.25993 | 0.25993 | 0.88865 | 0.35645 | 0.25128 | 0.45539 | 0.66427 | 0.65688 | 0.85008 | 0.010123 | 0.00079999 | 0.20143 | 0.32335 | 0.65688 | 0 | 0 | 0.85 | 0.85 | 0.85 | 0.85 | 0.88865 | 0.010123 | 0.40028 | 0.31878 | 0.0092363
2025-02-22 14:00 | 46004.8342 | 37436.9402 | 8036.37 | 531.524 | 0.36294 | 0.26055 | 0.26365 | 0.20451 | 53 | 14 | Spring | 0.24385 | 0.25881 | 0.25881 | 0.88747 | 0.34975 | 0.26365 | 0.36294 | 0.65679 | 0.65688 | 0.85008 | 0.0099835 | 0.0013328 | 0.20451 | 0.32489 | 0.65688 | 0 | 0 | 0.85 | 0.85 | 0.85 | 0.85 | 0.88747 | 0.0099835 | 0.40115 | 0.25406 | 0.0094141
2025-02-22 15:00 | 46093.8023 | 40098.1204 | 5439.5441 | 556.1378 | 0.24566 | 0.27262 | 0.27609 | 0.20989 | 53 | 15 | Spring | 0.24372 | 0.26351 | 0.26351 | 0.88663 | 0.34492 | 0.27609 | 0.24566 | 0.66692 | 0.65688 | 0.85008 | 0.010088 | 0.0013328 | 0.20989 | 0.33518 | 0.65688 | 0 | 0 | 0.85 | 0.85 | 0.85 | 0.85 | 0.88663 | 0.010088 | 0.4158 | 0.17196 | 0.0094141
2025-02-22 16:00 | 46694.235 | 43357.5865 | 2765.9713 | 570.6772 | 0.12492 | 0.27974 | 0.2834 | 0.21367 | 53 | 16 | Spring | 0.24178 | 0.27908 | 0.27908 | 0.87629 | 0.34371 | 0.2834 | 0.12492 | 0.67652 | 0.66614 | 0.85008 | 0.010018 | 0.0013328 | 0.21367 | 0.36047 | 0.66614 | 0 | 0 | 0.85 | 0.85 | 0.85 | 0.85 | 0.87629 | 0.010018 | 0.43848 | 0.087442 | 0.0092363
2025-02-22 17:00 | 50560.8339 | 49337.0506 | 641.7171 | 582.0662 | 0.028981 | 0.28533 | 0.28884 | 0.22176 | 53 | 17 | Spring | 0.24363 | 0.29823 | 0.29823 | 0.87688 | 0.36264 | 0.28884 | 0.028981 | 0.6679 | 0.66614 | 0.85008 | 0.010018 | 0.0035317 | 0.22176 | 0.37417 | 0.66614 | 0 | 0 | 0.85 | 0.85 | 0.85 | 0.85 | 0.87688 | 0.010018 | 0.48342 | 0.020287 | 0.28272
2025-02-22 18:00 | 52816.1961 | 52217.2274 | 0.226 | 598.7427 | 1.0206e-05 | 0.2935 | 0.29652 | 0.23898 | 53 | 18 | Spring | 0.25066 | 0.31384 | 0.31384 | 0.87696 | 0.40118 | 0.29652 | 1.0206e-05 | 0.58773 | 0.66614 | 0.85008 | 0.010158 | 0.027398 | 0.23898 | 0.3962 | 0.66614 | 0 | 0 | 0.85 | 0.85 | 0.85 | 0.85 | 0.87696 | 0.010158 | 0.50599 | 7.1445e-06 | 0.42211
2025-02-22 19:00 | 52862.4557 | 52263.0803 | 0 | 599.3754 | 0 | 0.29381 | 0.29594 | 0.25543 | 53 | 19 | Spring | 0.26664 | 0.33067 | 0.33067 | 0.8775 | 0.42487 | 0.29594 | 0 | 0.23069 | 0.66641 | 0.85008 | 0.010612 | 0.027398 | 0.25543 | 0.41363 | 0.66641 | 0 | 0 | 0.85 | 0.85 | 0.85 | 0.85 | 0.8775 | 0.010612 | 0.52452 | 0 | 0.39185
2025-02-22 20:00 | 52271.4791 | 51683.3282 | 0 | 588.1509 | 0 | 0.28831 | 0.28957 | 0.26558 | 53 | 20 | Spring | 0.28392 | 0.33907 | 0.33907 | 0.87706 | 0.44583 | 0.28957 | 0 | 0 | 0.66641 | 0.85008 | 0.010717 | 0.013216 | 0.26558 | 0.41376 | 0.66641 | 0 | 0 | 0.85 | 0.85 | 0.85 | 0.85 | 0.87706 | 0.010717 | 0.52178 | 0 | 0.34357
2025-02-22 21:00 | 50099.7943 | 49530.556 | 0 | 569.2383 | 0 | 0.27904 | 0.27934 | 0.27356 | 53 | 21 | Spring | 0.28852 | 0.33774 | 0.33774 | 0.87764 | 0.44688 | 0.27934 | 0 | 0 | 0.66641 | 0.85008 | 0.010682 | 0.0013328 | 0.27356 | 0.40821 | 0.66641 | 0 | 0 | 0.85 | 0.85 | 0.85 | 0.85 | 0.87764 | 0.010682 | 0.49219 | 0 | 0.10075
2025-02-22 22:00 | 47111.7677 | 46555.5569 | 0 | 556.2109 | 0 | 0.27265 | 0.27231 | 0.27884 | 53 | 22 | Spring | 0.27883 | 0.33192 | 0.33192 | 0.87863 | 0.45017 | 0.27231 | 0 | 0 | 0.66641 | 0.85008 | 0.010717 | 0.0013328 | 0.27884 | 0.36384 | 0.66641 | 0 | 0 | 0.85 | 0.85 | 0.85 | 0.85 | 0.87863 | 0.010717 | 0.43629 | 0 | 0.081544
2025-02-22 23:00 | 43591.303 | 43040.9254 | 0 | 550.3775 | 0 | 0.26979 | 0.26916 | 0.2813 | 53 | 23 | Spring | 0.26601 | 0.32932 | 0.32932 | 0.87267 | 0.42104 | 0.26916 | 0 | 0 | 0.65528 | 0.85008 | 0.011973 | 0.0013328 | 0.2813 | 0.30433 | 0.65528 | 0 | 0 | 0.85 | 0.85 | 0.85 | 0.85 | 0.87267 | 0.011973 | 0.38142 | 0 | 0.039465
2025-02-23 00:00 | 41057.5967 | 40492.3796 | 0 | 565.2171 | 0 | 0.27707 | 0.27693 | 0.27954 | 54 | 0 | Spring | 0.27877 | 0.32807 | 0.32807 | 0.86806 | 0.41526 | 0.27693 | 0 | 0 | 0.64562 | 0.85008 | 0.0133 | 0.00079999 | 0.27954 | 0.22892 | 0.64562 | 0 | 0 | 0.85 | 0.85 | 0.85 | 0.85 | 0.86806 | 0.0133 | 0.36461 | 0 | 0.048952
2025-02-23 01:00 | 40244.0176 | 39653.6293 | 0 | 590.3883 | 0 | 0.28941 | 0.29011 | 0.2767 | 54 | 1 | Spring | 0.27126 | 0.31736 | 0.31736 | 0.87726 | 0.38 | 0.29011 | 0 | 0 | 0.64562 | 0.85008 | 0.012357 | 0.00079999 | 0.2767 | 0.2248 | 0.64562 | 0 | 0 | 0.85 | 0.85 | 0.85 | 0.85 | 0.87726 | 0.012357 | 0.36019 | 0 | 0
2025-02-23 02:00 | 40098.4971 | 39488.6411 | 0 | 609.856 | 0 | 0.29895 | 0.30025 | 0.27536 | 54 | 2 | Spring | 0.2611 | 0.30561 | 0.30561 | 0.87644 | 0.34552 | 0.30025 | 0 | 0 | 0.64562 | 0.85008 | 0.012462 | 0.00079999 | 0.27536 | 0.21959 | 0.64562 | 0 | 0 | 0.85 | 0.85 | 0.85 | 0.85 | 0.87644 | 0.012462 | 0.35507 | 0 | 0.0076969
2025-02-23 03:00 | 40131.7693 | 39515.4831 | 0 | 616.2861 | 0 | 0.3021 | 0.30371 | 0.27303 | 54 | 3 | Spring | 0.25348 | 0.29808 | 0.29808 | 0.87591 | 0.33422 | 0.30371 | 0 | 0 | 0.64562 | 0.85008 | 0.013439 | 0.00079999 | 0.27303 | 0.21762 | 0.64562 | 0 | 0 | 0.85 | 0.85 | 0.85 | 0.85 | 0.87591 | 0.013439 | 0.3547 | 0 | 0
2025-02-23 04:00 | 40543.6676 | 39928.7734 | 0 | 614.8942 | 0 | 0.30142 | 0.30321 | 0.26909 | 54 | 4 | Spring | 0.24517 | 0.29516 | 0.29516 | 0.87706 | 0.32769 | 0.30321 | 0 | 0 | 0.64562 | 0.85008 | 0.013579 | 0.00079999 | 0.26909 | 0.22054 | 0.64562 | 0 | 0 | 0.85 | 0.85 | 0.85 | 0.85 | 0.87706 | 0.013579 | 0.36068 | 0 | 0
2025-02-23 05:00 | 42829.9205 | 42230.9411 | 0 | 598.9794 | 0 | 0.29362 | 0.29531 | 0.26298 | 54 | 5 | Spring | 0.24319 | 0.29542 | 0.29542 | 0.87925 | 0.32324 | 0.29531 | 0 | 0 | 0.64562 | 0.85008 | 0.013719 | 0.00079999 | 0.26298 | 0.24903 | 0.64562 | 0 | 0 | 0.85 | 0.85 | 0.85 | 0.85 | 0.87925 | 0.013719 | 0.38813 | 0 | 0
2025-02-23 06:00 | 44991.3165 | 44435.4083 | 1.2805 | 554.6277 | 5.783e-05 | 0.27188 | 0.27315 | 0.24879 | 54 | 6 | Spring | 0.25416 | 0.29826 | 0.29826 | 0.88123 | 0.35611 | 0.27315 | 5.783e-05 | 0 | 0.6501 | 0.85008 | 0.013404 | 0.00083936 | 0.24879 | 0.30317 | 0.6501 | 0 | 0 | 0.85 | 0.85 | 0.85 | 0.85 | 0.88123 | 0.013404 | 0.4151 | 4.0481e-05 | 0
2025-02-23 07:00 | 47949.3205 | 46401.5727 | 1066.8498 | 480.898 | 0.048181 | 0.23573 | 0.23639 | 0.22387 | 54 | 7 | Spring | 0.26383 | 0.30635 | 0.30635 | 0.88211 | 0.39696 | 0.23639 | 0.048181 | 0 | 0.65669 | 0.85008 | 0.012671 | 0.0010882 | 0.22387 | 0.29 | 0.65669 | 0 | 0 | 0.85 | 0.85 | 0.85 | 0.85 | 0.88211 | 0.012671 | 0.40054 | 0.033727 | 0.0096656
2025-02-23 08:00 | 48996.1227 | 44746.8341 | 3810.3511 | 438.9375 | 0.17208 | 0.21517 | 0.2161 | 0.19827 | 54 | 8 | Spring | 0.26441 | 0.30255 | 0.30255 | 0.88442 | 0.42633 | 0.2161 | 0.17208 | 0 | 0.65669 | 0.85008 | 0.012183 | 0.0010228 | 0.19827 | 0.28372 | 0.65669 | 0 | 0 | 0.85 | 0.85 | 0.85 | 0.85 | 0.88442 | 0.012183 | 0.39226 | 0.12046 | 0.029613
2025-02-23 09:00 | 50511.3269 | 43210.2868 | 6882.426 | 418.6142 | 0.31082 | 0.2052 | 0.20662 | 0.17962 | 54 | 9 | Spring | 0.25911 | 0.30095 | 0.30095 | 0.88542 | 0.45108 | 0.20662 | 0.31082 | 0.38061 | 0.65642 | 0.85008 | 0.011659 | 0.00079999 | 0.17962 | 0.26073 | 0.65642 | 0 | 0 | 0.85 | 0.85 | 0.85 | 0.85 | 0.88542 | 0.011659 | 0.37528 | 0.21758 | 0
2025-02-23 10:00 | 50272.0146 | 40345.6042 | 9545.2271 | 381.1834 | 0.43108 | 0.18685 | 0.18804 | 0.16551 | 54 | 10 | Spring | 0.26146 | 0.29721 | 0.29721 | 0.88641 | 0.4463 | 0.18804 | 0.43108 | 0.64871 | 0.65688 | 0.85008 | 0.011484 | 0.00079999 | 0.16551 | 0.27476 | 0.65688 | 0 | 0 | 0.85 | 0.85 | 0.85 | 0.85 | 0.88641 | 0.011484 | 0.37825 | 0.30176 | 0
2025-02-23 11:00 | 49523.6844 | 37767.5205 | 11400.0868 | 356.0772 | 0.51485 | 0.17455 | 0.17528 | 0.16133 | 54 | 11 | Spring | 0.25473 | 0.28311 | 0.28311 | 0.88809 | 0.41276 | 0.17528 | 0.51485 | 0.69148 | 0.65688 | 0.85008 | 0.01138 | 0.00079999 | 0.16133 | 0.29695 | 0.65688 | 0 | 0 | 0.85 | 0.85 | 0.85 | 0.85 | 0.88809 | 0.01138 | 0.38376 | 0.3604 | 0.0092363
2025-02-23 12:00 | 48504.3503 | 35827.0621 | 12327.654 | 349.6343 | 0.55674 | 0.17139 | 0.17184 | 0.16318 | 54 | 12 | Spring | 0.24979 | 0.27224 | 0.27224 | 0.88874 | 0.38152 | 0.17184 | 0.55674 | 0.67553 | 0.65688 | 0.85008 | 0.011484 | 0.00080167 | 0.16318 | 0.31905 | 0.65688 | 0 | 0 | 0.85 | 0.85 | 0.85 | 0.85 | 0.88874 | 0.011484 | 0.39243 | 0.38972 | 0.0092363
2025-02-23 13:00 | 46135.9859 | 33686.8359 | 12107.8009 | 341.3491 | 0.54681 | 0.16733 | 0.16746 | 0.16487 | 54 | 13 | Spring | 0.2448 | 0.25993 | 0.25993 | 0.88865 | 0.35645 | 0.16746 | 0.54681 | 0.66427 | 0.65688 | 0.85008 | 0.010123 | 0.00079999 | 0.16487 | 0.32335 | 0.65688 | 0 | 0 | 0.85 | 0.85 | 0.85 | 0.85 | 0.88865 | 0.010123 | 0.40028 | 0.38277 | 0.0092363
2025-02-23 14:00 | 45670.0378 | 34944.3113 | 10393.1691 | 332.5574 | 0.46938 | 0.16302 | 0.1628 | 0.1669 | 54 | 14 | Spring | 0.24385 | 0.25881 | 0.25881 | 0.88747 | 0.34975 | 0.1628 | 0.46938 | 0.65679 | 0.65688 | 0.85008 | 0.0099835 | 0.0013328 | 0.1669 | 0.32489 | 0.65688 | 0 | 0 | 0.85 | 0.85 | 0.85 | 0.85 | 0.88747 | 0.0099835 | 0.40115 | 0.32856 | 0.0094141
2025-02-23 15:00 | 45735.8297 | 38000.0395 | 7401.9771 | 333.8131 | 0.33429 | 0.16363 | 0.16329 | 0.16993 | 54 | 15 | Spring | 0.24372 | 0.26351 | 0.26351 | 0.88663 | 0.34492 | 0.16329 | 0.33429 | 0.66692 | 0.65688 | 0.85008 | 0.010088 | 0.0013328 | 0.16993 | 0.33518 | 0.65688 | 0 | 0 | 0.85 | 0.85 | 0.85 | 0.85 | 0.88663 | 0.010088 | 0.4158 | 0.234 | 0.0094141
2025-02-23 16:00 | 46365.8608 | 42007.2522 | 4022.8274 | 335.7812 | 0.18168 | 0.1646 | 0.16401 | 0.17526 | 54 | 16 | Spring | 0.24178 | 0.27908 | 0.27908 | 0.87629 | 0.34371 | 0.16401 | 0.18168 | 0.67652 | 0.66614 | 0.85008 | 0.010018 | 0.0013328 | 0.17526 | 0.36047 | 0.66614 | 0 | 0 | 0.85 | 0.85 | 0.85 | 0.85 | 0.87629 | 0.010018 | 0.43848 | 0.12718 | 0.0092363
2025-02-23 17:00 | 50227.0266 | 48834.5204 | 1044.5017 | 348.0045 | 0.047172 | 0.17059 | 0.16989 | 0.18316 | 54 | 17 | Spring | 0.24363 | 0.29823 | 0.29823 | 0.87688 | 0.36264 | 0.16989 | 0.047172 | 0.6679 | 0.66614 | 0.85008 | 0.010018 | 0.0035317 | 0.18316 | 0.37417 | 0.66614 | 0 | 0 | 0.85 | 0.85 | 0.85 | 0.85 | 0.87688 | 0.010018 | 0.48342 | 0.03302 | 0.28272
2025-02-23 18:00 | 52853.0544 | 52469.4749 | 0.69226 | 382.8872 | 3.1264e-05 | 0.18769 | 0.18723 | 0.19596 | 54 | 18 | Spring | 0.25066 | 0.31384 | 0.31384 | 0.87696 | 0.40118 | 0.18723 | 3.1264e-05 | 0.58773 | 0.66614 | 0.85008 | 0.010158 | 0.027398 | 0.19596 | 0.3962 | 0.66614 | 0 | 0 | 0.85 | 0.85 | 0.85 | 0.85 | 0.87696 | 0.010158 | 0.50599 | 2.1885e-05 | 0.42211
2025-02-23 19:00 | 52950.9715 | 52544.0957 | 0 | 406.8759 | 0 | 0.19945 | 0.19923 | 0.20349 | 54 | 19 | Spring | 0.26664 | 0.33067 | 0.33067 | 0.8775 | 0.42487 | 0.19923 | 0 | 0.23069 | 0.66641 | 0.85008 | 0.010612 | 0.027398 | 0.20349 | 0.41363 | 0.66641 | 0 | 0 | 0.85 | 0.85 | 0.85 | 0.85 | 0.8775 | 0.010612 | 0.52452 | 0 | 0.39185
2025-02-23 20:00 | 52451.0238 | 52029.4211 | 0 | 421.6027 | 0 | 0.20667 | 0.2067 | 0.20612 | 54 | 20 | Spring | 0.28392 | 0.33907 | 0.33907 | 0.87706 | 0.44583 | 0.2067 | 0 | 0 | 0.66641 | 0.85008 | 0.010717 | 0.013216 | 0.20612 | 0.41376 | 0.66641 | 0 | 0 | 0.85 | 0.85 | 0.85 | 0.85 | 0.87706 | 0.010717 | 0.52178 | 0 | 0.34357
2025-02-23 21:00 | 50426.2138 | 49996.8533 | 0 | 429.3605 | 0 | 0.21047 | 0.21068 | 0.20676 | 54 | 21 | Spring | 0.28852 | 0.33774 | 0.33774 | 0.87764 | 0.44688 | 0.21068 | 0 | 0 | 0.66641 | 0.85008 | 0.010682 | 0.0013328 | 0.20676 | 0.40821 | 0.66641 | 0 | 0 | 0.85 | 0.85 | 0.85 | 0.85 | 0.87764 | 0.010682 | 0.49219 | 0 | 0.10075
2025-02-23 22:00 | 47551.2754 | 47122.1616 | 0 | 429.1138 | 0 | 0.21035 | 0.21046 | 0.20845 | 54 | 22 | Spring | 0.27883 | 0.33192 | 0.33192 | 0.87863 | 0.45017 | 0.21046 | 0 | 0 | 0.66641 | 0.85008 | 0.010717 | 0.0013328 | 0.20845 | 0.36384 | 0.66641 | 0 | 0 | 0.85 | 0.85 | 0.85 | 0.85 | 0.87863 | 0.010717 | 0.43629 | 0 | 0.081544
2025-02-23 23:00 | 44038.629 | 43605.9078 | 0 | 432.7212 | 0 | 0.21212 | 0.21234 | 0.20804 | 54 | 23 | Spring | 0.26601 | 0.32932 | 0.32932 | 0.87267 | 0.42104 | 0.21234 | 0 | 0 | 0.65528 | 0.85008 | 0.011973 | 0.0013328 | 0.20804 | 0.30433 | 0.65528 | 0 | 0 | 0.85 | 0.85 | 0.85 | 0.85 | 0.87267 | 0.011973 | 0.38142 | 0 | 0.039465
2025-02-24 00:00 | 66370.9481 | 65935.0365 | 0 | 435.9116 | 0 | 0.21368 | 0.21403 | 0.20737 | 55 | 0 | Winter Peak | 0.78684 | 0.4395 | 0.4395 | 0.95884 | 0.39604 | 0.21403 | 0 | 0 | 0.65714 | 0.85008 | 0.055084 | 0.0013328 | 0.20737 | 0.4288 | 0.65714 | 0 | 0 | 0.85 | 0.85 | 0.85 | 0.85 | 0.95884 | 0.055084 | 0.49358 | 0 | 0.005841
2025-02-24 01:00 | 65555.6006 | 65119.1282 | 0 | 436.4725 | 0 | 0.21396 | 0.21449 | 0.20427 | 55 | 1 | Winter Peak | 0.77838 | 0.42769 | 0.42769 | 0.95772 | 0.35356 | 0.21449 | 0 | 0 | 0.65714 | 0.85008 | 0.021014 | 0.00083936 | 0.20427 | 0.41457 | 0.65714 | 0 | 0 | 0.85 | 0.85 | 0.85 | 0.85 | 0.95772 | 0.021014 | 0.48366 | 0 | 0
2025-02-24 02:00 | 65291.5546 | 64855.9944 | 0 | 435.5602 | 0 | 0.21351 | 0.21469 | 0.19211 | 55 | 2 | Winter Peak | 0.77383 | 0.41814 | 0.41814 | 0.95559 | 0.32805 | 0.21469 | 0 | 0 | 0.65714 | 0.85008 | 0.018745 | 0.00079999 | 0.19211 | 0.40342 | 0.65714 | 0 | 0 | 0.85 | 0.85 | 0.85 | 0.85 | 0.95559 | 0.018745 | 0.48042 | 0 | 0
2025-02-24 03:00 | 65315.4509 | 64888.4433 | 0 | 427.0076 | 0 | 0.20932 | 0.21092 | 0.1804 | 55 | 3 | Winter Peak | 0.77051 | 0.41471 | 0.41471 | 0.9553 | 0.30864 | 0.21092 | 0 | 0 | 0.65714 | 0.85008 | 0.019688 | 0.00079999 | 0.1804 | 0.40237 | 0.65714 | 0 | 0 | 0.85 | 0.85 | 0.85 | 0.85 | 0.9553 | 0.019688 | 0.47953 | 0 | 0
2025-02-24 04:00 | 65965.7968 | 65547.8756 | 0 | 417.9212 | 0 | 0.20486 | 0.20666 | 0.17242 | 55 | 4 | Winter Peak | 0.76333 | 0.41653 | 0.41653 | 0.95476 | 0.29732 | 0.20666 | 0 | 0 | 0.65714 | 0.85008 | 0.024226 | 0.00079999 | 0.17242 | 0.41478 | 0.65714 | 0 | 0 | 0.85 | 0.85 | 0.85 | 0.85 | 0.95476 | 0.024226 | 0.48811 | 0 | 0
2025-02-24 05:00 | 70965.0703 | 70548.548 | 0 | 416.5223 | 0 | 0.20418 | 0.20636 | 0.16479 | 55 | 5 | Winter Peak | 0.76397 | 0.42656 | 0.42656 | 0.95318 | 0.30835 | 0.20636 | 0 | 0 | 0.65714 | 0.85008 | 0.038956 | 0.00079999 | 0.16479 | 0.46875 | 0.65714 | 0 | 0 | 0.85 | 0.85 | 0.85 | 0.85 | 0.95318 | 0.038956 | 0.52604 | 0 | 0
2025-02-24 06:00 | 78947.093 | 78537.4097 | 2.1391 | 407.5441 | 9.6608e-05 | 0.19978 | 0.20202 | 0.15927 | 55 | 6 | Winter Peak | 0.77622 | 0.44373 | 0.44373 | 0.95422 | 0.35077 | 0.20202 | 9.6608e-05 | 0 | 0.65714 | 0.85008 | 0.095995 | 0.00079999 | 0.15927 | 0.54606 | 0.65714 | 0 | 0 | 0.85 | 0.85 | 0.85 | 0.85 | 0.95422 | 0.095995 | 0.55621 | 6.7625e-05 | 0.00017779
2025-02-24 07:00 | 85823.2673 | 84363.493 | 1084.7002 | 375.0741 | 0.048987 | 0.18386 | 0.18567 | 0.15123 | 55 | 7 | Winter Peak | 0.79675 | 0.46785 | 0.46785 | 0.95426 | 0.42875 | 0.18567 | 0.048987 | 0 | 0.65714 | 0.85008 | 0.14633 | 0.018485 | 0.15123 | 0.55329 | 0.65714 | 0 | 0 | 0.85 | 0.85 | 0.85 | 0.85 | 0.95426 | 0.14633 | 0.5704 | 0.034291 | 0.00079354
2025-02-24 08:00 | 83469.1016 | 79005.5291 | 4143.3925 | 320.18 | 0.18712 | 0.15695 | 0.1579 | 0.13977 | 55 | 8 | Winter Peak | 0.81616 | 0.48757 | 0.48757 | 0.95409 | 0.46748 | 0.1579 | 0.18712 | 0 | 0.65714 | 0.85008 | 0.13041 | 0.018501 | 0.13977 | 0.50439 | 0.65714 | 0 | 0 | 0.85 | 0.85 | 0.85 | 0.85 | 0.95409 | 0.13041 | 0.53483 | 0.13099 | 0.00017779
2025-02-24 09:00 | 82032.866 | 73762.8913 | 7940.7811 | 329.1936 | 0.35862 | 0.16137 | 0.1629 | 0.13363 | 55 | 9 | Winter Peak | 0.82743 | 0.4868 | 0.4868 | 0.95409 | 0.47176 | 0.1629 | 0.35862 | 0.0015113 | 0.65714 | 0.85008 | 0.10175 | 0.00079999 | 0.13363 | 0.45454 | 0.65714 | 0 | 0 | 0.85 | 0.85 | 0.85 | 0.85 | 0.95409 | 0.10175 | 0.50594 | 0.25104 | 0
2025-02-24 10:00 | 80431.969 | 69224.6253 | 10883.6677 | 323.6761 | 0.49153 | 0.15866 | 0.16073 | 0.12126 | 55 | 10 | Winter Peak | 0.81193 | 0.46822 | 0.46822 | 0.95392 | 0.43943 | 0.16073 | 0.49153 | 0.34759 | 0.65714 | 0.85008 | 0.06409 | 0.00079999 | 0.12126 | 0.43658 | 0.65714 | 0 | 0 | 0.85 | 0.85 | 0.85 | 0.85 | 0.95392 | 0.06409 | 0.48847 | 0.34407 | 0
2025-02-24 11:00 | 77139.7096 | 64522.8159 | 12302.8449 | 314.0489 | 0.55562 | 0.15395 | 0.15619 | 0.1133 | 55 | 11 | Winter Peak | 0.77725 | 0.44649 | 0.44649 | 0.95346 | 0.4136 | 0.15619 | 0.55562 | 0.56098 | 0.65714 | 0.85008 | 0.023737 | 0.00079999 | 0.1133 | 0.42784 | 0.65714 | 0 | 0 | 0.85 | 0.85 | 0.85 | 0.85 | 0.95346 | 0.023737 | 0.47131 | 0.38893 | 0
2025-02-24 12:00 | 75623.1645 | 62976.1396 | 12336.0061 | 311.0189 | 0.55712 | 0.15246 | 0.15469 | 0.11221 | 55 | 12 | Winter Peak | 0.75514 | 0.43187 | 0.43187 | 0.9539 | 0.37988 | 0.15469 | 0.55712 | 0.54133 | 0.65714 | 0.85008 | 0.028414 | 0.00079999 | 0.11221 | 0.41935 | 0.65714 | 0 | 0 | 0.85 | 0.85 | 0.85 | 0.85 | 0.9539 | 0.028414 | 0.46484 | 0.38998 | 0
2025-02-24 13:00 | 75436.1129 | 63694.4376 | 11428.2974 | 313.3779 | 0.51612 | 0.15362 | 0.15575 | 0.11502 | 55 | 13 | Winter Peak | 0.7313 | 0.41622 | 0.41622 | 0.95449 | 0.35466 | 0.15575 | 0.51612 | 0.50816 | 0.65714 | 0.85008 | 0.032883 | 0.00079999 | 0.11502 | 0.39041 | 0.65714 | 0 | 0 | 0.85 | 0.85 | 0.85 | 0.85 | 0.95449 | 0.032883 | 0.45621 | 0.36129 | 0
2025-02-24 14:00 | 75627.6307 | 65749.6355 | 9558.7175 | 319.2777 | 0.43169 | 0.15651 | 0.15844 | 0.12153 | 55 | 14 | Winter Peak | 0.71732 | 0.3979 | 0.3979 | 0.95429 | 0.33621 | 0.15844 | 0.43169 | 0.49139 | 0.65714 | 0.85008 | 0.036164 | 0.00079999 | 0.12153 | 0.37862 | 0.65714 | 0 | 0 | 0.85 | 0.85 | 0.85 | 0.85 | 0.95429 | 0.036164 | 0.45427 | 0.30218 | 0
2025-02-24 15:00 | 76228.3479 | 68965.9328 | 6937.2284 | 325.1867 | 0.3133 | 0.15941 | 0.16104 | 0.12994 | 55 | 15 | Winter Peak | 0.70565 | 0.38579 | 0.38579 | 0.95455 | 0.32522 | 0.16104 | 0.3133 | 0.50914 | 0.65714 | 0.85008 | 0.037071 | 0.0010513 | 0.12994 | 0.40121 | 0.65714 | 0 | 0 | 0.85 | 0.85 | 0.85 | 0.85 | 0.95455 | 0.037071 | 0.4753 | 0.21931 | 0
2025-02-24 16:00 | 77661.5608 | 73394.4324 | 3927.684 | 339.4444 | 0.17738 | 0.16639 | 0.16823 | 0.13326 | 55 | 16 | Winter Peak | 0.68921 | 0.38321 | 0.38321 | 0.95517 | 0.32641 | 0.16823 | 0.17738 | 0.53718 | 0.66641 | 0.85008 | 0.038328 | 0.0013328 | 0.13326 | 0.49837 | 0.66641 | 0 | 0 | 0.85 | 0.85 | 0.85 | 0.85 | 0.95517 | 0.038328 | 0.5236 | 0.12417 | 0
2025-02-24 17:00 | 80795.0557 | 79359.9465 | 1074.3548 | 360.7544 | 0.04852 | 0.17684 | 0.17859 | 0.14515 | 55 | 17 | Winter Peak | 0.67362 | 0.38986 | 0.38986 | 0.95628 | 0.3507 | 0.17859 | 0.04852 | 0.51413 | 0.66641 | 0.85008 | 0.037979 | 0.0013328 | 0.14515 | 0.57013 | 0.66641 | 0 | 0 | 0.85 | 0.85 | 0.85 | 0.85 | 0.95628 | 0.037979 | 0.55688 | 0.033964 | 0.063622
2025-02-24 18:00 | 83335.1294 | 82961.2562 | 1.1723 | 372.7008 | 5.2945e-05 | 0.1827 | 0.1837 | 0.16462 | 55 | 18 | Winter Peak | 0.67848 | 0.40517 | 0.40517 | 0.95673 | 0.36572 | 0.1837 | 5.2945e-05 | 0.25986 | 0.66641 | 0.85008 | 0.039585 | 0.0013328 | 0.16462 | 0.60388 | 0.66641 | 0 | 0 | 0.85 | 0.85 | 0.85 | 0.85 | 0.95673 | 0.039585 | 0.59723 | 3.7062e-05 | 0.28409
2025-02-24 19:00 | 82201.0512 | 81842.758 | 0 | 358.2932 | 0 | 0.17563 | 0.17584 | 0.17188 | 55 | 19 | Winter Peak | 0.71147 | 0.43141 | 0.43141 | 0.95738 | 0.37649 | 0.17584 | 0 | 0 | 0.66641 | 0.85008 | 0.037665 | 0.0013328 | 0.17188 | 0.60099 | 0.66641 | 0 | 0 | 0.85 | 0.85 | 0.85 | 0.85 | 0.95738 | 0.037665 | 0.60935 | 0 | 0.16714
2025-02-24 20:00 | 79977.7483 | 79631.0166 | 0 | 346.7316 | 0 | 0.16997 | 0.17014 | 0.1669 | 55 | 20 | Winter Peak | 0.73125 | 0.43597 | 0.43597 | 0.95737 | 0.38988 | 0.17014 | 0 | 0 | 0.66641 | 0.85008 | 0.03571 | 0.0083274 | 0.1669 | 0.59436 | 0.66641 | 0 | 0 | 0.85 | 0.85 | 0.85 | 0.85 | 0.95737 | 0.03571 | 0.5944 | 0 | 0.17838
2025-02-24 21:00 | 77235.2659 | 76894.4083 | 0 | 340.8576 | 0 | 0.16709 | 0.16726 | 0.1639 | 55 | 21 | Winter Peak | 0.71886 | 0.43151 | 0.43151 | 0.95836 | 0.40506 | 0.16726 | 0 | 0 | 0.66522 | 0.85008 | 0.03208 | 0.011965 | 0.1639 | 0.57434 | 0.66522 | 0 | 0 | 0.85 | 0.85 | 0.85 | 0.85 | 0.95836 | 0.03208 | 0.57799 | 0 | 0.14373
2025-02-24 22:00 | 72692.1988 | 72357.765 | 0 | 334.4338 | 0 | 0.16394 | 0.16371 | 0.16811 | 55 | 22 | Winter Peak | 0.70345 | 0.41925 | 0.41925 | 0.95915 | 0.39445 | 0.16371 | 0 | 0 | 0.66522 | 0.85008 | 0.026355 | 0.0013328 | 0.16811 | 0.52618 | 0.66522 | 0 | 0 | 0.85 | 0.85 | 0.85 | 0.85 | 0.95915 | 0.026355 | 0.55812 | 0 | 0.11546
2025-02-24 23:00 | 67932.8926 | 67603.6956 | 0 | 329.197 | 0 | 0.16137 | 0.16081 | 0.17143 | 55 | 23 | Winter Peak | 0.67689 | 0.39856 | 0.39856 | 0.95992 | 0.36856 | 0.16081 | 0 | 0 | 0.66359 | 0.85008 | 0.020141 | 0.0013328 | 0.17143 | 0.46783 | 0.66359 | 0 | 0 | 0.85 | 0.85 | 0.85 | 0.85 | 0.95992 | 0.020141 | 0.53558 | 0 | 0.036763
2025-02-25 00:00 | 65716.0274 | 65394.9119 | 0 | 321.1155 | 0 | 0.15741 | 0.15684 | 0.16776 | 56 | 0 | Winter Peak | 0.78684 | 0.4395 | 0.4395 | 0.95884 | 0.39604 | 0.15684 | 0 | 0 | 0.65714 | 0.85008 | 0.055084 | 0.0013328 | 0.16776 | 0.4288 | 0.65714 | 0 | 0 | 0.85 | 0.85 | 0.85 | 0.85 | 0.95884 | 0.055084 | 0.49358 | 0 | 0.005841
2025-02-25 01:00 | 64924.0337 | 64608.1633 | 0 | 315.8704 | 0 | 0.15484 | 0.15471 | 0.15721 | 56 | 1 | Winter Peak | 0.77838 | 0.42769 | 0.42769 | 0.95772 | 0.35356 | 0.15471 | 0 | 0 | 0.65714 | 0.85008 | 0.021014 | 0.00083936 | 0.15721 | 0.41457 | 0.65714 | 0 | 0 | 0.85 | 0.85 | 0.85 | 0.85 | 0.95772 | 0.021014 | 0.48366 | 0 | 0
2025-02-25 02:00 | 64711.2645 | 64392.809 | 0 | 318.4554 | 0 | 0.15611 | 0.15627 | 0.15305 | 56 | 2 | Winter Peak | 0.77383 | 0.41814 | 0.41814 | 0.95559 | 0.32805 | 0.15627 | 0 | 0 | 0.65714 | 0.85008 | 0.018745 | 0.00079999 | 0.15305 | 0.40342 | 0.65714 | 0 | 0 | 0.85 | 0.85 | 0.85 | 0.85 | 0.95559 | 0.018745 | 0.48042 | 0 | 0
2025-02-25 03:00 | 64801.4144 | 64474.9834 | 0 | 326.4309 | 0 | 0.16002 | 0.16025 | 0.15573 | 56 | 3 | Winter Peak | 0.77051 | 0.41471 | 0.41471 | 0.9553 | 0.30864 | 0.16025 | 0 | 0 | 0.65714 | 0.85008 | 0.019688 | 0.00079999 | 0.15573 | 0.40237 | 0.65714 | 0 | 0 | 0.85 | 0.85 | 0.85 | 0.85 | 0.9553 | 0.019688 | 0.47953 | 0 | 0
2025-02-25 04:00 | 65492.1216 | 65151.2851 | 0 | 340.8366 | 0 | 0.16708 | 0.16732 | 0.16262 | 56 | 4 | Winter Peak | 0.76333 | 0.41653 | 0.41653 | 0.95476 | 0.29732 | 0.16732 | 0 | 0 | 0.65714 | 0.85008 | 0.024226 | 0.00079999 | 0.16262 | 0.41478 | 0.65714 | 0 | 0 | 0.85 | 0.85 | 0.85 | 0.85 | 0.95476 | 0.024226 | 0.48811 | 0 | 0
2025-02-25 05:00 | 70516.2719 | 70168.4233 | 0 | 347.8486 | 0 | 0.17051 | 0.17028 | 0.1748 | 56 | 5 | Winter Peak | 0.76397 | 0.42656 | 0.42656 | 0.95318 | 0.30835 | 0.17028 | 0 | 0 | 0.65714 | 0.85008 | 0.038956 | 0.00079999 | 0.1748 | 0.46875 | 0.65714 | 0 | 0 | 0.85 | 0.85 | 0.85 | 0.85 | 0.95318 | 0.038956 | 0.52604 | 0 | 0
2025-02-25 06:00 | 78537.3868 | 78182.9464 | 2.9701 | 351.4703 | 0.00013414 | 0.17229 | 0.17217 | 0.17454 | 56 | 6 | Winter Peak | 0.77622 | 0.44373 | 0.44373 | 0.95422 | 0.35077 | 0.17217 | 0.00013414 | 0 | 0.65714 | 0.85008 | 0.095995 | 0.00079999 | 0.17454 | 0.54606 | 0.65714 | 0 | 0 | 0.85 | 0.85 | 0.85 | 0.85 | 0.95422 | 0.095995 | 0.55621 | 9.3896e-05 | 0.00017779
2025-02-25 07:00 | 85338.1404 | 83739.9071 | 1257.0399 | 341.1934 | 0.05677 | 0.16725 | 0.16734 | 0.16559 | 56 | 7 | Winter Peak | 0.79675 | 0.46785 | 0.46785 | 0.95426 | 0.42875 | 0.16734 | 0.05677 | 0 | 0.65714 | 0.85008 | 0.14633 | 0.018485 | 0.16559 | 0.55329 | 0.65714 | 0 | 0 | 0.85 | 0.85 | 0.85 | 0.85 | 0.95426 | 0.14633 | 0.5704 | 0.039739 | 0.00079354
2025-02-25 08:00 | 83154.5874 | 78318.6951 | 4512.9787 | 322.9136 | 0.20382 | 0.15829 | 0.15871 | 0.1508 | 56 | 8 | Winter Peak | 0.81616 | 0.48757 | 0.48757 | 0.95409 | 0.46748 | 0.15871 | 0.20382 | 0 | 0.65714 | 0.85008 | 0.13041 | 0.018501 | 0.1508 | 0.50439 | 0.65714 | 0 | 0 | 0.85 | 0.85 | 0.85 | 0.85 | 0.95409 | 0.13041 | 0.53483 | 0.14267 | 0.00017779
2025-02-25 09:00 | 81788.1592 | 73646.2139 | 7807.9883 | 333.957 | 0.35262 | 0.1637 | 0.16463 | 0.14695 | 56 | 9 | Winter Peak | 0.82743 | 0.4868 | 0.4868 | 0.95409 | 0.47176 | 0.16463 | 0.35262 | 0.0015113 | 0.65714 | 0.85008 | 0.10175 | 0.00079999 | 0.14695 | 0.45454 | 0.65714 | 0 | 0 | 0.85 | 0.85 | 0.85 | 0.85 | 0.95409 | 0.10175 | 0.50594 | 0.24684 | 0
2025-02-25 10:00 | 80189.0392 | 69394.9833 | 10460.2163 | 333.8396 | 0.4724 | 0.16365 | 0.16445 | 0.14912 | 56 | 10 | Winter Peak | 0.81193 | 0.46822 | 0.46822 | 0.95392 | 0.43943 | 0.16445 | 0.4724 | 0.34759 | 0.65714 | 0.85008 | 0.06409 | 0.00079999 | 0.14912 | 0.43658 | 0.65714 | 0 | 0 | 0.85 | 0.85 | 0.85 | 0.85 | 0.95392 | 0.06409 | 0.48847 | 0.33068 | 0
2025-02-25 11:00 | 76896.2721 | 64591.9929 | 11978.27 | 326.0092 | 0.54096 | 0.15981 | 0.16017 | 0.15324 | 56 | 11 | Winter Peak | 0.77725 | 0.44649 | 0.44649 | 0.95346 | 0.4136 | 0.16017 | 0.54096 | 0.56098 | 0.65714 | 0.85008 | 0.023737 | 0.00079999 | 0.15324 | 0.42784 | 0.65714 | 0 | 0 | 0.85 | 0.85 | 0.85 | 0.85 | 0.95346 | 0.023737 | 0.47131 | 0.37867 | 0
2025-02-25 12:00 | 75372.3655 | 62894.5472 | 12153.7081 | 324.1101 | 0.54889 | 0.15888 | 0.15895 | 0.15763 | 56 | 12 | Winter Peak | 0.75514 | 0.43187 | 0.43187 | 0.9539 | 0.37988 | 0.15895 | 0.54889 | 0.54133 | 0.65714 | 0.85008 | 0.028414 | 0.00079999 | 0.15763 | 0.41935 | 0.65714 | 0 | 0 | 0.85 | 0.85 | 0.85 | 0.85 | 0.9539 | 0.028414 | 0.46484 | 0.38422 | 0
2025-02-25 13:00 | 75167.7985 | 63310.6959 | 11530.411 | 326.6916 | 0.52074 | 0.16014 | 0.15989 | 0.16471 | 56 | 13 | Winter Peak | 0.7313 | 0.41622 | 0.41622 | 0.95449 | 0.35466 | 0.15989 | 0.52074 | 0.50816 | 0.65714 | 0.85008 | 0.032883 | 0.00079999 | 0.16471 | 0.39041 | 0.65714 | 0 | 0 | 0.85 | 0.85 | 0.85 | 0.85 | 0.95449 | 0.032883 | 0.45621 | 0.36452 | 0
2025-02-25 14:00 | 75335.7087 | 65152.0596 | 9837.499 | 346.1501 | 0.44428 | 0.16968 | 0.16905 | 0.18107 | 56 | 14 | Winter Peak | 0.71732 | 0.3979 | 0.3979 | 0.95429 | 0.33621 | 0.16905 | 0.44428 | 0.49139 | 0.65714 | 0.85008 | 0.036164 | 0.00079999 | 0.18107 | 0.37862 | 0.65714 | 0 | 0 | 0.85 | 0.85 | 0.85 | 0.85 | 0.95429 | 0.036164 | 0.45427 | 0.311 | 0
2025-02-25 15:00 | 75866.1108 | 67995.8489 | 7498.6262 | 371.6357 | 0.33865 | 0.18217 | 0.18106 | 0.20223 | 56 | 15 | Winter Peak | 0.70565 | 0.38579 | 0.38579 | 0.95455 | 0.32522 | 0.18106 | 0.33865 | 0.50914 | 0.65714 | 0.85008 | 0.037071 | 0.0010513 | 0.20223 | 0.40121 | 0.65714 | 0 | 0 | 0.85 | 0.85 | 0.85 | 0.85 | 0.95455 | 0.037071 | 0.4753 | 0.23706 | 0
2025-02-25 16:00 | 77235.8624 | 72443.6699 | 4396.872 | 395.3206 | 0.19857 | 0.19378 | 0.19161 | 0.23306 | 56 | 16 | Winter Peak | 0.68921 | 0.38321 | 0.38321 | 0.95517 | 0.32641 | 0.19161 | 0.19857 | 0.53718 | 0.66641 | 0.85008 | 0.038328 | 0.0013328 | 0.23306 | 0.49837 | 0.66641 | 0 | 0 | 0.85 | 0.85 | 0.85 | 0.85 | 0.95517 | 0.038328 | 0.5236 | 0.139 | 0
2025-02-25 17:00 | 80360.6937 | 78718.2604 | 1218.3216 | 424.1118 | 0.055022 | 0.2079 | 0.20503 | 0.25971 | 56 | 17 | Winter Peak | 0.67362 | 0.38986 | 0.38986 | 0.95628 | 0.3507 | 0.20503 | 0.055022 | 0.51413 | 0.66641 | 0.85008 | 0.037979 | 0.0013328 | 0.25971 | 0.57013 | 0.66641 | 0 | 0 | 0.85 | 0.85 | 0.85 | 0.85 | 0.95628 | 0.037979 | 0.55688 | 0.038515 | 0.063622
2025-02-25 18:00 | 83262.2758 | 82803.6395 | 2.1488 | 456.4875 | 9.7043e-05 | 0.22377 | 0.22088 | 0.27595 | 56 | 18 | Winter Peak | 0.67848 | 0.40517 | 0.40517 | 0.95673 | 0.36572 | 0.22088 | 9.7043e-05 | 0.25986 | 0.66641 | 0.85008 | 0.039585 | 0.0013328 | 0.27595 | 0.60388 | 0.66641 | 0 | 0 | 0.85 | 0.85 | 0.85 | 0.85 | 0.95673 | 0.039585 | 0.59723 | 6.793e-05 | 0.28409
2025-02-25 19:00 | 82196.9897 | 81728.6949 | 0 | 468.2948 | 0 | 0.22956 | 0.22705 | 0.27487 | 56 | 19 | Winter Peak | 0.71147 | 0.43141 | 0.43141 | 0.95738 | 0.37649 | 0.22705 | 0 | 0 | 0.66641 | 0.85008 | 0.037665 | 0.0013328 | 0.27487 | 0.60099 | 0.66641 | 0 | 0 | 0.85 | 0.85 | 0.85 | 0.85 | 0.95738 | 0.037665 | 0.60935 | 0 | 0.16714
2025-02-25 20:00 | 80029.7865 | 79569.422 | 0 | 460.3645 | 0 | 0.22567 | 0.22353 | 0.26427 | 56 | 20 | Winter Peak | 0.73125 | 0.43597 | 0.43597 | 0.95737 | 0.38988 | 0.22353 | 0 | 0 | 0.66641 | 0.85008 | 0.03571 | 0.0083274 | 0.26427 | 0.59436 | 0.66641 | 0 | 0 | 0.85 | 0.85 | 0.85 | 0.85 | 0.95737 | 0.03571 | 0.5944 | 0 | 0.17838
2025-02-25 21:00 | 77346.4501 | 76897.6254 | 0 | 448.8246 | 0 | 0.22001 | 0.21839 | 0.24932 | 56 | 21 | Winter Peak | 0.71886 | 0.43151 | 0.43151 | 0.95836 | 0.40506 | 0.21839 | 0 | 0 | 0.66522 | 0.85008 | 0.03208 | 0.011965 | 0.24932 | 0.57434 | 0.66522 | 0 | 0 | 0.85 | 0.85 | 0.85 | 0.85 | 0.95836 | 0.03208 | 0.57799 | 0 | 0.14373
2025-02-25 22:00 | 72855.929 | 72419.7937 | 0 | 436.1353 | 0 | 0.21379 | 0.21262 | 0.23488 | 56 | 22 | Winter Peak | 0.70345 | 0.41925 | 0.41925 | 0.95915 | 0.39445 | 0.21262 | 0 | 0 | 0.66522 | 0.85008 | 0.026355 | 0.0013328 | 0.23488 | 0.52618 | 0.66522 | 0 | 0 | 0.85 | 0.85 | 0.85 | 0.85 | 0.95915 | 0.026355 | 0.55812 | 0 | 0.11546
2025-02-25 23:00 | 68141.0457 | 67715.8741 | 0 | 425.1715 | 0 | 0.20842 | 0.2077 | 0.22133 | 56 | 23 | Winter Peak | 0.67689 | 0.39856 | 0.39856 | 0.95992 | 0.36856 | 0.2077 | 0 | 0 | 0.66359 | 0.85008 | 0.020141 | 0.0013328 | 0.22133 | 0.46783 | 0.66359 | 0 | 0 | 0.85 | 0.85 | 0.85 | 0.85 | 0.95992 | 0.020141 | 0.53558 | 0 | 0.036763
2025-02-26 00:00 | 65987.3879 | 65563.3063 | 0 | 424.0817 | 0 | 0.20788 | 0.20754 | 0.21404 | 57 | 0 | Winter Peak | 0.78684 | 0.4395 | 0.4395 | 0.95884 | 0.39604 | 0.20754 | 0 | 0 | 0.65714 | 0.85008 | 0.055084 | 0.0013328 | 0.21404 | 0.4288 | 0.65714 | 0 | 0 | 0.85 | 0.85 | 0.85 | 0.85 | 0.95884 | 0.055084 | 0.49358 | 0 | 0.005841
2025-02-26 01:00 | 65239.3095 | 64816.6042 | 0 | 422.7053 | 0 | 0.20721 | 0.20684 | 0.21388 | 57 | 1 | Winter Peak | 0.77838 | 0.42769 | 0.42769 | 0.95772 | 0.35356 | 0.20684 | 0 | 0 | 0.65714 | 0.85008 | 0.021014 | 0.00083936 | 0.21388 | 0.41457 | 0.65714 | 0 | 0 | 0.85 | 0.85 | 0.85 | 0.85 | 0.95772 | 0.021014 | 0.48366 | 0 | 0
2025-02-26 02:00 | 65046.3402 | 64625.5816 | 0 | 420.7585 | 0 | 0.20625 | 0.20573 | 0.21565 | 57 | 2 | Winter Peak | 0.77383 | 0.41814 | 0.41814 | 0.95559 | 0.32805 | 0.20573 | 0 | 0 | 0.65714 | 0.85008 | 0.018745 | 0.00079999 | 0.21565 | 0.40342 | 0.65714 | 0 | 0 | 0.85 | 0.85 | 0.85 | 0.85 | 0.95559 | 0.018745 | 0.48042 | 0 | 0
2025-02-26 03:00 | 65144.3593 | 64731.4381 | 0 | 412.9211 | 0 | 0.20241 | 0.20166 | 0.21608 | 57 | 3 | Winter Peak | 0.77051 | 0.41471 | 0.41471 | 0.9553 | 0.30864 | 0.20166 | 0 | 0 | 0.65714 | 0.85008 | 0.019688 | 0.00079999 | 0.21608 | 0.40237 | 0.65714 | 0 | 0 | 0.85 | 0.85 | 0.85 | 0.85 | 0.9553 | 0.019688 | 0.47953 | 0 | 0
2025-02-26 04:00 | 65850.0434 | 65439.5653 | 0 | 410.4781 | 0 | 0.20121 | 0.20047 | 0.21466 | 57 | 4 | Winter Peak | 0.76333 | 0.41653 | 0.41653 | 0.95476 | 0.29732 | 0.20047 | 0 | 0 | 0.65714 | 0.85008 | 0.024226 | 0.00079999 | 0.21466 | 0.41478 | 0.65714 | 0 | 0 | 0.85 | 0.85 | 0.85 | 0.85 | 0.95476 | 0.024226 | 0.48811 | 0 | 0
2025-02-26 05:00 | 70887.9013 | 70479.8707 | 0 | 408.0307 | 0 | 0.20002 | 0.19927 | 0.21356 | 57 | 5 | Winter Peak | 0.76397 | 0.42656 | 0.42656 | 0.95318 | 0.30835 | 0.19927 | 0 | 0 | 0.65714 | 0.85008 | 0.038956 | 0.00079999 | 0.21356 | 0.46875 | 0.65714 | 0 | 0 | 0.85 | 0.85 | 0.85 | 0.85 | 0.95318 | 0.038956 | 0.52604 | 0 | 0
2025-02-26 06:00 | 78913.3315 | 78514.2703 | 5.1163 | 393.9449 | 0.00023106 | 0.19311 | 0.19262 | 0.20204 | 57 | 6 | Winter Peak | 0.77622 | 0.44373 | 0.44373 | 0.95422 | 0.35077 | 0.19262 | 0.00023106 | 0 | 0.65714 | 0.85008 | 0.095995 | 0.00079999 | 0.20204 | 0.54606 | 0.65714 | 0 | 0 | 0.85 | 0.85 | 0.85 | 0.85 | 0.95422 | 0.095995 | 0.55621 | 0.00016174 | 0.00017779
2025-02-26 07:00 | 85511.366 | 83846.4303 | 1299.8319 | 365.1037 | 0.058703 | 0.17897 | 0.17867 | 0.18437 | 57 | 7 | Winter Peak | 0.79675 | 0.46785 | 0.46785 | 0.95426 | 0.42875 | 0.17867 | 0.058703 | 0 | 0.65714 | 0.85008 | 0.14633 | 0.018485 | 0.18437 | 0.55329 | 0.65714 | 0 | 0 | 0.85 | 0.85 | 0.85 | 0.85 | 0.95426 | 0.14633 | 0.5704 | 0.041092 | 0.00079354
2025-02-26 08:00 | 83264.5024 | 78622.9764 | 4310.6238 | 330.9022 | 0.19468 | 0.16221 | 0.16216 | 0.16304 | 57 | 8 | Winter Peak | 0.81616 | 0.48757 | 0.48757 | 0.95409 | 0.46748 | 0.16216 | 0.19468 | 0 | 0.65714 | 0.85008 | 0.13041 | 0.018501 | 0.16304 | 0.50439 | 0.65714 | 0 | 0 | 0.85 | 0.85 | 0.85 | 0.85 | 0.95409 | 0.13041 | 0.53483 | 0.13627 | 0.00017779
2025-02-26 09:00 | 81755.9208 | 73867.6711 | 7548.4349 | 339.8148 | 0.3409 | 0.16658 | 0.16672 | 0.16396 | 57 | 9 | Winter Peak | 0.82743 | 0.4868 | 0.4868 | 0.95409 | 0.47176 | 0.16672 | 0.3409 | 0.0015113 | 0.65714 | 0.85008 | 0.10175 | 0.00079999 | 0.16396 | 0.45454 | 0.65714 | 0 | 0 | 0.85 | 0.85 | 0.85 | 0.85 | 0.95409 | 0.10175 | 0.50594 | 0.23863 | 0
2025-02-26 10:00 | 80144.1085 | 69397.6253 | 10400.7285 | 345.7547 | 0.46972 | 0.16949 | 0.16923 | 0.17411 | 57 | 10 | Winter Peak | 0.81193 | 0.46822 | 0.46822 | 0.95392 | 0.43943 | 0.16923 | 0.46972 | 0.34759 | 0.65714 | 0.85008 | 0.06409 | 0.00079999 | 0.17411 | 0.43658 | 0.65714 | 0 | 0 | 0.85 | 0.85 | 0.85 | 0.85 | 0.95392 | 0.06409 | 0.48847 | 0.3288 | 0
2025-02-26 11:00 | 76868.3491 | 64435.6389 | 12084.4944 | 348.2159 | 0.54576 | 0.17069 | 0.16981 | 0.18659 | 57 | 11 | Winter Peak | 0.77725 | 0.44649 | 0.44649 | 0.95346 | 0.4136 | 0.16981 | 0.54576 | 0.56098 | 0.65714 | 0.85008 | 0.023737 | 0.00079999 | 0.18659 | 0.42784 | 0.65714 | 0 | 0 | 0.85 | 0.85 | 0.85 | 0.85 | 0.95346 | 0.023737 | 0.47131 | 0.38203 | 0
2025-02-26 12:00 | 75320.8349 | 62416.0298 | 12557.8151 | 346.99 | 0.56714 | 0.17009 | 0.16877 | 0.19401 | 57 | 12 | Winter Peak | 0.75514 | 0.43187 | 0.43187 | 0.9539 | 0.37988 | 0.16877 | 0.56714 | 0.54133 | 0.65714 | 0.85008 | 0.028414 | 0.00079999 | 0.19401 | 0.41935 | 0.65714 | 0 | 0 | 0.85 | 0.85 | 0.85 | 0.85 | 0.9539 | 0.028414 | 0.46484 | 0.397 | 0
2025-02-26 13:00 | 75063.7219 | 62644.5377 | 12075.285 | 343.8992 | 0.54534 | 0.16858 | 0.16682 | 0.20033 | 57 | 13 | Winter Peak | 0.7313 | 0.41622 | 0.41622 | 0.95449 | 0.35466 | 0.16682 | 0.54534 | 0.50816 | 0.65714 | 0.85008 | 0.032883 | 0.00079999 | 0.20033 | 0.39041 | 0.65714 | 0 | 0 | 0.85 | 0.85 | 0.85 | 0.85 | 0.95449 | 0.032883 | 0.45621 | 0.38174 | 0
2025-02-26 14:00 | 75167.6631 | 64361.3015 | 10457.6623 | 348.6993 | 0.47229 | 0.17093 | 0.16883 | 0.2089 | 57 | 14 | Winter Peak | 0.71732 | 0.3979 | 0.3979 | 0.95429 | 0.33621 | 0.16883 | 0.47229 | 0.49139 | 0.65714 | 0.85008 | 0.036164 | 0.00079999 | 0.2089 | 0.37862 | 0.65714 | 0 | 0 | 0.85 | 0.85 | 0.85 | 0.85 | 0.95429 | 0.036164 | 0.45427 | 0.3306 | 0
2025-02-26 15:00 | 75682.073 | 67515.1343 | 7812.2998 | 354.6389 | 0.35282 | 0.17384 | 0.17148 | 0.21651 | 57 | 15 | Winter Peak | 0.70565 | 0.38579 | 0.38579 | 0.95455 | 0.32522 | 0.17148 | 0.35282 | 0.50914 | 0.65714 | 0.85008 | 0.037071 | 0.0010513 | 0.21651 | 0.40121 | 0.65714 | 0 | 0 | 0.85 | 0.85 | 0.85 | 0.85 | 0.95455 | 0.037071 | 0.4753 | 0.24697 | 0
2025-02-26 16:00 | 77067.3092 | 72271.4794 | 4434.9711 | 360.8586 | 0.20029 | 0.17689 | 0.17423 | 0.22492 | 57 | 16 | Winter Peak | 0.68921 | 0.38321 | 0.38321 | 0.95517 | 0.32641 | 0.17423 | 0.20029 | 0.53718 | 0.66641 | 0.85008 | 0.038328 | 0.0013328 | 0.22492 | 0.49837 | 0.66641 | 0 | 0 | 0.85 | 0.85 | 0.85 | 0.85 | 0.95517 | 0.038328 | 0.5236 | 0.1402 | 0
2025-02-26 17:00 | 80151.208 | 78505.85 | 1252.4311 | 392.9269 | 0.056562 | 0.19261 | 0.18996 | 0.24046 | 57 | 17 | Winter Peak | 0.67362 | 0.38986 | 0.38986 | 0.95628 | 0.3507 | 0.18996 | 0.056562 | 0.51413 | 0.66641 | 0.85008 | 0.037979 | 0.0013328 | 0.24046 | 0.57013 | 0.66641 | 0 | 0 | 0.85 | 0.85 | 0.85 | 0.85 | 0.95628 | 0.037979 | 0.55688 | 0.039594 | 0.063622
2025-02-26 18:00 | 83179.2684 | 82742.4334 | 3.0858 | 433.7492 | 0.00013936 | 0.21262 | 0.21013 | 0.2576 | 57 | 18 | Winter Peak | 0.67848 | 0.40517 | 0.40517 | 0.95673 | 0.36572 | 0.21013 | 0.00013936 | 0.25986 | 0.66641 | 0.85008 | 0.039585 | 0.0013328 | 0.2576 | 0.60388 | 0.66641 | 0 | 0 | 0.85 | 0.85 | 0.85 | 0.85 | 0.95673 | 0.039585 | 0.59723 | 9.7552e-05 | 0.28409
2025-02-26 19:00 | 82094.4362 | 81643.8129 | 0 | 450.6233 | 0 | 0.22089 | 0.21835 | 0.26687 | 57 | 19 | Winter Peak | 0.71147 | 0.43141 | 0.43141 | 0.95738 | 0.37649 | 0.21835 | 0 | 0 | 0.66641 | 0.85008 | 0.037665 | 0.0013328 | 0.26687 | 0.60099 | 0.66641 | 0 | 0 | 0.85 | 0.85 | 0.85 | 0.85 | 0.95738 | 0.037665 | 0.60935 | 0 | 0.16714
2025-02-26 20:00 | 79942.2099 | 79485.7845 | 0 | 456.4254 | 0 | 0.22374 | 0.22136 | 0.26665 | 57 | 20 | Winter Peak | 0.73125 | 0.43597 | 0.43597 | 0.95737 | 0.38988 | 0.22136 | 0 | 0 | 0.66641 | 0.85008 | 0.03571 | 0.0083274 | 0.26665 | 0.59436 | 0.66641 | 0 | 0 | 0.85 | 0.85 | 0.85 | 0.85 | 0.95737 | 0.03571 | 0.5944 | 0 | 0.17838
2025-02-26 21:00 | 77282.7349 | 76829.1637 | 0 | 453.5712 | 0 | 0.22234 | 0.22034 | 0.25848 | 57 | 21 | Winter Peak | 0.71886 | 0.43151 | 0.43151 | 0.95836 | 0.40506 | 0.22034 | 0 | 0 | 0.66522 | 0.85008 | 0.03208 | 0.011965 | 0.25848 | 0.57434 | 0.66522 | 0 | 0 | 0.85 | 0.85 | 0.85 | 0.85 | 0.95836 | 0.03208 | 0.57799 | 0 | 0.14373
2025-02-26 22:00 | 72797.0369 | 72347.3891 | 0 | 449.6478 | 0 | 0.22042 | 0.21923 | 0.24177 | 57 | 22 | Winter Peak | 0.70345 | 0.41925 | 0.41925 | 0.95915 | 0.39445 | 0.21923 | 0 | 0 | 0.66522 | 0.85008 | 0.026355 | 0.0013328 | 0.24177 | 0.52618 | 0.66522 | 0 | 0 | 0.85 | 0.85 | 0.85 | 0.85 | 0.95915 | 0.026355 | 0.55812 | 0 | 0.11546
2025-02-26 23:00 | 68080.8844 | 67634.9576 | 0 | 445.9268 | 0 | 0.21859 | 0.21801 | 0.22912 | 57 | 23 | Winter Peak | 0.67689 | 0.39856 | 0.39856 | 0.95992 | 0.36856 | 0.21801 | 0 | 0 | 0.66359 | 0.85008 | 0.020141 | 0.0013328 | 0.22912 | 0.46783 | 0.66359 | 0 | 0 | 0.85 | 0.85 | 0.85 | 0.85 | 0.95992 | 0.020141 | 0.53558 | 0 | 0.036763
2025-02-27 00:00 | 65916.819 | 65468.9486 | 0 | 447.8704 | 0 | 0.21954 | 0.21925 | 0.22479 | 58 | 0 | Winter Peak | 0.78684 | 0.4395 | 0.4395 | 0.95884 | 0.39604 | 0.21925 | 0 | 0 | 0.65714 | 0.85008 | 0.055084 | 0.0013328 | 0.22479 | 0.4288 | 0.65714 | 0 | 0 | 0.85 | 0.85 | 0.85 | 0.85 | 0.95884 | 0.055084 | 0.49358 | 0 | 0.005841
2025-02-27 01:00 | 65148.9406 | 64691.7412 | 0 | 457.1994 | 0 | 0.22412 | 0.22412 | 0.22414 | 58 | 1 | Winter Peak | 0.77838 | 0.42769 | 0.42769 | 0.95772 | 0.35356 | 0.22412 | 0 | 0 | 0.65714 | 0.85008 | 0.021014 | 0.00083936 | 0.22414 | 0.41457 | 0.65714 | 0 | 0 | 0.85 | 0.85 | 0.85 | 0.85 | 0.95772 | 0.021014 | 0.48366 | 0 | 0
2025-02-27 02:00 | 64947.3405 | 64478.3567 | 0 | 468.9838 | 0 | 0.22989 | 0.23046 | 0.21959 | 58 | 2 | Winter Peak | 0.77383 | 0.41814 | 0.41814 | 0.95559 | 0.32805 | 0.23046 | 0 | 0 | 0.65714 | 0.85008 | 0.018745 | 0.00079999 | 0.21959 | 0.40342 | 0.65714 | 0 | 0 | 0.85 | 0.85 | 0.85 | 0.85 | 0.95559 | 0.018745 | 0.48042 | 0 | 0
2025-02-27 03:00 | 65026.5751 | 64549.9471 | 0 | 476.628 | 0 | 0.23364 | 0.23456 | 0.21699 | 58 | 3 | Winter Peak | 0.77051 | 0.41471 | 0.41471 | 0.9553 | 0.30864 | 0.23456 | 0 | 0 | 0.65714 | 0.85008 | 0.019688 | 0.00079999 | 0.21699 | 0.40237 | 0.65714 | 0 | 0 | 0.85 | 0.85 | 0.85 | 0.85 | 0.9553 | 0.019688 | 0.47953 | 0 | 0
2025-02-27 04:00 | 65704.8439 | 65219.5905 | 0 | 485.2535 | 0 | 0.23787 | 0.23922 | 0.2134 | 58 | 4 | Winter Peak | 0.76333 | 0.41653 | 0.41653 | 0.95476 | 0.29732 | 0.23922 | 0 | 0 | 0.65714 | 0.85008 | 0.024226 | 0.00079999 | 0.2134 | 0.41478 | 0.65714 | 0 | 0 | 0.85 | 0.85 | 0.85 | 0.85 | 0.95476 | 0.024226 | 0.48811 | 0 | 0
2025-02-27 05:00 | 70736.1019 | 70242.1067 | 0 | 493.9952 | 0 | 0.24215 | 0.24408 | 0.20727 | 58 | 5 | Winter Peak | 0.76397 | 0.42656 | 0.42656 | 0.95318 | 0.30835 | 0.24408 | 0 | 0 | 0.65714 | 0.85008 | 0.038956 | 0.00079999 | 0.20727 | 0.46875 | 0.65714 | 0 | 0 | 0.85 | 0.85 | 0.85 | 0.85 | 0.95318 | 0.038956 | 0.52604 | 0 | 0
2025-02-27 06:00 | 78743.7629 | 78249.4496 | 8.3929 | 485.9204 | 0.00037904 | 0.2382 | 0.24059 | 0.19495 | 58 | 6 | Winter Peak | 0.77622 | 0.44373 | 0.44373 | 0.95422 | 0.35077 | 0.24059 | 0.00037904 | 0 | 0.65714 | 0.85008 | 0.095995 | 0.00079999 | 0.19495 | 0.54606 | 0.65714 | 0 | 0 | 0.85 | 0.85 | 0.85 | 0.85 | 0.95422 | 0.095995 | 0.55621 | 0.00026533 | 0.00017779
2025-02-27 07:00 | 85272.9864 | 83181.3673 | 1642.9875 | 448.6316 | 0.074201 | 0.21992 | 0.22221 | 0.17853 | 58 | 7 | Winter Peak | 0.79675 | 0.46785 | 0.46785 | 0.95426 | 0.42875 | 0.22221 | 0.074201 | 0 | 0.65714 | 0.85008 | 0.14633 | 0.018485 | 0.17853 | 0.55329 | 0.65714 | 0 | 0 | 0.85 | 0.85 | 0.85 | 0.85 | 0.95426 | 0.14633 | 0.5704 | 0.05194 | 0.00079354
2025-02-27 08:00 | 83198.5026 | 77685.1844 | 5092.0114 | 421.3068 | 0.22997 | 0.20652 | 0.20893 | 0.16304 | 58 | 8 | Winter Peak | 0.81616 | 0.48757 | 0.48757 | 0.95409 | 0.46748 | 0.20893 | 0.22997 | 0 | 0.65714 | 0.85008 | 0.13041 | 0.018501 | 0.16304 | 0.50439 | 0.65714 | 0 | 0 | 0.85 | 0.85 | 0.85 | 0.85 | 0.95409 | 0.13041 | 0.53483 | 0.16098 | 0.00017779
2025-02-27 09:00 | 81845.5282 | 73131.0099 | 8276.042 | 438.4763 | 0.37376 | 0.21494 | 0.21755 | 0.16781 | 58 | 9 | Winter Peak | 0.82743 | 0.4868 | 0.4868 | 0.95409 | 0.47176 | 0.21755 | 0.37376 | 0.0015113 | 0.65714 | 0.85008 | 0.10175 | 0.00079999 | 0.16781 | 0.45454 | 0.65714 | 0 | 0 | 0.85 | 0.85 | 0.85 | 0.85 | 0.95409 | 0.10175 | 0.50594 | 0.26163 | 0
2025-02-27 10:00 | 80316.2156 | 69223.1962 | 10670.4881 | 422.5313 | 0.4819 | 0.20712 | 0.20963 | 0.16179 | 58 | 10 | Winter Peak | 0.81193 | 0.46822 | 0.46822 | 0.95392 | 0.43943 | 0.20963 | 0.4819 | 0.34759 | 0.65714 | 0.85008 | 0.06409 | 0.00079999 | 0.16179 | 0.43658 | 0.65714 | 0 | 0 | 0.85 | 0.85 | 0.85 | 0.85 | 0.95392 | 0.06409 | 0.48847 | 0.33733 | 0
2025-02-27 11:00 | 77076.756 | 64616.4325 | 12065.0753 | 395.2482 | 0.54488 | 0.19375 | 0.19619 | 0.1496 | 58 | 11 | Winter Peak | 0.77725 | 0.44649 | 0.44649 | 0.95346 | 0.4136 | 0.19619 | 0.54488 | 0.56098 | 0.65714 | 0.85008 | 0.023737 | 0.00079999 | 0.1496 | 0.42784 | 0.65714 | 0 | 0 | 0.85 | 0.85 | 0.85 | 0.85 | 0.95346 | 0.023737 | 0.47131 | 0.38142 | 0
2025-02-27 12:00 | 75550.8187 | 62787.1014 | 12393.5651 | 370.1522 | 0.55972 | 0.18145 | 0.18382 | 0.13862 | 58 | 12 | Winter Peak | 0.75514 | 0.43187 | 0.43187 | 0.9539 | 0.37988 | 0.18382 | 0.55972 | 0.54133 | 0.65714 | 0.85008 | 0.028414 | 0.00079999 | 0.13862 | 0.41935 | 0.65714 | 0 | 0 | 0.85 | 0.85 | 0.85 | 0.85 | 0.9539 | 0.028414 | 0.46484 | 0.3918 | 0
2025-02-27 13:00 | 75321.3748 | 63214.5483 | 11760.3459 | 346.4806 | 0.53112 | 0.16984 | 0.17206 | 0.1297 | 58 | 13 | Winter Peak | 0.7313 | 0.41622 | 0.41622 | 0.95449 | 0.35466 | 0.17206 | 0.53112 | 0.50816 | 0.65714 | 0.85008 | 0.032883 | 0.00079999 | 0.1297 | 0.39041 | 0.65714 | 0 | 0 | 0.85 | 0.85 | 0.85 | 0.85 | 0.95449 | 0.032883 | 0.45621 | 0.37178 | 0
2025-02-27 14:00 | 75435.9775 | 64818.647 | 10288.4858 | 328.8447 | 0.46465 | 0.1612 | 0.16335 | 0.12238 | 58 | 14 | Winter Peak | 0.71732 | 0.3979 | 0.3979 | 0.95429 | 0.33621 | 0.16335 | 0.46465 | 0.49139 | 0.65714 | 0.85008 | 0.036164 | 0.00079999 | 0.12238 | 0.37862 | 0.65714 | 0 | 0 | 0.85 | 0.85 | 0.85 | 0.85 | 0.95429 | 0.036164 | 0.45427 | 0.32525 | 0
2025-02-27 15:00 | 75922.9721 | 67651.1048 | 7957.0536 | 314.8137 | 0.35936 | 0.15432 | 0.15637 | 0.11719 | 58 | 15 | Winter Peak | 0.70565 | 0.38579 | 0.38579 | 0.95455 | 0.32522 | 0.15637 | 0.35936 | 0.50914 | 0.65714 | 0.85008 | 0.037071 | 0.0010513 | 0.11719 | 0.40121 | 0.65714 | 0 | 0 | 0.85 | 0.85 | 0.85 | 0.85 | 0.95455 | 0.037071 | 0.4753 | 0.25155 | 0
2025-02-27 16:00 | 77270.6392 | 72092.8915 | 4879.6894 | 298.0583 | 0.22038 | 0.14611 | 0.14796 | 0.11266 | 58 | 16 | Winter Peak | 0.68921 | 0.38321 | 0.38321 | 0.95517 | 0.32641 | 0.14796 | 0.22038 | 0.53718 | 0.66641 | 0.85008 | 0.038328 | 0.0013328 | 0.11266 | 0.49837 | 0.66641 | 0 | 0 | 0.85 | 0.85 | 0.85 | 0.85 | 0.95517 | 0.038328 | 0.5236 | 0.15426 | 0
2025-02-27 17:00 | 80235.3179 | 78446.2164 | 1492.1047 | 296.9968 | 0.067386 | 0.14559 | 0.14721 | 0.11617 | 58 | 17 | Winter Peak | 0.67362 | 0.38986 | 0.38986 | 0.95628 | 0.3507 | 0.14721 | 0.067386 | 0.51413 | 0.66641 | 0.85008 | 0.037979 | 0.0013328 | 0.11617 | 0.57013 | 0.66641 | 0 | 0 | 0.85 | 0.85 | 0.85 | 0.85 | 0.95628 | 0.037979 | 0.55688 | 0.047171 | 0.063622
2025-02-27 18:00 | 83332.8448 | 83029.0903 | 4.896 | 298.8585 | 0.00022111 | 0.1465 | 0.1479 | 0.12123 | 58 | 18 | Winter Peak | 0.67848 | 0.40517 | 0.40517 | 0.95673 | 0.36572 | 0.1479 | 0.00022111 | 0.25986 | 0.66641 | 0.85008 | 0.039585 | 0.0013328 | 0.12123 | 0.60388 | 0.66641 | 0 | 0 | 0.85 | 0.85 | 0.85 | 0.85 | 0.95673 | 0.039585 | 0.59723 | 0.00015478 | 0.28409
2025-02-27 19:00 | 82221.8665 | 81922.0442 | 0 | 299.8224 | 0 | 0.14697 | 0.1486 | 0.11754 | 58 | 19 | Winter Peak | 0.71147 | 0.43141 | 0.43141 | 0.95738 | 0.37649 | 0.1486 | 0 | 0 | 0.66641 | 0.85008 | 0.037665 | 0.0013328 | 0.11754 | 0.60099 | 0.66641 | 0 | 0 | 0.85 | 0.85 | 0.85 | 0.85 | 0.95738 | 0.037665 | 0.60935 | 0 | 0.16714
2025-02-27 20:00 | 80045.7788 | 79748.132 | 0 | 297.6468 | 0 | 0.14591 | 0.1479 | 0.1099 | 58 | 20 | Winter Peak | 0.73125 | 0.43597 | 0.43597 | 0.95737 | 0.38988 | 0.1479 | 0 | 0 | 0.66641 | 0.85008 | 0.03571 | 0.0083274 | 0.1099 | 0.59436 | 0.66641 | 0 | 0 | 0.85 | 0.85 | 0.85 | 0.85 | 0.95737 | 0.03571 | 0.5944 | 0 | 0.17838
2025-02-27 21:00 | 77370.5654 | 77072.8696 | 0 | 297.6958 | 0 | 0.14593 | 0.14812 | 0.10637 | 58 | 21 | Winter Peak | 0.71886 | 0.43151 | 0.43151 | 0.95836 | 0.40506 | 0.14812 | 0 | 0 | 0.66522 | 0.85008 | 0.03208 | 0.011965 | 0.10637 | 0.57434 | 0.66522 | 0 | 0 | 0.85 | 0.85 | 0.85 | 0.85 | 0.95836 | 0.03208 | 0.57799 | 0 | 0.14373
2025-02-27 22:00 | 72859.9905 | 72563.3566 | 0 | 296.6339 | 0 | 0.14541 | 0.14788 | 0.10079 | 58 | 22 | Winter Peak | 0.70345 | 0.41925 | 0.41925 | 0.95915 | 0.39445 | 0.14788 | 0 | 0 | 0.66522 | 0.85008 | 0.026355 | 0.0013328 | 0.10079 | 0.52618 | 0.66522 | 0 | 0 | 0.85 | 0.85 | 0.85 | 0.85 | 0.95915 | 0.026355 | 0.55812 | 0 | 0.11546
2025-02-27 23:00 | 68100.1766 | 67801.5879 | 0 | 298.5887 | 0 | 0.14637 | 0.14908 | 0.097286 | 58 | 23 | Winter Peak | 0.67689 | 0.39856 | 0.39856 | 0.95992 | 0.36856 | 0.14908 | 0 | 0 | 0.66359 | 0.85008 | 0.020141 | 0.0013328 | 0.097286 | 0.46783 | 0.66359 | 0 | 0 | 0.85 | 0.85 | 0.85 | 0.85 | 0.95992 | 0.020141 | 0.53558 | 0 | 0.036763
2025-02-28 00:00 | 65894.4806 | 65581.3233 | 0 | 313.1573 | 0 | 0.15351 | 0.15629 | 0.10315 | 59 | 0 | Winter Peak | 0.78684 | 0.4395 | 0.4395 | 0.95884 | 0.39604 | 0.15629 | 0 | 0 | 0.65714 | 0.85008 | 0.055084 | 0.0013328 | 0.10315 | 0.4288 | 0.65714 | 0 | 0 | 0.85 | 0.85 | 0.85 | 0.85 | 0.95884 | 0.055084 | 0.49358 | 0 | 0.005841
2025-02-28 01:00 | 65130.6637 | 64800.8952 | 0 | 329.7685 | 0 | 0.16165 | 0.16441 | 0.11178 | 59 | 1 | Winter Peak | 0.77838 | 0.42769 | 0.42769 | 0.95772 | 0.35356 | 0.16441 | 0 | 0 | 0.65714 | 0.85008 | 0.021014 | 0.00083936 | 0.11178 | 0.41457 | 0.65714 | 0 | 0 | 0.85 | 0.85 | 0.85 | 0.85 | 0.95772 | 0.021014 | 0.48366 | 0 | 0
2025-02-28 02:00 | 64913.0714 | 64573.6576 | 0 | 339.4139 | 0 | 0.16638 | 0.16889 | 0.12099 | 59 | 2 | Winter Peak | 0.77383 | 0.41814 | 0.41814 | 0.95559 | 0.32805 | 0.16889 | 0 | 0 | 0.65714 | 0.85008 | 0.018745 | 0.00079999 | 0.12099 | 0.40342 | 0.65714 | 0 | 0 | 0.85 | 0.85 | 0.85 | 0.85 | 0.95559 | 0.018745 | 0.48042 | 0 | 0
2025-02-28 03:00 | 64989.006 | 64635.6605 | 0 | 353.3455 | 0 | 0.17321 | 0.17526 | 0.13615 | 59 | 3 | Winter Peak | 0.77051 | 0.41471 | 0.41471 | 0.9553 | 0.30864 | 0.17526 | 0 | 0 | 0.65714 | 0.85008 | 0.019688 | 0.00079999 | 0.13615 | 0.40237 | 0.65714 | 0 | 0 | 0.85 | 0.85 | 0.85 | 0.85 | 0.9553 | 0.019688 | 0.47953 | 0 | 0
2025-02-28 04:00 | 65670.0671 | 65297.3889 | 0 | 372.6782 | 0 | 0.18269 | 0.18446 | 0.15062 | 59 | 4 | Winter Peak | 0.76333 | 0.41653 | 0.41653 | 0.95476 | 0.29732 | 0.18446 | 0 | 0 | 0.65714 | 0.85008 | 0.024226 | 0.00079999 | 0.15062 | 0.41478 | 0.65714 | 0 | 0 | 0.85 | 0.85 | 0.85 | 0.85 | 0.95476 | 0.024226 | 0.48811 | 0 | 0
2025-02-28 05:00 | 70691.9328 | 70304.2515 | 0 | 387.6813 | 0 | 0.19004 | 0.19155 | 0.16272 | 59 | 5 | Winter Peak | 0.76397 | 0.42656 | 0.42656 | 0.95318 | 0.30835 | 0.19155 | 0 | 0 | 0.65714 | 0.85008 | 0.038956 | 0.00079999 | 0.16272 | 0.46875 | 0.65714 | 0 | 0 | 0.85 | 0.85 | 0.85 | 0.85 | 0.95318 | 0.038956 | 0.52604 | 0 | 0
2025-02-28 06:00 | 78690.4554 | 78288.5823 | 11.1848 | 390.6884 | 0.00050513 | 0.19151 | 0.19306 | 0.16361 | 59 | 6 | Winter Peak | 0.77622 | 0.44373 | 0.44373 | 0.95422 | 0.35077 | 0.19306 | 0.00050513 | 0 | 0.65714 | 0.85008 | 0.095995 | 0.00079999 | 0.16361 | 0.54606 | 0.65714 | 0 | 0 | 0.85 | 0.85 | 0.85 | 0.85 | 0.95422 | 0.095995 | 0.55621 | 0.00035359 | 0.00017779
2025-02-28 07:00 | 85057.6395 | 83094.794 | 1581.207 | 381.6386 | 0.07141 | 0.18708 | 0.18836 | 0.16396 | 59 | 7 | Winter Peak | 0.79675 | 0.46785 | 0.46785 | 0.95426 | 0.42875 | 0.18836 | 0.07141 | 0 | 0.65714 | 0.85008 | 0.14633 | 0.018485 | 0.16396 | 0.55329 | 0.65714 | 0 | 0 | 0.85 | 0.85 | 0.85 | 0.85 | 0.95426 | 0.14633 | 0.5704 | 0.049987 | 0.00079354
2025-02-28 08:00 | 82934.5036 | 77802.8788 | 4785.1274 | 346.4974 | 0.21611 | 0.16985 | 0.17094 | 0.15019 | 59 | 8 | Winter Peak | 0.81616 | 0.48757 | 0.48757 | 0.95409 | 0.46748 | 0.17094 | 0.21611 | 0 | 0.65714 | 0.85008 | 0.13041 | 0.018501 | 0.15019 | 0.50439 | 0.65714 | 0 | 0 | 0.85 | 0.85 | 0.85 | 0.85 | 0.95409 | 0.13041 | 0.53483 | 0.15127 | 0.00017779
2025-02-28 09:00 | 81441.6604 | 73499.4244 | 7583.7938 | 358.4422 | 0.3425 | 0.17571 | 0.17711 | 0.1504 | 59 | 9 | Winter Peak | 0.82743 | 0.4868 | 0.4868 | 0.95409 | 0.47176 | 0.17711 | 0.3425 | 0.0015113 | 0.65714 | 0.85008 | 0.10175 | 0.00079999 | 0.1504 | 0.45454 | 0.65714 | 0 | 0 | 0.85 | 0.85 | 0.85 | 0.85 | 0.95409 | 0.10175 | 0.50594 | 0.23975 | 0
2025-02-28 10:00 | 79731.6101 | 69972.2751 | 9397.2596 | 362.0754 | 0.4244 | 0.17749 | 0.17809 | 0.16658 | 59 | 10 | Winter Peak | 0.81193 | 0.46822 | 0.46822 | 0.95392 | 0.43943 | 0.17809 | 0.4244 | 0.34759 | 0.65714 | 0.85008 | 0.06409 | 0.00079999 | 0.16658 | 0.43658 | 0.65714 | 0 | 0 | 0.85 | 0.85 | 0.85 | 0.85 | 0.95392 | 0.06409 | 0.48847 | 0.29708 | 0
2025-02-28 11:00 | 76393.4047 | 65752.1395 | 10272.2408 | 369.0243 | 0.46392 | 0.18089 | 0.18141 | 0.17164 | 59 | 11 | Winter Peak | 0.77725 | 0.44649 | 0.44649 | 0.95346 | 0.4136 | 0.18141 | 0.46392 | 0.56098 | 0.65714 | 0.85008 | 0.023737 | 0.00079999 | 0.17164 | 0.42784 | 0.65714 | 0 | 0 | 0.85 | 0.85 | 0.85 | 0.85 | 0.95346 | 0.023737 | 0.47131 | 0.32474 | 0
2025-02-28 12:00 | 74879.6519 | 64201.0439 | 10321.1198 | 357.4882 | 0.46612 | 0.17524 | 0.17548 | 0.17089 | 59 | 12 | Winter Peak | 0.75514 | 0.43187 | 0.43187 | 0.9539 | 0.37988 | 0.17548 | 0.46612 | 0.54133 | 0.65714 | 0.85008 | 0.028414 | 0.00079999 | 0.17089 | 0.41935 | 0.65714 | 0 | 0 | 0.85 | 0.85 | 0.85 | 0.85 | 0.9539 | 0.028414 | 0.46484 | 0.32629 | 0
2025-02-28 13:00 | 74747.1769 | 64467.3291 | 9931.7103 | 348.1376 | 0.44854 | 0.17066 | 0.17024 | 0.17823 | 59 | 13 | Winter Peak | 0.7313 | 0.41622 | 0.41622 | 0.95449 | 0.35466 | 0.17024 | 0.44854 | 0.50816 | 0.65714 | 0.85008 | 0.032883 | 0.00079999 | 0.17823 | 0.39041 | 0.65714 | 0 | 0 | 0.85 | 0.85 | 0.85 | 0.85 | 0.95449 | 0.032883 | 0.45621 | 0.31398 | 0
2025-02-28 14:00 | 74907.9795 | 65996.5619 | 8558.278 | 353.1395 | 0.38651 | 0.17311 | 0.17295 | 0.17598 | 59 | 14 | Winter Peak | 0.71732 | 0.3979 | 0.3979 | 0.95429 | 0.33621 | 0.17295 | 0.38651 | 0.49139 | 0.65714 | 0.85008 | 0.036164 | 0.00079999 | 0.17598 | 0.37862 | 0.65714 | 0 | 0 | 0.85 | 0.85 | 0.85 | 0.85 | 0.95429 | 0.036164 | 0.45427 | 0.27056 | 0
2025-02-28 15:00 | 75384.3126 | 68721.2923 | 6309.0942 | 353.926 | 0.28493 | 0.17349 | 0.17333 | 0.17644 | 59 | 15 | Winter Peak | 0.70565 | 0.38579 | 0.38579 | 0.95455 | 0.32522 | 0.17333 | 0.28493 | 0.50914 | 0.65714 | 0.85008 | 0.037071 | 0.0010513 | 0.17644 | 0.40121 | 0.65714 | 0 | 0 | 0.85 | 0.85 | 0.85 | 0.85 | 0.95455 | 0.037071 | 0.4753 | 0.19945 | 0
2025-02-28 16:00 | 76621.0493 | 72424.2963 | 3846.6272 | 350.1257 | 0.17372 | 0.17163 | 0.17132 | 0.17721 | 59 | 16 | Winter Peak | 0.68921 | 0.38321 | 0.38321 | 0.95517 | 0.32641 | 0.17132 | 0.17372 | 0.53718 | 0.66641 | 0.85008 | 0.038328 | 0.0013328 | 0.17721 | 0.49837 | 0.66641 | 0 | 0 | 0.85 | 0.85 | 0.85 | 0.85 | 0.95517 | 0.038328 | 0.5236 | 0.12161 | 0
2025-02-28 17:00 | 79354.9568 | 77764.7636 | 1236.6361 | 353.5571 | 0.055849 | 0.17331 | 0.17323 | 0.1748 | 59 | 17 | Winter Peak | 0.67362 | 0.38986 | 0.38986 | 0.95628 | 0.3507 | 0.17323 | 0.055849 | 0.51413 | 0.66641 | 0.85008 | 0.037979 | 0.0013328 | 0.1748 | 0.57013 | 0.66641 | 0 | 0 | 0.85 | 0.85 | 0.85 | 0.85 | 0.95628 | 0.037979 | 0.55688 | 0.039094 | 0.063622
2025-02-28 18:00 | 82455.3018 | 82086.815 | 5.2475 | 363.2394 | 0.00023699 | 0.17806 | 0.17749 | 0.18836 | 59 | 18 | Winter Peak | 0.67848 | 0.40517 | 0.40517 | 0.95673 | 0.36572 | 0.17749 | 0.00023699 | 0.25986 | 0.66641 | 0.85008 | 0.039585 | 0.0013328 | 0.18836 | 0.60388 | 0.66641 | 0 | 0 | 0.85 | 0.85 | 0.85 | 0.85 | 0.95673 | 0.039585 | 0.59723 | 0.00016589 | 0.28409
2025-02-28 19:00 | 81378.5927 | 81018.4228 | 0 | 360.1699 | 0 | 0.17655 | 0.17534 | 0.19851 | 59 | 19 | Winter Peak | 0.71147 | 0.43141 | 0.43141 | 0.95738 | 0.37649 | 0.17534 | 0 | 0 | 0.66641 | 0.85008 | 0.037665 | 0.0013328 | 0.19851 | 0.60099 | 0.66641 | 0 | 0 | 0.85 | 0.85 | 0.85 | 0.85 | 0.95738 | 0.037665 | 0.60935 | 0 | 0.16714
2025-02-28 20:00 | 79241.3433 | 78891.3325 | 0 | 350.0108 | 0 | 0.17157 | 0.17002 | 0.19974 | 59 | 20 | Winter Peak | 0.73125 | 0.43597 | 0.43597 | 0.95737 | 0.38988 | 0.17002 | 0 | 0 | 0.66641 | 0.85008 | 0.03571 | 0.0083274 | 0.19974 | 0.59436 | 0.66641 | 0 | 0 | 0.85 | 0.85 | 0.85 | 0.85 | 0.95737 | 0.03571 | 0.5944 | 0 | 0.17838
2025-02-28 21:00 | 76588.4682 | 76236.7965 | 0 | 351.6717 | 0 | 0.17239 | 0.17084 | 0.20038 | 59 | 21 | Winter Peak | 0.71886 | 0.43151 | 0.43151 | 0.95836 | 0.40506 | 0.17084 | 0 | 0 | 0.66522 | 0.85008 | 0.03208 | 0.011965 | 0.20038 | 0.57434 | 0.66522 | 0 | 0 | 0.85 | 0.85 | 0.85 | 0.85 | 0.95836 | 0.03208 | 0.57799 | 0 | 0.14373
2025-02-28 22:00 | 72094.1394 | 71733.1162 | 0 | 361.0233 | 0 | 0.17697 | 0.17566 | 0.20068 | 59 | 22 | Winter Peak | 0.70345 | 0.41925 | 0.41925 | 0.95915 | 0.39445 | 0.17566 | 0 | 0 | 0.66522 | 0.85008 | 0.026355 | 0.0013328 | 0.20068 | 0.52618 | 0.66522 | 0 | 0 | 0.85 | 0.85 | 0.85 | 0.85 | 0.95915 | 0.026355 | 0.55812 | 0 | 0.11546
2025-02-28 23:00 | 67334.0717 | 66955.8773 | 0 | 378.1944 | 0 | 0.18539 | 0.18448 | 0.20183 | 59 | 23 | Winter Peak | 0.67689 | 0.39856 | 0.39856 | 0.95992 | 0.36856 | 0.18448 | 0 | 0 | 0.66359 | 0.85008 | 0.020141 | 0.0013328 | 0.20183 | 0.46783 | 0.66359 | 0 | 0 | 0.85 | 0.85 | 0.85 | 0.85 | 0.95992 | 0.020141 | 0.53558 | 0 | 0.036763
2025-03-01 00:00 | 37527.9874 | 37121.3954 | 0 | 406.5919 | 0 | 0.19931 | 0.19919 | 0.20156 | 60 | 0 | Spring | 0.27877 | 0.32807 | 0.32807 | 0.86806 | 0.41526 | 0.19919 | 0 | 0 | 0.64562 | 0.85008 | 0.0133 | 0.00079999 | 0.20156 | 0.22892 | 0.64562 | 0 | 0 | 0.85 | 0.85 | 0.85 | 0.85 | 0.86806 | 0.0133 | 0.36461 | 0 | 0.048952
2025-03-01 01:00 | 37085.1727 | 36665.9019 | 0 | 419.2708 | 0 | 0.20552 | 0.20561 | 0.20392 | 60 | 1 | Spring | 0.27126 | 0.31736 | 0.31736 | 0.87726 | 0.38 | 0.20561 | 0 | 0 | 0.64562 | 0.85008 | 0.012357 | 0.00079999 | 0.20392 | 0.2248 | 0.64562 | 0 | 0 | 0.85 | 0.85 | 0.85 | 0.85 | 0.87726 | 0.012357 | 0.36019 | 0 | 0
2025-03-01 02:00 | 37234.6422 | 36804.8851 | 0 | 429.7571 | 0 | 0.21067 | 0.21156 | 0.19449 | 60 | 2 | Spring | 0.2611 | 0.30561 | 0.30561 | 0.87644 | 0.34552 | 0.21156 | 0 | 0 | 0.64562 | 0.85008 | 0.012462 | 0.00079999 | 0.19449 | 0.21959 | 0.64562 | 0 | 0 | 0.85 | 0.85 | 0.85 | 0.85 | 0.87644 | 0.012462 | 0.35507 | 0 | 0.0076969
2025-03-01 03:00 | 37529.5051 | 37113.2362 | 0 | 416.2688 | 0 | 0.20405 | 0.20457 | 0.19473 | 60 | 3 | Spring | 0.25348 | 0.29808 | 0.29808 | 0.87591 | 0.33422 | 0.20457 | 0 | 0 | 0.64562 | 0.85008 | 0.013439 | 0.00079999 | 0.19473 | 0.21762 | 0.64562 | 0 | 0 | 0.85 | 0.85 | 0.85 | 0.85 | 0.87591 | 0.013439 | 0.3547 | 0 | 0
2025-03-01 04:00 | 38059.8144 | 37660.4948 | 0 | 399.3196 | 0 | 0.19574 | 0.19573 | 0.19602 | 60 | 4 | Spring | 0.24517 | 0.29516 | 0.29516 | 0.87706 | 0.32769 | 0.19573 | 0 | 0 | 0.64562 | 0.85008 | 0.013579 | 0.00079999 | 0.19602 | 0.22054 | 0.64562 | 0 | 0 | 0.85 | 0.85 | 0.85 | 0.85 | 0.87706 | 0.013579 | 0.36068 | 0 | 0
2025-03-01 05:00 | 40448.2217 | 40044.0021 | 0 | 404.2196 | 0 | 0.19815 | 0.19752 | 0.20952 | 60 | 5 | Spring | 0.24319 | 0.29542 | 0.29542 | 0.87925 | 0.32324 | 0.19752 | 0 | 0 | 0.64562 | 0.85008 | 0.013719 | 0.00079999 | 0.20952 | 0.24903 | 0.64562 | 0 | 0 | 0.85 | 0.85 | 0.85 | 0.85 | 0.87925 | 0.013719 | 0.38813 | 0 | 0
2025-03-01 06:00 | 42781.7934 | 42371.1185 | 4.8957 | 405.7793 | 0.0002211 | 0.19891 | 0.19858 | 0.20486 | 60 | 6 | Spring | 0.25416 | 0.29826 | 0.29826 | 0.88123 | 0.35611 | 0.19858 | 0.0002211 | 0 | 0.6501 | 0.85008 | 0.013404 | 0.00083936 | 0.20486 | 0.30317 | 0.6501 | 0 | 0 | 0.85 | 0.85 | 0.85 | 0.85 | 0.88123 | 0.013404 | 0.4151 | 0.00015477 | 0
2025-03-01 07:00 | 45176.9982 | 44199.4194 | 580.8229 | 396.7559 | 0.026231 | 0.19449 | 0.19469 | 0.19093 | 60 | 7 | Spring | 0.26383 | 0.30635 | 0.30635 | 0.88211 | 0.39696 | 0.19469 | 0.026231 | 0 | 0.65669 | 0.85008 | 0.012671 | 0.0010882 | 0.19093 | 0.29 | 0.65669 | 0 | 0 | 0.85 | 0.85 | 0.85 | 0.85 | 0.88211 | 0.012671 | 0.40054 | 0.018362 | 0.0096656
2025-03-01 08:00 | 46469.3838 | 44243.1094 | 1853.985 | 372.2895 | 0.08373 | 0.18249 | 0.18223 | 0.18729 | 60 | 8 | Spring | 0.26441 | 0.30255 | 0.30255 | 0.88442 | 0.42633 | 0.18223 | 0.08373 | 0 | 0.65669 | 0.85008 | 0.012183 | 0.0010228 | 0.18729 | 0.28372 | 0.65669 | 0 | 0 | 0.85 | 0.85 | 0.85 | 0.85 | 0.88442 | 0.012183 | 0.39226 | 0.058611 | 0.029613
2025-03-01 09:00 | 47848.8612 | 44079.0824 | 3406.134 | 363.6449 | 0.15383 | 0.17826 | 0.17751 | 0.19179 | 60 | 9 | Spring | 0.25911 | 0.30095 | 0.30095 | 0.88542 | 0.45108 | 0.17751 | 0.15383 | 0.38061 | 0.65642 | 0.85008 | 0.011659 | 0.00079999 | 0.19179 | 0.26073 | 0.65642 | 0 | 0 | 0.85 | 0.85 | 0.85 | 0.85 | 0.88542 | 0.011659 | 0.37528 | 0.10768 | 0
2025-03-01 10:00 | 47655.3436 | 42151.6637 | 5104.319 | 399.3609 | 0.23052 | 0.19577 | 0.19499 | 0.20984 | 60 | 10 | Spring | 0.26146 | 0.29721 | 0.29721 | 0.88641 | 0.4463 | 0.19499 | 0.23052 | 0.64871 | 0.65688 | 0.85008 | 0.011484 | 0.00079999 | 0.20984 | 0.27476 | 0.65688 | 0 | 0 | 0.85 | 0.85 | 0.85 | 0.85 | 0.88641 | 0.011484 | 0.37825 | 0.16136 | 0
2025-03-01 11:00 | 46985.6648 | 39967.9439 | 6578.691 | 439.03 | 0.29711 | 0.21521 | 0.21441 | 0.22963 | 60 | 11 | Spring | 0.25473 | 0.28311 | 0.28311 | 0.88809 | 0.41276 | 0.21441 | 0.29711 | 0.69148 | 0.65688 | 0.85008 | 0.01138 | 0.00079999 | 0.22963 | 0.29695 | 0.65688 | 0 | 0 | 0.85 | 0.85 | 0.85 | 0.85 | 0.88809 | 0.01138 | 0.38376 | 0.20797 | 0.0092363
2025-03-01 12:00 | 46075.1008 | 38195.919 | 7413.165 | 466.0168 | 0.33479 | 0.22844 | 0.22733 | 0.24849 | 60 | 12 | Spring | 0.24979 | 0.27224 | 0.27224 | 0.88874 | 0.38152 | 0.22733 | 0.33479 | 0.67553 | 0.65688 | 0.85008 | 0.011484 | 0.00080167 | 0.24849 | 0.31905 | 0.65688 | 0 | 0 | 0.85 | 0.85 | 0.85 | 0.85 | 0.88874 | 0.011484 | 0.39243 | 0.23436 | 0.0092363
2025-03-01 13:00 | 43890.6158 | 35963.0791 | 7428.3698 | 499.1669 | 0.33548 | 0.24469 | 0.24366 | 0.26325 | 60 | 13 | Spring | 0.2448 | 0.25993 | 0.25993 | 0.88865 | 0.35645 | 0.24366 | 0.33548 | 0.66427 | 0.65688 | 0.85008 | 0.010123 | 0.00079999 | 0.26325 | 0.32335 | 0.65688 | 0 | 0 | 0.85 | 0.85 | 0.85 | 0.85 | 0.88865 | 0.010123 | 0.40028 | 0.23484 | 0.0092363
2025-03-01 14:00 | 43637.3256 | 36527.2674 | 6564.8494 | 545.2089 | 0.29648 | 0.26726 | 0.26691 | 0.27364 | 60 | 14 | Spring | 0.24385 | 0.25881 | 0.25881 | 0.88747 | 0.34975 | 0.26691 | 0.29648 | 0.65679 | 0.65688 | 0.85008 | 0.0099835 | 0.0013328 | 0.27364 | 0.32489 | 0.65688 | 0 | 0 | 0.85 | 0.85 | 0.85 | 0.85 | 0.88747 | 0.0099835 | 0.40115 | 0.20754 | 0.0094141
2025-03-01 15:00 | 43861.9656 | 38417.3871 | 4868.4636 | 576.115 | 0.21987 | 0.28241 | 0.28203 | 0.28921 | 60 | 15 | Spring | 0.24372 | 0.26351 | 0.26351 | 0.88663 | 0.34492 | 0.28203 | 0.21987 | 0.66692 | 0.65688 | 0.85008 | 0.010088 | 0.0013328 | 0.28921 | 0.33518 | 0.65688 | 0 | 0 | 0.85 | 0.85 | 0.85 | 0.85 | 0.88663 | 0.010088 | 0.4158 | 0.15391 | 0.0094141
2025-03-01 16:00 | 44543.026 | 40868.7053 | 3094.4013 | 579.9194 | 0.13975 | 0.28427 | 0.2833 | 0.3019 | 60 | 16 | Spring | 0.24178 | 0.27908 | 0.27908 | 0.87629 | 0.34371 | 0.2833 | 0.13975 | 0.67652 | 0.66614 | 0.85008 | 0.010018 | 0.0013328 | 0.3019 | 0.36047 | 0.66614 | 0 | 0 | 0.85 | 0.85 | 0.85 | 0.85 | 0.87629 | 0.010018 | 0.43848 | 0.097825 | 0.0092363
2025-03-01 17:00 | 47962.6846 | 46381.8353 | 1015.6275 | 565.2218 | 0.045868 | 0.27707 | 0.275 | 0.31444 | 60 | 17 | Spring | 0.24363 | 0.29823 | 0.29823 | 0.87688 | 0.36264 | 0.275 | 0.045868 | 0.6679 | 0.66614 | 0.85008 | 0.010018 | 0.0035317 | 0.31444 | 0.37417 | 0.66614 | 0 | 0 | 0.85 | 0.85 | 0.85 | 0.85 | 0.87688 | 0.010018 | 0.48342 | 0.032107 | 0.28272
2025-03-01 18:00 | 51576.6641 | 50966.7724 | 7.0189 | 602.8728 | 0.00031699 | 0.29553 | 0.29354 | 0.33134 | 60 | 18 | Spring | 0.25066 | 0.31384 | 0.31384 | 0.87696 | 0.40118 | 0.29354 | 0.00031699 | 0.58773 | 0.66614 | 0.85008 | 0.010158 | 0.027398 | 0.33134 | 0.3962 | 0.66614 | 0 | 0 | 0.85 | 0.85 | 0.85 | 0.85 | 0.87696 | 0.010158 | 0.50599 | 0.00022189 | 0.42211
2025-03-01 19:00 | 51756.5935 | 51134.3721 | 0 | 622.2214 | 0 | 0.30501 | 0.30277 | 0.34559 | 60 | 19 | Spring | 0.26664 | 0.33067 | 0.33067 | 0.8775 | 0.42487 | 0.30277 | 0 | 0.23069 | 0.66641 | 0.85008 | 0.010612 | 0.027398 | 0.34559 | 0.41363 | 0.66641 | 0 | 0 | 0.85 | 0.85 | 0.85 | 0.85 | 0.8775 | 0.010612 | 0.52452 | 0 | 0.39185
2025-03-01 20:00 | 51146.9745 | 50521.1915 | 0 | 625.783 | 0 | 0.30676 | 0.30411 | 0.35456 | 60 | 20 | Spring | 0.28392 | 0.33907 | 0.33907 | 0.87706 | 0.44583 | 0.30411 | 0 | 0 | 0.66641 | 0.85008 | 0.010717 | 0.013216 | 0.35456 | 0.41376 | 0.66641 | 0 | 0 | 0.85 | 0.85 | 0.85 | 0.85 | 0.87706 | 0.010717 | 0.52178 | 0 | 0.34357
2025-03-01 21:00 | 48959.8831 | 48334.838 | 0 | 625.0451 | 0 | 0.30639 | 0.30409 | 0.34803 | 60 | 21 | Spring | 0.28852 | 0.33774 | 0.33774 | 0.87764 | 0.44688 | 0.30409 | 0 | 0 | 0.66641 | 0.85008 | 0.010682 | 0.0013328 | 0.34803 | 0.40821 | 0.66641 | 0 | 0 | 0.85 | 0.85 | 0.85 | 0.85 | 0.87764 | 0.010682 | 0.49219 | 0 | 0.10075
2025-03-01 22:00 | 45684.071 | 45062.2494 | 0 | 621.8216 | 0 | 0.30481 | 0.30256 | 0.34548 | 60 | 22 | Spring | 0.27883 | 0.33192 | 0.33192 | 0.87863 | 0.45017 | 0.30256 | 0 | 0 | 0.66641 | 0.85008 | 0.010717 | 0.0013328 | 0.34548 | 0.36384 | 0.66641 | 0 | 0 | 0.85 | 0.85 | 0.85 | 0.85 | 0.87863 | 0.010717 | 0.43629 | 0 | 0.081544
2025-03-01 23:00 | 41991.4268 | 41370.8635 | 0 | 620.5634 | 0 | 0.3042 | 0.30176 | 0.34824 | 60 | 23 | Spring | 0.26601 | 0.32932 | 0.32932 | 0.87267 | 0.42104 | 0.30176 | 0 | 0 | 0.65528 | 0.85008 | 0.011973 | 0.0013328 | 0.34824 | 0.30433 | 0.65528 | 0 | 0 | 0.85 | 0.85 | 0.85 | 0.85 | 0.87267 | 0.011973 | 0.38142 | 0 | 0.039465
2025-03-02 00:00 | 39429.8876 | 38805.2588 | 0 | 624.6288 | 0 | 0.30619 | 0.30397 | 0.34631 | 61 | 0 | Spring | 0.27877 | 0.32807 | 0.32807 | 0.86806 | 0.41526 | 0.30397 | 0 | 0 | 0.64562 | 0.85008 | 0.0133 | 0.00079999 | 0.34631 | 0.22892 | 0.64562 | 0 | 0 | 0.85 | 0.85 | 0.85 | 0.85 | 0.86806 | 0.0133 | 0.36461 | 0 | 0.048952
2025-03-02 01:00 | 38777.9141 | 38148.3178 | 0 | 629.5963 | 0 | 0.30863 | 0.30668 | 0.34374 | 61 | 1 | Spring | 0.27126 | 0.31736 | 0.31736 | 0.87726 | 0.38 | 0.30668 | 0 | 0 | 0.64562 | 0.85008 | 0.012357 | 0.00079999 | 0.34374 | 0.2248 | 0.64562 | 0 | 0 | 0.85 | 0.85 | 0.85 | 0.85 | 0.87726 | 0.012357 | 0.36019 | 0 | 0
2025-03-02 02:00 | 38669.5488 | 38047.9713 | 0 | 621.5775 | 0 | 0.30469 | 0.30266 | 0.34138 | 61 | 2 | Spring | 0.2611 | 0.30561 | 0.30561 | 0.87644 | 0.34552 | 0.30266 | 0 | 0 | 0.64562 | 0.85008 | 0.012462 | 0.00079999 | 0.34138 | 0.21959 | 0.64562 | 0 | 0 | 0.85 | 0.85 | 0.85 | 0.85 | 0.87644 | 0.012462 | 0.35507 | 0 | 0.0076969
2025-03-02 03:00 | 38718.0821 | 38105.3618 | 0 | 612.7203 | 0 | 0.30035 | 0.29841 | 0.33554 | 61 | 3 | Spring | 0.25348 | 0.29808 | 0.29808 | 0.87591 | 0.33422 | 0.29841 | 0 | 0 | 0.64562 | 0.85008 | 0.013439 | 0.00079999 | 0.33554 | 0.21762 | 0.64562 | 0 | 0 | 0.85 | 0.85 | 0.85 | 0.85 | 0.87591 | 0.013439 | 0.3547 | 0 | 0
2025-03-02 04:00 | 39039.2325 | 38442.6116 | 0 | 596.6209 | 0 | 0.29246 | 0.29053 | 0.32735 | 61 | 4 | Spring | 0.24517 | 0.29516 | 0.29516 | 0.87706 | 0.32769 | 0.29053 | 0 | 0 | 0.64562 | 0.85008 | 0.013579 | 0.00079999 | 0.32735 | 0.22054 | 0.64562 | 0 | 0 | 0.85 | 0.85 | 0.85 | 0.85 | 0.87706 | 0.013579 | 0.36068 | 0 | 0
2025-03-02 05:00 | 41181.9807 | 40608.9168 | 0 | 573.0639 | 0 | 0.28091 | 0.27878 | 0.3195 | 61 | 5 | Spring | 0.24319 | 0.29542 | 0.29542 | 0.87925 | 0.32324 | 0.27878 | 0 | 0 | 0.64562 | 0.85008 | 0.013719 | 0.00079999 | 0.3195 | 0.24903 | 0.64562 | 0 | 0 | 0.85 | 0.85 | 0.85 | 0.85 | 0.87925 | 0.013719 | 0.38813 | 0 | 0
2025-03-02 06:00 | 43361.0769 | 42803.1316 | 20.2282 | 537.7171 | 0.00091354 | 0.26359 | 0.26144 | 0.30236 | 61 | 6 | Spring | 0.25416 | 0.29826 | 0.29826 | 0.88123 | 0.35611 | 0.26144 | 0.00091354 | 0 | 0.6501 | 0.85008 | 0.013404 | 0.00083936 | 0.30236 | 0.30317 | 0.6501 | 0 | 0 | 0.85 | 0.85 | 0.85 | 0.85 | 0.88123 | 0.013404 | 0.4151 | 0.00063948 | 0
2025-03-02 07:00 | 45435.6071 | 42920.2717 | 2031.179 | 484.1564 | 0.091732 | 0.23733 | 0.23547 | 0.27104 | 61 | 7 | Spring | 0.26383 | 0.30635 | 0.30635 | 0.88211 | 0.39696 | 0.23547 | 0.091732 | 0 | 0.65669 | 0.85008 | 0.012671 | 0.0010882 | 0.27104 | 0.29 | 0.65669 | 0 | 0 | 0.85 | 0.85 | 0.85 | 0.85 | 0.88211 | 0.012671 | 0.40054 | 0.064213 | 0.0096656
2025-03-02 08:00 | 46486.0114 | 39961.7073 | 6048.7178 | 475.5864 | 0.27317 | 0.23313 | 0.23237 | 0.24683 | 61 | 8 | Spring | 0.26441 | 0.30255 | 0.30255 | 0.88442 | 0.42633 | 0.23237 | 0.27317 | 0 | 0.65669 | 0.85008 | 0.012183 | 0.0010228 | 0.24683 | 0.28372 | 0.65669 | 0 | 0 | 0.85 | 0.85 | 0.85 | 0.85 | 0.88442 | 0.012183 | 0.39226 | 0.19122 | 0.029613
2025-03-02 09:00 | 47628.1435 | 37469.3867 | 9703.0544 | 455.7024 | 0.43821 | 0.22338 | 0.22319 | 0.22685 | 61 | 9 | Spring | 0.25911 | 0.30095 | 0.30095 | 0.88542 | 0.45108 | 0.22319 | 0.43821 | 0.38061 | 0.65642 | 0.85008 | 0.011659 | 0.00079999 | 0.22685 | 0.26073 | 0.65642 | 0 | 0 | 0.85 | 0.85 | 0.85 | 0.85 | 0.88542 | 0.011659 | 0.37528 | 0.30675 | 0
2025-03-02 10:00 | 47220.881 | 34346.8949 | 12441.2118 | 432.7743 | 0.56187 | 0.21214 | 0.212 | 0.21471 | 61 | 10 | Spring | 0.26146 | 0.29721 | 0.29721 | 0.88641 | 0.4463 | 0.212 | 0.56187 | 0.64871 | 0.65688 | 0.85008 | 0.011484 | 0.00079999 | 0.21471 | 0.27476 | 0.65688 | 0 | 0 | 0.85 | 0.85 | 0.85 | 0.85 | 0.88641 | 0.011484 | 0.37825 | 0.39331 | 0
2025-03-02 11:00 | 46380.3673 | 31861.4193 | 14098.9916 | 419.9564 | 0.63674 | 0.20586 | 0.20573 | 0.20815 | 61 | 11 | Spring | 0.25473 | 0.28311 | 0.28311 | 0.88809 | 0.41276 | 0.20573 | 0.63674 | 0.69148 | 0.65688 | 0.85008 | 0.01138 | 0.00079999 | 0.20815 | 0.29695 | 0.65688 | 0 | 0 | 0.85 | 0.85 | 0.85 | 0.85 | 0.88809 | 0.01138 | 0.38376 | 0.44572 | 0.0092363
2025-03-02 12:00 | 45342.4145 | 30316.3467 | 14608.0639 | 418.0039 | 0.65973 | 0.2049 | 0.20499 | 0.20333 | 61 | 12 | Spring | 0.24979 | 0.27224 | 0.27224 | 0.88874 | 0.38152 | 0.20499 | 0.65973 | 0.67553 | 0.65688 | 0.85008 | 0.011484 | 0.00080167 | 0.20333 | 0.31905 | 0.65688 | 0 | 0 | 0.85 | 0.85 | 0.85 | 0.85 | 0.88874 | 0.011484 | 0.39243 | 0.46181 | 0.0092363
2025-03-02 13:00 | 42964.0036 | 28585.1362 | 13958.8864 | 419.9809 | 0.63041 | 0.20587 | 0.20612 | 0.20148 | 61 | 13 | Spring | 0.2448 | 0.25993 | 0.25993 | 0.88865 | 0.35645 | 0.20612 | 0.63041 | 0.66427 | 0.65688 | 0.85008 | 0.010123 | 0.00079999 | 0.20148 | 0.32335 | 0.65688 | 0 | 0 | 0.85 | 0.85 | 0.85 | 0.85 | 0.88865 | 0.010123 | 0.40028 | 0.44129 | 0.0092363
2025-03-02 14:00 | 42527.22 | 30244.2224 | 11858.1816 | 424.816 | 0.53554 | 0.20824 | 0.20857 | 0.20239 | 61 | 14 | Spring | 0.24385 | 0.25881 | 0.25881 | 0.88747 | 0.34975 | 0.20857 | 0.53554 | 0.65679 | 0.65688 | 0.85008 | 0.0099835 | 0.0013328 | 0.20239 | 0.32489 | 0.65688 | 0 | 0 | 0.85 | 0.85 | 0.85 | 0.85 | 0.88747 | 0.0099835 | 0.40115 | 0.37488 | 0.0094141
2025-03-02 15:00 | 42568.3666 | 33107.6044 | 9025.8581 | 434.9042 | 0.40763 | 0.21319 | 0.21361 | 0.20558 | 61 | 15 | Spring | 0.24372 | 0.26351 | 0.26351 | 0.88663 | 0.34492 | 0.21361 | 0.40763 | 0.66692 | 0.65688 | 0.85008 | 0.010088 | 0.0013328 | 0.20558 | 0.33518 | 0.65688 | 0 | 0 | 0.85 | 0.85 | 0.85 | 0.85 | 0.88663 | 0.010088 | 0.4158 | 0.28534 | 0.0094141
2025-03-02 16:00 | 43106.0543 | 37132.9755 | 5524.1399 | 448.939 | 0.24948 | 0.22007 | 0.2207 | 0.20863 | 61 | 16 | Spring | 0.24178 | 0.27908 | 0.27908 | 0.87629 | 0.34371 | 0.2207 | 0.24948 | 0.67652 | 0.66614 | 0.85008 | 0.010018 | 0.0013328 | 0.20863 | 0.36047 | 0.66614 | 0 | 0 | 0.85 | 0.85 | 0.85 | 0.85 | 0.87629 | 0.010018 | 0.43848 | 0.17464 | 0.0092363
2025-03-02 17:00 | 46457.1505 | 44193.1706 | 1803.14 | 460.8399 | 0.081433 | 0.2259 | 0.22675 | 0.21062 | 61 | 17 | Spring | 0.24363 | 0.29823 | 0.29823 | 0.87688 | 0.36264 | 0.22675 | 0.081433 | 0.6679 | 0.66614 | 0.85008 | 0.010018 | 0.0035317 | 0.21062 | 0.37417 | 0.66614 | 0 | 0 | 0.85 | 0.85 | 0.85 | 0.85 | 0.87688 | 0.010018 | 0.48342 | 0.057003 | 0.28272
2025-03-02 18:00 | 50334.3961 | 49838.7384 | 13.1144 | 482.5434 | 0.00059227 | 0.23654 | 0.23778 | 0.21421 | 61 | 18 | Spring | 0.25066 | 0.31384 | 0.31384 | 0.87696 | 0.40118 | 0.23778 | 0.00059227 | 0.58773 | 0.66614 | 0.85008 | 0.010158 | 0.027398 | 0.21421 | 0.3962 | 0.66614 | 0 | 0 | 0.85 | 0.85 | 0.85 | 0.85 | 0.87696 | 0.010158 | 0.50599 | 0.00041459 | 0.42211
2025-03-02 19:00 | 50395.1433 | 49896.6886 | 0 | 498.4547 | 0 | 0.24434 | 0.24595 | 0.2152 | 61 | 19 | Spring | 0.26664 | 0.33067 | 0.33067 | 0.8775 | 0.42487 | 0.24595 | 0 | 0.23069 | 0.66641 | 0.85008 | 0.010612 | 0.027398 | 0.2152 | 0.41363 | 0.66641 | 0 | 0 | 0.85 | 0.85 | 0.85 | 0.85 | 0.8775 | 0.010612 | 0.52452 | 0 | 0.39185
2025-03-02 20:00 | 49671.3572 | 49165.8523 | 0 | 505.5049 | 0 | 0.2478 | 0.24993 | 0.20922 | 61 | 20 | Spring | 0.28392 | 0.33907 | 0.33907 | 0.87706 | 0.44583 | 0.24993 | 0 | 0 | 0.66641 | 0.85008 | 0.010717 | 0.013216 | 0.20922 | 0.41376 | 0.66641 | 0 | 0 | 0.85 | 0.85 | 0.85 | 0.85 | 0.87706 | 0.010717 | 0.52178 | 0 | 0.34357
2025-03-02 21:00 | 47374.8187 | 46883.009 | 0 | 491.8097 | 0 | 0.24108 | 0.2434 | 0.19918 | 61 | 21 | Spring | 0.28852 | 0.33774 | 0.33774 | 0.87764 | 0.44688 | 0.2434 | 0 | 0 | 0.66641 | 0.85008 | 0.010682 | 0.0013328 | 0.19918 | 0.40821 | 0.66641 | 0 | 0 | 0.85 | 0.85 | 0.85 | 0.85 | 0.87764 | 0.010682 | 0.49219 | 0 | 0.10075
2025-03-02 22:00 | 43990.7396 | 43514.2631 | 0 | 476.4765 | 0 | 0.23357 | 0.23605 | 0.18871 | 61 | 22 | Spring | 0.27883 | 0.33192 | 0.33192 | 0.87863 | 0.45017 | 0.23605 | 0 | 0 | 0.66641 | 0.85008 | 0.010717 | 0.0013328 | 0.18871 | 0.36384 | 0.66641 | 0 | 0 | 0.85 | 0.85 | 0.85 | 0.85 | 0.87863 | 0.010717 | 0.43629 | 0 | 0.081544
2025-03-02 23:00 | 40204.2837 | 39738.8028 | 0 | 465.4809 | 0 | 0.22818 | 0.23091 | 0.17885 | 61 | 23 | Spring | 0.26601 | 0.32932 | 0.32932 | 0.87267 | 0.42104 | 0.23091 | 0 | 0 | 0.65528 | 0.85008 | 0.011973 | 0.0013328 | 0.17885 | 0.30433 | 0.65528 | 0 | 0 | 0.85 | 0.85 | 0.85 | 0.85 | 0.87267 | 0.011973 | 0.38142 | 0 | 0.039465
2025-03-03 00:00 | 59582.1504 | 59103.9451 | 0 | 478.2053 | 0 | 0.23441 | 0.23766 | 0.17582 | 62 | 0 | Fall | 0.40086 | 0.41408 | 0.41408 | 0.9324 | 0.29275 | 0.23766 | 0 | 0 | 0.65196 | 0.85008 | 0.011834 | 0.0070257 | 0.17582 | 0.40145 | 0.65196 | 0 | 0 | 0.85 | 0.85 | 0.85 | 0.85 | 0.9324 | 0.011834 | 0.52583 | 0 | 0.01542
2025-03-03 01:00 | 58802.5207 | 58311.6792 | 0 | 490.8415 | 0 | 0.24061 | 0.24394 | 0.18032 | 62 | 1 | Fall | 0.37675 | 0.40095 | 0.40095 | 0.93332 | 0.26062 | 0.24394 | 0 | 0 | 0.65196 | 0.85008 | 0.012078 | 0.0070257 | 0.18032 | 0.38521 | 0.65196 | 0 | 0 | 0.85 | 0.85 | 0.85 | 0.85 | 0.93332 | 0.012078 | 0.49927 | 0 | 0
2025-03-03 02:00 | 58551.8758 | 58051.4412 | 0 | 500.4346 | 0 | 0.24531 | 0.24852 | 0.18723 | 62 | 2 | Fall | 0.36036 | 0.37824 | 0.37824 | 0.93336 | 0.22473 | 0.24852 | 0 | 0 | 0.65196 | 0.85008 | 0.012357 | 0.0070257 | 0.18723 | 0.38017 | 0.65196 | 0 | 0 | 0.85 | 0.85 | 0.85 | 0.85 | 0.93336 | 0.012357 | 0.49291 | 0 | 0
2025-03-03 03:00 | 58523.2095 | 58026.7856 | 0 | 496.4239 | 0 | 0.24335 | 0.24654 | 0.18568 | 62 | 3 | Fall | 0.34783 | 0.36163 | 0.36163 | 0.93289 | 0.18289 | 0.24654 | 0 | 0 | 0.64813 | 0.85008 | 0.012532 | 0.0070257 | 0.18568 | 0.37147 | 0.64813 | 0 | 0 | 0.85 | 0.85 | 0.85 | 0.85 | 0.93289 | 0.012532 | 0.48498 | 0 | 0
2025-03-03 04:00 | 59217.6912 | 58732.8314 | 0 | 484.8598 | 0 | 0.23768 | 0.24105 | 0.17668 | 62 | 4 | Fall | 0.34209 | 0.36519 | 0.36519 | 0.93361 | 0.16879 | 0.24105 | 0 | 0 | 0.65104 | 0.85008 | 0.012532 | 0.0070257 | 0.17668 | 0.37052 | 0.65104 | 0 | 0 | 0.85 | 0.85 | 0.85 | 0.85 | 0.93361 | 0.012532 | 0.48267 | 0 | 0
2025-03-03 05:00 | 64112.5263 | 63651.4905 | 0 | 461.0358 | 0 | 0.226 | 0.22922 | 0.16779 | 62 | 5 | Fall | 0.34482 | 0.37756 | 0.37756 | 0.93576 | 0.17276 | 0.22922 | 0 | 0 | 0.65104 | 0.85008 | 0.012497 | 0.0064921 | 0.16779 | 0.37314 | 0.65104 | 0 | 0 | 0.85 | 0.85 | 0.85 | 0.85 | 0.93576 | 0.012497 | 0.48379 | 0 | 0
2025-03-03 06:00 | 71642.9435 | 71188.0161 | 25.0346 | 429.8928 | 0.0011306 | 0.21073 | 0.21367 | 0.15763 | 62 | 6 | Fall | 0.36517 | 0.39941 | 0.39941 | 0.93715 | 0.18574 | 0.21367 | 0.0011306 | 0 | 0.65331 | 0.85008 | 0.012462 | 0.0064921 | 0.15763 | 0.36964 | 0.65331 | 0 | 0 | 0.85 | 0.85 | 0.85 | 0.85 | 0.93715 | 0.012462 | 0.46504 | 0.00079143 | 0
2025-03-03 07:00 | 77045.6195 | 74661.792 | 2000.6209 | 383.2066 | 0.090352 | 0.18785 | 0.19029 | 0.14376 | 62 | 7 | Fall | 0.38197 | 0.40891 | 0.40891 | 0.93839 | 0.20415 | 0.19029 | 0.090352 | 0 | 0.65331 | 0.85008 | 0.012392 | 0.0064921 | 0.14376 | 0.36205 | 0.65331 | 0 | 0 | 0.85 | 0.85 | 0.85 | 0.85 | 0.93839 | 0.012392 | 0.44968 | 0.063246 | 0
2025-03-03 08:00 | 74739.3651 | 68521.9979 | 5867.6319 | 349.7353 | 0.26499 | 0.17144 | 0.17391 | 0.12672 | 62 | 8 | Fall | 0.39185 | 0.40697 | 0.40697 | 0.93566 | 0.21485 | 0.17391 | 0.26499 | 0.16223 | 0.65331 | 0.85008 | 0.012357 | 0.0064921 | 0.12672 | 0.40198 | 0.65331 | 0 | 0 | 0.85 | 0.85 | 0.85 | 0.85 | 0.93566 | 0.012357 | 0.45998 | 0.1855 | 0
2025-03-03 09:00 | 73371.2287 | 63486.755 | 9546.0335 | 338.4402 | 0.43112 | 0.1659 | 0.16857 | 0.1177 | 62 | 9 | Fall | 0.39166 | 0.40877 | 0.40877 | 0.92982 | 0.21991 | 0.16857 | 0.43112 | 0.44952 | 0.65113 | 0.85008 | 0.012252 | 0.0064921 | 0.1177 | 0.39032 | 0.65113 | 0 | 0 | 0.85 | 0.85 | 0.85 | 0.85 | 0.92982 | 0.012252 | 0.46381 | 0.30178 | 0
2025-03-03 10:00 | 71829.7296 | 59099.7279 | 12401.799 | 328.2027 | 0.56009 | 0.16088 | 0.16349 | 0.11384 | 62 | 10 | Fall | 0.40411 | 0.42068 | 0.42068 | 0.92508 | 0.22175 | 0.16349 | 0.56009 | 0.57836 | 0.66261 | 0.85008 | 0.012218 | 0.0064921 | 0.11384 | 0.44411 | 0.66261 | 0 | 0 | 0.85 | 0.85 | 0.85 | 0.85 | 0.92508 | 0.012218 | 0.49846 | 0.39206 | 0
2025-03-03 11:00 | 68585.3632 | 54378.9797 | 13878.4124 | 327.971 | 0.62678 | 0.16077 | 0.16335 | 0.11421 | 62 | 11 | Fall | 0.41644 | 0.43336 | 0.43336 | 0.9244 | 0.22921 | 0.16335 | 0.62678 | 0.61146 | 0.66261 | 0.85008 | 0.011903 | 0.0067811 | 0.11421 | 0.48314 | 0.66261 | 0 | 0 | 0.85 | 0.85 | 0.85 | 0.85 | 0.9244 | 0.011903 | 0.55063 | 0.43874 | 0
2025-03-03 12:00 | 67157.2454 | 52816.1919 | 14009.9956 | 331.058 | 0.63272 | 0.16228 | 0.16499 | 0.1133 | 62 | 12 | Fall | 0.43539 | 0.4543 | 0.4543 | 0.92402 | 0.24522 | 0.16499 | 0.63272 | 0.64788 | 0.66261 | 0.85008 | 0.011903 | 0.0064921 | 0.1133 | 0.53927 | 0.66261 | 0 | 0 | 0.85 | 0.85 | 0.85 | 0.85 | 0.92402 | 0.011903 | 0.58716 | 0.4429 | 0
2025-03-03 13:00 | 67006.2675 | 53511.8642 | 13157.2822 | 337.1211 | 0.59421 | 0.16526 | 0.16823 | 0.11154 | 62 | 13 | Fall | 0.46136 | 0.47855 | 0.47855 | 0.92234 | 0.2669 | 0.16823 | 0.59421 | 0.6577 | 0.66261 | 0.85008 | 0.011694 | 0.0098579 | 0.11154 | 0.58521 | 0.66261 | 0 | 0 | 0.85 | 0.85 | 0.85 | 0.85 | 0.92234 | 0.011694 | 0.60493 | 0.41595 | 0
2025-03-03 14:00 | 67137.1918 | 55397.3425 | 11396.1102 | 343.739 | 0.51467 | 0.1685 | 0.17152 | 0.11387 | 62 | 14 | Fall | 0.48366 | 0.49376 | 0.49376 | 0.92148 | 0.3113 | 0.17152 | 0.51467 | 0.654 | 0.66424 | 0.85008 | 0.011659 | 0.015065 | 0.11387 | 0.62713 | 0.66424 | 0 | 0 | 0.85 | 0.85 | 0.85 | 0.85 | 0.92148 | 0.011659 | 0.61302 | 0.36027 | 0
2025-03-03 15:00 | 67633.4504 | 58599.6478 | 8697.7135 | 336.0891 | 0.39281 | 0.16475 | 0.16742 | 0.11641 | 62 | 15 | Fall | 0.50654 | 0.50702 | 0.50702 | 0.92059 | 0.39325 | 0.16742 | 0.39281 | 0.65838 | 0.66424 | 0.85008 | 0.011415 | 0.018179 | 0.11641 | 0.6525 | 0.66424 | 0 | 0 | 0.85 | 0.85 | 0.85 | 0.85 | 0.92059 | 0.011415 | 0.63439 | 0.27496 | 0.00017779
2025-03-03 16:00 | 69086.7919 | 63465.2505 | 5299.8834 | 321.658 | 0.23935 | 0.15768 | 0.15985 | 0.11837 | 62 | 16 | Fall | 0.52814 | 0.52024 | 0.52024 | 0.92028 | 0.45282 | 0.15985 | 0.23935 | 0.66367 | 0.66641 | 0.85008 | 0.011903 | 0.018609 | 0.11837 | 0.68032 | 0.66641 | 0 | 0 | 0.85 | 0.85 | 0.85 | 0.85 | 0.92028 | 0.011903 | 0.64677 | 0.16755 | 0.03688
2025-03-03 17:00 | 72302.0557 | 70283.5586 | 1689.5441 | 328.953 | 0.076303 | 0.16125 | 0.16327 | 0.12485 | 62 | 17 | Fall | 0.55921 | 0.52787 | 0.52787 | 0.92028 | 0.49849 | 0.16327 | 0.076303 | 0.6549 | 0.66641 | 0.85008 | 0.012497 | 0.02092 | 0.12485 | 0.69339 | 0.66641 | 0 | 0 | 0.85 | 0.85 | 0.85 | 0.85 | 0.92028 | 0.012497 | 0.65974 | 0.053412 | 0.46447
2025-03-03 18:00 | 76118.3575 | 75759.5836 | 15.1123 | 343.6616 | 0.0006825 | 0.16846 | 0.16989 | 0.14255 | 62 | 18 | Fall | 0.56981 | 0.53326 | 0.53326 | 0.92026 | 0.51472 | 0.16989 | 0.0006825 | 0.58607 | 0.66641 | 0.85008 | 0.012776 | 0.030806 | 0.14255 | 0.72066 | 0.66641 | 0 | 0 | 0.85 | 0.85 | 0.85 | 0.85 | 0.92026 | 0.012776 | 0.67697 | 0.00047775 | 0.42382
2025-03-03 19:00 | 75453.9676 | 75116.0082 | 0 | 337.9594 | 0 | 0.16567 | 0.16612 | 0.1575 | 62 | 19 | Fall | 0.58792 | 0.53844 | 0.53844 | 0.92081 | 0.51215 | 0.16612 | 0 | 0.30172 | 0.66641 | 0.85008 | 0.012985 | 0.040504 | 0.1575 | 0.70767 | 0.66641 | 0 | 0 | 0.85 | 0.85 | 0.85 | 0.85 | 0.92081 | 0.012985 | 0.6913 | 0 | 0.3403
2025-03-03 20:00 | 73512.7187 | 73183.882 | 0 | 328.8367 | 0 | 0.16119 | 0.16089 | 0.16661 | 62 | 20 | Fall | 0.58769 | 0.53296 | 0.53296 | 0.92152 | 0.47501 | 0.16089 | 0 | 0.0006045 | 0.66641 | 0.85008 | 0.012671 | 0.027207 | 0.16661 | 0.69538 | 0.66641 | 0 | 0 | 0.85 | 0.85 | 0.85 | 0.85 | 0.92152 | 0.012671 | 0.69331 | 0 | 0.11348
2025-03-03 21:00 | 70642.1254 | 70325.408 | 0 | 316.7174 | 0 | 0.15525 | 0.15441 | 0.17057 | 62 | 21 | Fall | 0.5589 | 0.51972 | 0.51972 | 0.92369 | 0.43894 | 0.15441 | 0 | 0 | 0.66478 | 0.85008 | 0.012741 | 0.015558 | 0.17057 | 0.62275 | 0.66478 | 0 | 0 | 0.85 | 0.85 | 0.85 | 0.85 | 0.92369 | 0.012741 | 0.67279 | 0 | 0.16147
2025-03-03 22:00 | 66086.1283 | 65779.8736 | 0 | 306.2546 | 0 | 0.15012 | 0.1489 | 0.17223 | 62 | 22 | Fall | 0.51728 | 0.4948 | 0.4948 | 0.92621 | 0.40003 | 0.1489 | 0 | 0 | 0.66478 | 0.85008 | 0.012881 | 0.0070257 | 0.17223 | 0.54639 | 0.66478 | 0 | 0 | 0.85 | 0.85 | 0.85 | 0.85 | 0.92621 | 0.012881 | 0.63052 | 0 | 0.1153
2025-03-03 23:00 | 61413.4793 | 61109.7606 | 0 | 303.7187 | 0 | 0.14888 | 0.14774 | 0.16958 | 62 | 23 | Fall | 0.47532 | 0.45627 | 0.45627 | 0.92842 | 0.36928 | 0.14774 | 0 | 0 | 0.65567 | 0.85008 | 0.012252 | 0.0070257 | 0.16958 | 0.47566 | 0.65567 | 0 | 0 | 0.85 | 0.85 | 0.85 | 0.85 | 0.92842 | 0.012252 | 0.56646 | 0 | 0.067351
2025-03-04 00:00 | 59419.0928 | 59113.8749 | 0 | 305.2179 | 0 | 0.14962 | 0.14858 | 0.16835 | 63 | 0 | Fall | 0.40086 | 0.41408 | 0.41408 | 0.9324 | 0.29275 | 0.14858 | 0 | 0 | 0.65196 | 0.85008 | 0.011834 | 0.0070257 | 0.16835 | 0.40145 | 0.65196 | 0 | 0 | 0.85 | 0.85 | 0.85 | 0.85 | 0.9324 | 0.011834 | 0.52583 | 0 | 0.01542
2025-03-04 01:00 | 58749.6879 | 58443.8028 | 0 | 305.8851 | 0 | 0.14994 | 0.1489 | 0.16878 | 63 | 1 | Fall | 0.37675 | 0.40095 | 0.40095 | 0.93332 | 0.26062 | 0.1489 | 0 | 0 | 0.65196 | 0.85008 | 0.012078 | 0.0070257 | 0.16878 | 0.38521 | 0.65196 | 0 | 0 | 0.85 | 0.85 | 0.85 | 0.85 | 0.93332 | 0.012078 | 0.49927 | 0 | 0
2025-03-04 02:00 | 58582.7172 | 58270.1172 | 0 | 312.6001 | 0 | 0.15324 | 0.15234 | 0.16947 | 63 | 2 | Fall | 0.36036 | 0.37824 | 0.37824 | 0.93336 | 0.22473 | 0.15234 | 0 | 0 | 0.65196 | 0.85008 | 0.012357 | 0.0070257 | 0.16947 | 0.38017 | 0.65196 | 0 | 0 | 0.85 | 0.85 | 0.85 | 0.85 | 0.93336 | 0.012357 | 0.49291 | 0 | 0
2025-03-04 03:00 | 58580.3333 | 58265.9726 | 0 | 314.3607 | 0 | 0.1541 | 0.15326 | 0.16923 | 63 | 3 | Fall | 0.34783 | 0.36163 | 0.36163 | 0.93289 | 0.18289 | 0.15326 | 0 | 0 | 0.64813 | 0.85008 | 0.012532 | 0.0070257 | 0.16923 | 0.37147 | 0.64813 | 0 | 0 | 0.85 | 0.85 | 0.85 | 0.85 | 0.93289 | 0.012532 | 0.48498 | 0 | 0
2025-03-04 04:00 | 59234.587 | 58922.3997 | 0 | 312.1873 | 0 | 0.15303 | 0.1523 | 0.16634 | 63 | 4 | Fall | 0.34209 | 0.36519 | 0.36519 | 0.93361 | 0.16879 | 0.1523 | 0 | 0 | 0.65104 | 0.85008 | 0.012532 | 0.0070257 | 0.16634 | 0.37052 | 0.65104 | 0 | 0 | 0.85 | 0.85 | 0.85 | 0.85 | 0.93361 | 0.012532 | 0.48267 | 0 | 0
2025-03-04 05:00 | 64072.0301 | 63767.8416 | 0 | 304.1885 | 0 | 0.14911 | 0.14846 | 0.1609 | 63 | 5 | Fall | 0.34482 | 0.37756 | 0.37756 | 0.93576 | 0.17276 | 0.14846 | 0 | 0 | 0.65104 | 0.85008 | 0.012497 | 0.0064921 | 0.1609 | 0.37314 | 0.65104 | 0 | 0 | 0.85 | 0.85 | 0.85 | 0.85 | 0.93576 | 0.012497 | 0.48379 | 0 | 0
2025-03-04 06:00 | 71579.9196 | 71272.1844 | 20.742 | 286.9932 | 0.00093675 | 0.14068 | 0.1402 | 0.14936 | 63 | 6 | Fall | 0.36517 | 0.39941 | 0.39941 | 0.93715 | 0.18574 | 0.1402 | 0.00093675 | 0 | 0.65331 | 0.85008 | 0.012462 | 0.0064921 | 0.14936 | 0.36964 | 0.65331 | 0 | 0 | 0.85 | 0.85 | 0.85 | 0.85 | 0.93715 | 0.012462 | 0.46504 | 0.00065573 | 0
2025-03-04 07:00 | 76936.9809 | 75499.2937 | 1182.1202 | 255.567 | 0.053387 | 0.12528 | 0.12469 | 0.13583 | 63 | 7 | Fall | 0.38197 | 0.40891 | 0.40891 | 0.93839 | 0.20415 | 0.12469 | 0.053387 | 0 | 0.65331 | 0.85008 | 0.012392 | 0.0064921 | 0.13583 | 0.36205 | 0.65331 | 0 | 0 | 0.85 | 0.85 | 0.85 | 0.85 | 0.93839 | 0.012392 | 0.44968 | 0.037371 | 0
2025-03-04 08:00 | 74785.4932 | 70865.1655 | 3704.4725 | 215.8552 | 0.1673 | 0.10581 | 0.10495 | 0.12145 | 63 | 8 | Fall | 0.39185 | 0.40697 | 0.40697 | 0.93566 | 0.21485 | 0.10495 | 0.1673 | 0.16223 | 0.65331 | 0.85008 | 0.012357 | 0.0064921 | 0.12145 | 0.40198 | 0.65331 | 0 | 0 | 0.85 | 0.85 | 0.85 | 0.85 | 0.93566 | 0.012357 | 0.45998 | 0.11711 | 0
2025-03-04 09:00 | 73409.5794 | 66765.0892 | 6415.1432 | 229.347 | 0.28972 | 0.11243 | 0.11184 | 0.12305 | 63 | 9 | Fall | 0.39166 | 0.40877 | 0.40877 | 0.92982 | 0.21991 | 0.11184 | 0.28972 | 0.44952 | 0.65113 | 0.85008 | 0.012252 | 0.0064921 | 0.12305 | 0.39032 | 0.65113 | 0 | 0 | 0.85 | 0.85 | 0.85 | 0.85 | 0.92982 | 0.012252 | 0.46381 | 0.2028 | 0
2025-03-04 10:00 | 71726.7459 | 62948.9061 | 8507.3909 | 270.4489 | 0.38421 | 0.13257 | 0.13221 | 0.13918 | 63 | 10 | Fall | 0.40411 | 0.42068 | 0.42068 | 0.92508 | 0.22175 | 0.13221 | 0.38421 | 0.57836 | 0.66261 | 0.85008 | 0.012218 | 0.0064921 | 0.13918 | 0.44411 | 0.66261 | 0 | 0 | 0.85 | 0.85 | 0.85 | 0.85 | 0.92508 | 0.012218 | 0.49846 | 0.26895 | 0
2025-03-04 11:00 | 68291.6986 | 58125.369 | 9865.0222 | 301.3075 | 0.44552 | 0.1477 | 0.14695 | 0.1612 | 63 | 11 | Fall | 0.41644 | 0.43336 | 0.43336 | 0.9244 | 0.22921 | 0.14695 | 0.44552 | 0.61146 | 0.66261 | 0.85008 | 0.011903 | 0.0067811 | 0.1612 | 0.48314 | 0.66261 | 0 | 0 | 0.85 | 0.85 | 0.85 | 0.85 | 0.9244 | 0.011903 | 0.55063 | 0.31187 | 0
2025-03-04 12:00 | 66995.5288 | 56109.5416 | 10565.7442 | 320.243 | 0.47717 | 0.15698 | 0.15609 | 0.17304 | 63 | 12 | Fall | 0.43539 | 0.4543 | 0.4543 | 0.92402 | 0.24522 | 0.15609 | 0.47717 | 0.64788 | 0.66261 | 0.85008 | 0.011903 | 0.0064921 | 0.17304 | 0.53927 | 0.66261 | 0 | 0 | 0.85 | 0.85 | 0.85 | 0.85 | 0.92402 | 0.011903 | 0.58716 | 0.33402 | 0
2025-03-04 13:00 | 66927.4206 | 56285.3809 | 10309.6459 | 332.3937 | 0.4656 | 0.16294 | 0.16186 | 0.18244 | 63 | 13 | Fall | 0.46136 | 0.47855 | 0.47855 | 0.92234 | 0.2669 | 0.16186 | 0.4656 | 0.6577 | 0.66261 | 0.85008 | 0.011694 | 0.0098579 | 0.18244 | 0.58521 | 0.66261 | 0 | 0 | 0.85 | 0.85 | 0.85 | 0.85 | 0.92234 | 0.011694 | 0.60493 | 0.32592 | 0
2025-03-04 14:00 | 67083.5544 | 57704.9202 | 9035.5434 | 343.0908 | 0.40806 | 0.16818 | 0.1671 | 0.18769 | 63 | 14 | Fall | 0.48366 | 0.49376 | 0.49376 | 0.92148 | 0.3113 | 0.1671 | 0.40806 | 0.654 | 0.66424 | 0.85008 | 0.011659 | 0.015065 | 0.18769 | 0.62713 | 0.66424 | 0 | 0 | 0.85 | 0.85 | 0.85 | 0.85 | 0.92148 | 0.011659 | 0.61302 | 0.28564 | 0
2025-03-04 15:00 | 67521.6165 | 60490.286 | 6686.499 | 344.8316 | 0.30198 | 0.16904 | 0.16789 | 0.1898 | 63 | 15 | Fall | 0.50654 | 0.50702 | 0.50702 | 0.92059 | 0.39325 | 0.16789 | 0.30198 | 0.65838 | 0.66424 | 0.85008 | 0.011415 | 0.018179 | 0.1898 | 0.6525 | 0.66424 | 0 | 0 | 0.85 | 0.85 | 0.85 | 0.85 | 0.92059 | 0.011415 | 0.63439 | 0.21138 | 0.00017779
2025-03-04 16:00 | 68779.1816 | 64499.1903 | 3931.3121 | 348.6793 | 0.17755 | 0.17092 | 0.16955 | 0.19564 | 63 | 16 | Fall | 0.52814 | 0.52024 | 0.52024 | 0.92028 | 0.45282 | 0.16955 | 0.17755 | 0.66367 | 0.66641 | 0.85008 | 0.011903 | 0.018609 | 0.19564 | 0.68032 | 0.66641 | 0 | 0 | 0.85 | 0.85 | 0.85 | 0.85 | 0.92028 | 0.011903 | 0.64677 | 0.12428 | 0.03688
2025-03-04 17:00 | 71515.2461 | 69895.5681 | 1238.4998 | 381.1782 | 0.055933 | 0.18685 | 0.18558 | 0.20976 | 63 | 17 | Fall | 0.55921 | 0.52787 | 0.52787 | 0.92028 | 0.49849 | 0.18558 | 0.055933 | 0.6549 | 0.66641 | 0.85008 | 0.012497 | 0.02092 | 0.20976 | 0.69339 | 0.66641 | 0 | 0 | 0.85 | 0.85 | 0.85 | 0.85 | 0.92028 | 0.012497 | 0.65974 | 0.039153 | 0.46447
2025-03-04 18:00 | 75144.8395 | 74721.4127 | 15.3994 | 408.0274 | 0.00069547 | 0.20001 | 0.19832 | 0.2306 | 63 | 18 | Fall | 0.56981 | 0.53326 | 0.53326 | 0.92026 | 0.51472 | 0.19832 | 0.00069547 | 0.58607 | 0.66641 | 0.85008 | 0.012776 | 0.030806 | 0.2306 | 0.72066 | 0.66641 | 0 | 0 | 0.85 | 0.85 | 0.85 | 0.85 | 0.92026 | 0.012776 | 0.67697 | 0.00048683 | 0.42382
2025-03-04 19:00 | 74509.4137 | 74082.3703 | 0 | 427.0435 | 0 | 0.20934 | 0.20768 | 0.2392 | 63 | 19 | Fall | 0.58792 | 0.53844 | 0.53844 | 0.92081 | 0.51215 | 0.20768 | 0 | 0.30172 | 0.66641 | 0.85008 | 0.012985 | 0.040504 | 0.2392 | 0.70767 | 0.66641 | 0 | 0 | 0.85 | 0.85 | 0.85 | 0.85 | 0.92081 | 0.012985 | 0.6913 | 0 | 0.3403
2025-03-04 20:00 | 72627.9705 | 72177.4285 | 0 | 450.5419 | 0 | 0.22085 | 0.22018 | 0.23306 | 63 | 20 | Fall | 0.58769 | 0.53296 | 0.53296 | 0.92152 | 0.47501 | 0.22018 | 0 | 0.0006045 | 0.66641 | 0.85008 | 0.012671 | 0.027207 | 0.23306 | 0.69538 | 0.66641 | 0 | 0 | 0.85 | 0.85 | 0.85 | 0.85 | 0.92152 | 0.012671 | 0.69331 | 0 | 0.11348
2025-03-04 21:00 | 69810.2099 | 69348.4568 | 0 | 461.7531 | 0 | 0.22635 | 0.22721 | 0.2108 | 63 | 21 | Fall | 0.5589 | 0.51972 | 0.51972 | 0.92369 | 0.43894 | 0.22721 | 0 | 0 | 0.66478 | 0.85008 | 0.012741 | 0.015558 | 0.2108 | 0.62275 | 0.66478 | 0 | 0 | 0.85 | 0.85 | 0.85 | 0.85 | 0.92369 | 0.012741 | 0.67279 | 0 | 0.16147
2025-03-04 22:00 | 65284.2498 | 64827.2209 | 0 | 457.0288 | 0 | 0.22403 | 0.22536 | 0.20004 | 63 | 22 | Fall | 0.51728 | 0.4948 | 0.4948 | 0.92621 | 0.40003 | 0.22536 | 0 | 0 | 0.66478 | 0.85008 | 0.012881 | 0.0070257 | 0.20004 | 0.54639 | 0.66478 | 0 | 0 | 0.85 | 0.85 | 0.85 | 0.85 | 0.92621 | 0.012881 | 0.63052 | 0 | 0.1153
2025-03-04 23:00 | 60632.7876 | 60190.2004 | 0 | 442.5872 | 0 | 0.21695 | 0.21881 | 0.18337 | 63 | 23 | Fall | 0.47532 | 0.45627 | 0.45627 | 0.92842 | 0.36928 | 0.21881 | 0 | 0 | 0.65567 | 0.85008 | 0.012252 | 0.0070257 | 0.18337 | 0.47566 | 0.65567 | 0 | 0 | 0.85 | 0.85 | 0.85 | 0.85 | 0.92842 | 0.012252 | 0.56646 | 0 | 0.067351
2025-03-05 00:00 | 58619.8962 | 58191.4997 | 0 | 428.3965 | 0 | 0.21 | 0.21301 | 0.15562 | 64 | 0 | Fall | 0.40086 | 0.41408 | 0.41408 | 0.9324 | 0.29275 | 0.21301 | 0 | 0 | 0.65196 | 0.85008 | 0.011834 | 0.0070257 | 0.15562 | 0.40145 | 0.65196 | 0 | 0 | 0.85 | 0.85 | 0.85 | 0.85 | 0.9324 | 0.011834 | 0.52583 | 0 | 0.01542
2025-03-05 01:00 | 57921.2589 | 57503.1418 | 0 | 418.1171 | 0 | 0.20496 | 0.20841 | 0.14266 | 64 | 1 | Fall | 0.37675 | 0.40095 | 0.40095 | 0.93332 | 0.26062 | 0.20841 | 0 | 0 | 0.65196 | 0.85008 | 0.012078 | 0.0070257 | 0.14266 | 0.38521 | 0.65196 | 0 | 0 | 0.85 | 0.85 | 0.85 | 0.85 | 0.93332 | 0.012078 | 0.49927 | 0 | 0
2025-03-05 02:00 | 57751.3382 | 57340.5302 | 0 | 410.808 | 0 | 0.20138 | 0.20395 | 0.15493 | 64 | 2 | Fall | 0.36036 | 0.37824 | 0.37824 | 0.93336 | 0.22473 | 0.20395 | 0 | 0 | 0.65196 | 0.85008 | 0.012357 | 0.0070257 | 0.15493 | 0.38017 | 0.65196 | 0 | 0 | 0.85 | 0.85 | 0.85 | 0.85 | 0.93336 | 0.012357 | 0.49291 | 0 | 0
2025-03-05 03:00 | 57790.255 | 57376.8738 | 0 | 413.3812 | 0 | 0.20264 | 0.20457 | 0.16773 | 64 | 3 | Fall | 0.34783 | 0.36163 | 0.36163 | 0.93289 | 0.18289 | 0.20457 | 0 | 0 | 0.64813 | 0.85008 | 0.012532 | 0.0070257 | 0.16773 | 0.37147 | 0.64813 | 0 | 0 | 0.85 | 0.85 | 0.85 | 0.85 | 0.93289 | 0.012532 | 0.48498 | 0 | 0
2025-03-05 04:00 | 58493.0505 | 58078.6571 | 0 | 414.3934 | 0 | 0.20313 | 0.20415 | 0.18482 | 64 | 4 | Fall | 0.34209 | 0.36519 | 0.36519 | 0.93361 | 0.16879 | 0.20415 | 0 | 0 | 0.65104 | 0.85008 | 0.012532 | 0.0070257 | 0.18482 | 0.37052 | 0.65104 | 0 | 0 | 0.85 | 0.85 | 0.85 | 0.85 | 0.93361 | 0.012532 | 0.48267 | 0 | 0
2025-03-05 05:00 | 63390.2993 | 62971.4108 | 0 | 418.8885 | 0 | 0.20534 | 0.20545 | 0.20325 | 64 | 5 | Fall | 0.34482 | 0.37756 | 0.37756 | 0.93576 | 0.17276 | 0.20545 | 0 | 0 | 0.65104 | 0.85008 | 0.012497 | 0.0064921 | 0.20325 | 0.37314 | 0.65104 | 0 | 0 | 0.85 | 0.85 | 0.85 | 0.85 | 0.93576 | 0.012497 | 0.48379 | 0 | 0
2025-03-05 06:00 | 70911.5981 | 70455.7352 | 33.4511 | 422.4118 | 0.0015107 | 0.20706 | 0.20722 | 0.20424 | 64 | 6 | Fall | 0.36517 | 0.39941 | 0.39941 | 0.93715 | 0.18574 | 0.20722 | 0.0015107 | 0 | 0.65331 | 0.85008 | 0.012462 | 0.0064921 | 0.20424 | 0.36964 | 0.65331 | 0 | 0 | 0.85 | 0.85 | 0.85 | 0.85 | 0.93715 | 0.012462 | 0.46504 | 0.0010575 | 0
2025-03-05 07:00 | 76204.8089 | 73887.1852 | 1895.5044 | 422.1193 | 0.085605 | 0.20692 | 0.20718 | 0.20223 | 64 | 7 | Fall | 0.38197 | 0.40891 | 0.40891 | 0.93839 | 0.20415 | 0.20718 | 0.085605 | 0 | 0.65331 | 0.85008 | 0.012392 | 0.0064921 | 0.20223 | 0.36205 | 0.65331 | 0 | 0 | 0.85 | 0.85 | 0.85 | 0.85 | 0.93839 | 0.012392 | 0.44968 | 0.059923 | 0
2025-03-05 08:00 | 74196.0186 | 68362.9766 | 5390.2827 | 442.7594 | 0.24344 | 0.21704 | 0.21795 | 0.2006 | 64 | 8 | Fall | 0.39185 | 0.40697 | 0.40697 | 0.93566 | 0.21485 | 0.21795 | 0.24344 | 0.16223 | 0.65331 | 0.85008 | 0.012357 | 0.0064921 | 0.2006 | 0.40198 | 0.65331 | 0 | 0 | 0.85 | 0.85 | 0.85 | 0.85 | 0.93566 | 0.012357 | 0.45998 | 0.17041 | 0
2025-03-05 09:00 | 73043.5044 | 63994.2283 | 8583.316 | 465.9602 | 0.38764 | 0.22841 | 0.22976 | 0.20403 | 64 | 9 | Fall | 0.39166 | 0.40877 | 0.40877 | 0.92982 | 0.21991 | 0.22976 | 0.38764 | 0.44952 | 0.65113 | 0.85008 | 0.012252 | 0.0064921 | 0.20403 | 0.39032 | 0.65113 | 0 | 0 | 0.85 | 0.85 | 0.85 | 0.85 | 0.92982 | 0.012252 | 0.46381 | 0.27135 | 0
2025-03-05 10:00 | 71670.963 | 59911.267 | 11277.0428 | 482.6532 | 0.50929 | 0.23659 | 0.23808 | 0.20979 | 64 | 10 | Fall | 0.40411 | 0.42068 | 0.42068 | 0.92508 | 0.22175 | 0.23808 | 0.50929 | 0.57836 | 0.66261 | 0.85008 | 0.012218 | 0.0064921 | 0.20979 | 0.44411 | 0.66261 | 0 | 0 | 0.85 | 0.85 | 0.85 | 0.85 | 0.92508 | 0.012218 | 0.49846 | 0.35651 | 0
2025-03-05 11:00 | 68510.0027 | 55209.8714 | 12810.0602 | 490.0711 | 0.57853 | 0.24023 | 0.24145 | 0.21814 | 64 | 11 | Fall | 0.41644 | 0.43336 | 0.43336 | 0.9244 | 0.22921 | 0.24145 | 0.57853 | 0.61146 | 0.66261 | 0.85008 | 0.011903 | 0.0067811 | 0.21814 | 0.48314 | 0.66261 | 0 | 0 | 0.85 | 0.85 | 0.85 | 0.85 | 0.9244 | 0.011903 | 0.55063 | 0.40497 | 0
2025-03-05 12:00 | 67131.4995 | 53386.159 | 13249.8541 | 495.4864 | 0.59839 | 0.24289 | 0.24374 | 0.22738 | 64 | 12 | Fall | 0.43539 | 0.4543 | 0.4543 | 0.92402 | 0.24522 | 0.24374 | 0.59839 | 0.64788 | 0.66261 | 0.85008 | 0.011903 | 0.0064921 | 0.22738 | 0.53927 | 0.66261 | 0 | 0 | 0.85 | 0.85 | 0.85 | 0.85 | 0.92402 | 0.011903 | 0.58716 | 0.41887 | 0
2025-03-05 13:00 | 67055.6139 | 54116.5584 | 12437.0298 | 502.0257 | 0.56168 | 0.24609 | 0.24706 | 0.22862 | 64 | 13 | Fall | 0.46136 | 0.47855 | 0.47855 | 0.92234 | 0.2669 | 0.24706 | 0.56168 | 0.6577 | 0.66261 | 0.85008 | 0.011694 | 0.0098579 | 0.22862 | 0.58521 | 0.66261 | 0 | 0 | 0.85 | 0.85 | 0.85 | 0.85 | 0.92234 | 0.011694 | 0.60493 | 0.39318 | 0
2025-03-05 14:00 | 67260.0213 | 56175.8135 | 10576.4879 | 507.7199 | 0.47766 | 0.24888 | 0.24983 | 0.23175 | 64 | 14 | Fall | 0.48366 | 0.49376 | 0.49376 | 0.92148 | 0.3113 | 0.24983 | 0.47766 | 0.654 | 0.66424 | 0.85008 | 0.011659 | 0.015065 | 0.23175 | 0.62713 | 0.66424 | 0 | 0 | 0.85 | 0.85 | 0.85 | 0.85 | 0.92148 | 0.011659 | 0.61302 | 0.33436 | 0
2025-03-05 15:00 | 67784.7078 | 59472.0613 | 7802.699 | 509.9474 | 0.35239 | 0.24997 | 0.25075 | 0.23587 | 64 | 15 | Fall | 0.50654 | 0.50702 | 0.50702 | 0.92059 | 0.39325 | 0.25075 | 0.35239 | 0.65838 | 0.66424 | 0.85008 | 0.011415 | 0.018179 | 0.23587 | 0.6525 | 0.66424 | 0 | 0 | 0.85 | 0.85 | 0.85 | 0.85 | 0.92059 | 0.011415 | 0.63439 | 0.24667 | 0.00017779
2025-03-05 16:00 | 69153.5704 | 64068.3129 | 4572.077 | 513.1805 | 0.20648 | 0.25156 | 0.25222 | 0.2396 | 64 | 16 | Fall | 0.52814 | 0.52024 | 0.52024 | 0.92028 | 0.45282 | 0.25222 | 0.20648 | 0.66367 | 0.66641 | 0.85008 | 0.011903 | 0.018609 | 0.2396 | 0.68032 | 0.66641 | 0 | 0 | 0.85 | 0.85 | 0.85 | 0.85 | 0.92028 | 0.011903 | 0.64677 | 0.14454 | 0.03688
2025-03-05 17:00 | 71873.0586 | 69878.306 | 1479.8263 | 514.9264 | 0.066832 | 0.25241 | 0.25256 | 0.24975 | 64 | 17 | Fall | 0.55921 | 0.52787 | 0.52787 | 0.92028 | 0.49849 | 0.25256 | 0.066832 | 0.6549 | 0.66641 | 0.85008 | 0.012497 | 0.02092 | 0.24975 | 0.69339 | 0.66641 | 0 | 0 | 0.85 | 0.85 | 0.85 | 0.85 | 0.92028 | 0.012497 | 0.65974 | 0.046782 | 0.46447
2025-03-05 18:00 | 75598.3433 | 75054.2526 | 20.919 | 523.1718 | 0.00094474 | 0.25646 | 0.25626 | 0.26004 | 64 | 18 | Fall | 0.56981 | 0.53326 | 0.53326 | 0.92026 | 0.51472 | 0.25626 | 0.00094474 | 0.58607 | 0.66641 | 0.85008 | 0.012776 | 0.030806 | 0.26004 | 0.72066 | 0.66641 | 0 | 0 | 0.85 | 0.85 | 0.85 | 0.85 | 0.92026 | 0.012776 | 0.67697 | 0.00066132 | 0.42382
2025-03-05 19:00 | 74879.2433 | 74360.2076 | 0 | 519.0357 | 0 | 0.25443 | 0.25399 | 0.26239 | 64 | 19 | Fall | 0.58792 | 0.53844 | 0.53844 | 0.92081 | 0.51215 | 0.25399 | 0 | 0.30172 | 0.66641 | 0.85008 | 0.012985 | 0.040504 | 0.26239 | 0.70767 | 0.66641 | 0 | 0 | 0.85 | 0.85 | 0.85 | 0.85 | 0.92081 | 0.012985 | 0.6913 | 0 | 0.3403
2025-03-05 20:00 | 72906.8847 | 72393.7854 | 0 | 513.0993 | 0 | 0.25152 | 0.25102 | 0.26062 | 64 | 20 | Fall | 0.58769 | 0.53296 | 0.53296 | 0.92152 | 0.47501 | 0.25102 | 0 | 0.0006045 | 0.66641 | 0.85008 | 0.012671 | 0.027207 | 0.26062 | 0.69538 | 0.66641 | 0 | 0 | 0.85 | 0.85 | 0.85 | 0.85 | 0.92152 | 0.012671 | 0.69331 | 0 | 0.11348
2025-03-05 21:00 | 70008.6682 | 69500.2073 | 0 | 508.4609 | 0 | 0.24925 | 0.24899 | 0.25393 | 64 | 21 | Fall | 0.5589 | 0.51972 | 0.51972 | 0.92369 | 0.43894 | 0.24899 | 0 | 0 | 0.66478 | 0.85008 | 0.012741 | 0.015558 | 0.25393 | 0.62275 | 0.66478 | 0 | 0 | 0.85 | 0.85 | 0.85 | 0.85 | 0.92369 | 0.012741 | 0.67279 | 0 | 0.16147
2025-03-05 22:00 | 65451.0619 | 64953.343 | 0 | 497.719 | 0 | 0.24398 | 0.2435 | 0.25262 | 64 | 22 | Fall | 0.51728 | 0.4948 | 0.4948 | 0.92621 | 0.40003 | 0.2435 | 0 | 0 | 0.66478 | 0.85008 | 0.012881 | 0.0070257 | 0.25262 | 0.54639 | 0.66478 | 0 | 0 | 0.85 | 0.85 | 0.85 | 0.85 | 0.92621 | 0.012881 | 0.63052 | 0 | 0.1153
2025-03-05 23:00 | 60774.6584 | 60281.7271 | 0 | 492.9313 | 0 | 0.24163 | 0.24107 | 0.25179 | 64 | 23 | Fall | 0.47532 | 0.45627 | 0.45627 | 0.92842 | 0.36928 | 0.24107 | 0 | 0 | 0.65567 | 0.85008 | 0.012252 | 0.0070257 | 0.25179 | 0.47566 | 0.65567 | 0 | 0 | 0.85 | 0.85 | 0.85 | 0.85 | 0.92842 | 0.012252 | 0.56646 | 0 | 0.067351
2025-03-06 00:00 | 58745.944 | 58256.7967 | 0 | 489.1472 | 0 | 0.23978 | 0.2393 | 0.24836 | 65 | 0 | Fall | 0.40086 | 0.41408 | 0.41408 | 0.9324 | 0.29275 | 0.2393 | 0 | 0 | 0.65196 | 0.85008 | 0.011834 | 0.0070257 | 0.24836 | 0.40145 | 0.65196 | 0 | 0 | 0.85 | 0.85 | 0.85 | 0.85 | 0.9324 | 0.011834 | 0.52583 | 0 | 0.01542
2025-03-06 01:00 | 58088.6075 | 57590.6797 | 0 | 497.9278 | 0 | 0.24408 | 0.24382 | 0.24876 | 65 | 1 | Fall | 0.37675 | 0.40095 | 0.40095 | 0.93332 | 0.26062 | 0.24382 | 0 | 0 | 0.65196 | 0.85008 | 0.012078 | 0.0070257 | 0.24876 | 0.38521 | 0.65196 | 0 | 0 | 0.85 | 0.85 | 0.85 | 0.85 | 0.93332 | 0.012078 | 0.49927 | 0 | 0
2025-03-06 02:00 | 57988.4153 | 57477.2198 | 0 | 511.1955 | 0 | 0.25059 | 0.25063 | 0.24972 | 65 | 2 | Fall | 0.36036 | 0.37824 | 0.37824 | 0.93336 | 0.22473 | 0.25063 | 0 | 0 | 0.65196 | 0.85008 | 0.012357 | 0.0070257 | 0.24972 | 0.38017 | 0.65196 | 0 | 0 | 0.85 | 0.85 | 0.85 | 0.85 | 0.93336 | 0.012357 | 0.49291 | 0 | 0
2025-03-06 03:00 | 58063.8055 | 57539.56 | 0 | 524.2455 | 0 | 0.25698 | 0.25726 | 0.25192 | 65 | 3 | Fall | 0.34783 | 0.36163 | 0.36163 | 0.93289 | 0.18289 | 0.25726 | 0 | 0 | 0.64813 | 0.85008 | 0.012532 | 0.0070257 | 0.25192 | 0.37147 | 0.64813 | 0 | 0 | 0.85 | 0.85 | 0.85 | 0.85 | 0.93289 | 0.012532 | 0.48498 | 0 | 0
2025-03-06 04:00 | 58845.7162 | 58324.0907 | 0 | 521.6255 | 0 | 0.2557 | 0.2558 | 0.25393 | 65 | 4 | Fall | 0.34209 | 0.36519 | 0.36519 | 0.93361 | 0.16879 | 0.2558 | 0 | 0 | 0.65104 | 0.85008 | 0.012532 | 0.0070257 | 0.25393 | 0.37052 | 0.65104 | 0 | 0 | 0.85 | 0.85 | 0.85 | 0.85 | 0.93361 | 0.012532 | 0.48267 | 0 | 0
2025-03-06 05:00 | 63810.8162 | 63299.3228 | 0 | 511.4934 | 0 | 0.25073 | 0.25045 | 0.25578 | 65 | 5 | Fall | 0.34482 | 0.37756 | 0.37756 | 0.93576 | 0.17276 | 0.25045 | 0 | 0 | 0.65104 | 0.85008 | 0.012497 | 0.0064921 | 0.25578 | 0.37314 | 0.65104 | 0 | 0 | 0.85 | 0.85 | 0.85 | 0.85 | 0.93576 | 0.012497 | 0.48379 | 0 | 0
2025-03-06 06:00 | 71366.7111 | 70833.9205 | 37.3772 | 495.4134 | 0.001688 | 0.24285 | 0.24214 | 0.25575 | 65 | 6 | Fall | 0.36517 | 0.39941 | 0.39941 | 0.93715 | 0.18574 | 0.24214 | 0.001688 | 0 | 0.65331 | 0.85008 | 0.012462 | 0.0064921 | 0.25575 | 0.36964 | 0.65331 | 0 | 0 | 0.85 | 0.85 | 0.85 | 0.85 | 0.93715 | 0.012462 | 0.46504 | 0.0011816 | 0
2025-03-06 07:00 | 76429.5263 | 74186.4603 | 1762.698 | 480.368 | 0.079607 | 0.23547 | 0.23476 | 0.24833 | 65 | 7 | Fall | 0.38197 | 0.40891 | 0.40891 | 0.93839 | 0.20415 | 0.23476 | 0.079607 | 0 | 0.65331 | 0.85008 | 0.012392 | 0.0064921 | 0.24833 | 0.36205 | 0.65331 | 0 | 0 | 0.85 | 0.85 | 0.85 | 0.85 | 0.93839 | 0.012392 | 0.44968 | 0.055725 | 0
2025-03-06 08:00 | 74358.0034 | 68877.0335 | 4996.4894 | 484.4806 | 0.22565 | 0.23749 | 0.2375 | 0.2374 | 65 | 8 | Fall | 0.39185 | 0.40697 | 0.40697 | 0.93566 | 0.21485 | 0.2375 | 0.22565 | 0.16223 | 0.65331 | 0.85008 | 0.012357 | 0.0064921 | 0.2374 | 0.40198 | 0.65331 | 0 | 0 | 0.85 | 0.85 | 0.85 | 0.85 | 0.93566 | 0.012357 | 0.45998 | 0.15796 | 0
2025-03-06 09:00 | 73047.2591 | 64764.7365 | 7779.8252 | 502.6974 | 0.35135 | 0.24642 | 0.2474 | 0.22872 | 65 | 9 | Fall | 0.39166 | 0.40877 | 0.40877 | 0.92982 | 0.21991 | 0.2474 | 0.35135 | 0.44952 | 0.65113 | 0.85008 | 0.012252 | 0.0064921 | 0.22872 | 0.39032 | 0.65113 | 0 | 0 | 0.85 | 0.85 | 0.85 | 0.85 | 0.92982 | 0.012252 | 0.46381 | 0.24595 | 0
2025-03-06 10:00 | 71521.3148 | 61377.093 | 9636.5664 | 507.6553 | 0.43521 | 0.24885 | 0.25035 | 0.22171 | 65 | 10 | Fall | 0.40411 | 0.42068 | 0.42068 | 0.92508 | 0.22175 | 0.25035 | 0.43521 | 0.57836 | 0.66261 | 0.85008 | 0.012218 | 0.0064921 | 0.22171 | 0.44411 | 0.66261 | 0 | 0 | 0.85 | 0.85 | 0.85 | 0.85 | 0.92508 | 0.012218 | 0.49846 | 0.30464 | 0
2025-03-06 11:00 | 68291.6986 | 56983.8712 | 10811.9447 | 495.8827 | 0.48829 | 0.24308 | 0.24459 | 0.21584 | 65 | 11 | Fall | 0.41644 | 0.43336 | 0.43336 | 0.9244 | 0.22921 | 0.24459 | 0.48829 | 0.61146 | 0.66261 | 0.85008 | 0.011903 | 0.0067811 | 0.21584 | 0.48314 | 0.66261 | 0 | 0 | 0.85 | 0.85 | 0.85 | 0.85 | 0.9244 | 0.011903 | 0.55063 | 0.3418 | 0
2025-03-06 12:00 | 66995.5288 | 55223.4072 | 11290.4159 | 481.7056 | 0.5099 | 0.23613 | 0.2378 | 0.20601 | 65 | 12 | Fall | 0.43539 | 0.4543 | 0.4543 | 0.92402 | 0.24522 | 0.2378 | 0.5099 | 0.64788 | 0.66261 | 0.85008 | 0.011903 | 0.0064921 | 0.20601 | 0.53927 | 0.66261 | 0 | 0 | 0.85 | 0.85 | 0.85 | 0.85 | 0.92402 | 0.011903 | 0.58716 | 0.35693 | 0
2025-03-06 13:00 | 66927.4206 | 55743.7712 | 10719.154 | 464.4954 | 0.4841 | 0.22769 | 0.22928 | 0.19904 | 65 | 13 | Fall | 0.46136 | 0.47855 | 0.47855 | 0.92234 | 0.2669 | 0.22928 | 0.4841 | 0.6577 | 0.66261 | 0.85008 | 0.011694 | 0.0098579 | 0.19904 | 0.58521 | 0.66261 | 0 | 0 | 0.85 | 0.85 | 0.85 | 0.85 | 0.92234 | 0.011694 | 0.60493 | 0.33887 | 0
2025-03-06 14:00 | 67083.5544 | 57287.6616 | 9346.7395 | 449.1532 | 0.42212 | 0.22017 | 0.22116 | 0.20229 | 65 | 14 | Fall | 0.48366 | 0.49376 | 0.49376 | 0.92148 | 0.3113 | 0.22116 | 0.42212 | 0.654 | 0.66424 | 0.85008 | 0.011659 | 0.015065 | 0.20229 | 0.62713 | 0.66424 | 0 | 0 | 0.85 | 0.85 | 0.85 | 0.85 | 0.92148 | 0.011659 | 0.61302 | 0.29548 | 0
2025-03-06 15:00 | 67521.6165 | 59784.4072 | 7301.8777 | 435.3316 | 0.32977 | 0.2134 | 0.21351 | 0.21139 | 65 | 15 | Fall | 0.50654 | 0.50702 | 0.50702 | 0.92059 | 0.39325 | 0.21351 | 0.32977 | 0.65838 | 0.66424 | 0.85008 | 0.011415 | 0.018179 | 0.21139 | 0.6525 | 0.66424 | 0 | 0 | 0.85 | 0.85 | 0.85 | 0.85 | 0.92059 | 0.011415 | 0.63439 | 0.23084 | 0.00017779
2025-03-06 16:00 | 68915.9569 | 63818.8111 | 4670.7039 | 426.4419 | 0.21094 | 0.20904 | 0.20823 | 0.22377 | 65 | 16 | Fall | 0.52814 | 0.52024 | 0.52024 | 0.92028 | 0.45282 | 0.20823 | 0.21094 | 0.66367 | 0.66641 | 0.85008 | 0.011903 | 0.018609 | 0.22377 | 0.68032 | 0.66641 | 0 | 0 | 0.85 | 0.85 | 0.85 | 0.85 | 0.92028 | 0.011903 | 0.64677 | 0.14766 | 0.03688
2025-03-06 17:00 | 71672.4667 | 69593.6103 | 1640.6461 | 438.2103 | 0.074095 | 0.21481 | 0.21365 | 0.23577 | 65 | 17 | Fall | 0.55921 | 0.52787 | 0.52787 | 0.92028 | 0.49849 | 0.21365 | 0.074095 | 0.6549 | 0.66641 | 0.85008 | 0.012497 | 0.02092 | 0.23577 | 0.69339 | 0.66641 | 0 | 0 | 0.85 | 0.85 | 0.85 | 0.85 | 0.92028 | 0.012497 | 0.65974 | 0.051866 | 0.46447
2025-03-06 18:00 | 75625.162 | 75133.9615 | 27.4313 | 463.7692 | 0.0012389 | 0.22734 | 0.22586 | 0.25398 | 65 | 18 | Fall | 0.56981 | 0.53326 | 0.53326 | 0.92026 | 0.51472 | 0.22586 | 0.0012389 | 0.58607 | 0.66641 | 0.85008 | 0.012776 | 0.030806 | 0.25398 | 0.72066 | 0.66641 | 0 | 0 | 0.85 | 0.85 | 0.85 | 0.85 | 0.92026 | 0.012776 | 0.67697 | 0.0008672 | 0.42382
2025-03-06 19:00 | 75033.9871 | 74553.515 | 0 | 480.4721 | 0 | 0.23553 | 0.23416 | 0.2602 | 65 | 19 | Fall | 0.58792 | 0.53844 | 0.53844 | 0.92081 | 0.51215 | 0.23416 | 0 | 0.30172 | 0.66641 | 0.85008 | 0.012985 | 0.040504 | 0.2602 | 0.70767 | 0.66641 | 0 | 0 | 0.85 | 0.85 | 0.85 | 0.85 | 0.92081 | 0.012985 | 0.6913 | 0 | 0.3403
2025-03-06 20:00 | 73183.6535 | 72700.8832 | 0 | 482.7703 | 0 | 0.23665 | 0.23569 | 0.25409 | 65 | 20 | Fall | 0.58769 | 0.53296 | 0.53296 | 0.92152 | 0.47501 | 0.23569 | 0 | 0.0006045 | 0.66641 | 0.85008 | 0.012671 | 0.027207 | 0.25409 | 0.69538 | 0.66641 | 0 | 0 | 0.85 | 0.85 | 0.85 | 0.85 | 0.92152 | 0.012671 | 0.69331 | 0 | 0.11348
2025-03-06 21:00 | 70354.3609 | 69880.4383 | 0 | 473.9226 | 0 | 0.23231 | 0.23191 | 0.23962 | 65 | 21 | Fall | 0.5589 | 0.51972 | 0.51972 | 0.92369 | 0.43894 | 0.23191 | 0 | 0 | 0.66478 | 0.85008 | 0.012741 | 0.015558 | 0.23962 | 0.62275 | 0.66478 | 0 | 0 | 0.85 | 0.85 | 0.85 | 0.85 | 0.92369 | 0.012741 | 0.67279 | 0 | 0.16147
2025-03-06 22:00 | 65830.0099 | 65365.8103 | 0 | 464.1996 | 0 | 0.22755 | 0.22775 | 0.22387 | 65 | 22 | Fall | 0.51728 | 0.4948 | 0.4948 | 0.92621 | 0.40003 | 0.22775 | 0 | 0 | 0.66478 | 0.85008 | 0.012881 | 0.0070257 | 0.22387 | 0.54639 | 0.66478 | 0 | 0 | 0.85 | 0.85 | 0.85 | 0.85 | 0.92621 | 0.012881 | 0.63052 | 0 | 0.1153
2025-03-06 23:00 | 61187.1297 | 60727.9759 | 0 | 459.1538 | 0 | 0.22508 | 0.22546 | 0.21809 | 65 | 23 | Fall | 0.47532 | 0.45627 | 0.45627 | 0.92842 | 0.36928 | 0.22546 | 0 | 0 | 0.65567 | 0.85008 | 0.012252 | 0.0070257 | 0.21809 | 0.47566 | 0.65567 | 0 | 0 | 0.85 | 0.85 | 0.85 | 0.85 | 0.92842 | 0.012252 | 0.56646 | 0 | 0.067351
2025-03-07 00:00 | 59181.4793 | 58709.9379 | 0 | 471.5414 | 0 | 0.23115 | 0.23165 | 0.22208 | 66 | 0 | Fall | 0.40086 | 0.41408 | 0.41408 | 0.9324 | 0.29275 | 0.23165 | 0 | 0 | 0.65196 | 0.85008 | 0.011834 | 0.0070257 | 0.22208 | 0.40145 | 0.65196 | 0 | 0 | 0.85 | 0.85 | 0.85 | 0.85 | 0.9324 | 0.011834 | 0.52583 | 0 | 0.01542
2025-03-07 01:00 | 58499.7378 | 58020.7646 | 0 | 478.9732 | 0 | 0.23479 | 0.23535 | 0.22476 | 66 | 1 | Fall | 0.37675 | 0.40095 | 0.40095 | 0.93332 | 0.26062 | 0.23535 | 0 | 0 | 0.65196 | 0.85008 | 0.012078 | 0.0070257 | 0.22476 | 0.38521 | 0.65196 | 0 | 0 | 0.85 | 0.85 | 0.85 | 0.85 | 0.93332 | 0.012078 | 0.49927 | 0 | 0
2025-03-07 02:00 | 58323.917 | 57837.7338 | 0 | 486.1832 | 0 | 0.23833 | 0.23906 | 0.225 | 66 | 2 | Fall | 0.36036 | 0.37824 | 0.37824 | 0.93336 | 0.22473 | 0.23906 | 0 | 0 | 0.65196 | 0.85008 | 0.012357 | 0.0070257 | 0.225 | 0.38017 | 0.65196 | 0 | 0 | 0.85 | 0.85 | 0.85 | 0.85 | 0.93336 | 0.012357 | 0.49291 | 0 | 0
2025-03-07 03:00 | 58331.7241 | 57847.9588 | 0 | 483.7654 | 0 | 0.23714 | 0.23816 | 0.21873 | 66 | 3 | Fall | 0.34783 | 0.36163 | 0.36163 | 0.93289 | 0.18289 | 0.23816 | 0 | 0 | 0.64813 | 0.85008 | 0.012532 | 0.0070257 | 0.21873 | 0.37147 | 0.64813 | 0 | 0 | 0.85 | 0.85 | 0.85 | 0.85 | 0.93289 | 0.012532 | 0.48498 | 0 | 0
2025-03-07 04:00 | 59011.7238 | 58538.1637 | 0 | 473.5601 | 0 | 0.23214 | 0.23316 | 0.21372 | 66 | 4 | Fall | 0.34209 | 0.36519 | 0.36519 | 0.93361 | 0.16879 | 0.23316 | 0 | 0 | 0.65104 | 0.85008 | 0.012532 | 0.0070257 | 0.21372 | 0.37052 | 0.65104 | 0 | 0 | 0.85 | 0.85 | 0.85 | 0.85 | 0.93361 | 0.012532 | 0.48267 | 0 | 0
2025-03-07 05:00 | 63884.8357 | 63420.0927 | 0 | 464.743 | 0 | 0.22782 | 0.22854 | 0.21479 | 66 | 5 | Fall | 0.34482 | 0.37756 | 0.37756 | 0.93576 | 0.17276 | 0.22854 | 0 | 0 | 0.65104 | 0.85008 | 0.012497 | 0.0064921 | 0.21479 | 0.37314 | 0.65104 | 0 | 0 | 0.85 | 0.85 | 0.85 | 0.85 | 0.93576 | 0.012497 | 0.48379 | 0 | 0
2025-03-07 06:00 | 71382.5341 | 70887.7248 | 36.5994 | 458.21 | 0.0016529 | 0.22461 | 0.22512 | 0.21544 | 66 | 6 | Fall | 0.36517 | 0.39941 | 0.39941 | 0.93715 | 0.18574 | 0.22512 | 0.0016529 | 0 | 0.65331 | 0.85008 | 0.012462 | 0.0064921 | 0.21544 | 0.36964 | 0.65331 | 0 | 0 | 0.85 | 0.85 | 0.85 | 0.85 | 0.93715 | 0.012462 | 0.46504 | 0.001157 | 0
2025-03-07 07:00 | 76465.4619 | 74587.7067 | 1440.8938 | 436.8614 | 0.065074 | 0.21415 | 0.21423 | 0.21262 | 66 | 7 | Fall | 0.38197 | 0.40891 | 0.40891 | 0.93839 | 0.20415 | 0.21423 | 0.065074 | 0 | 0.65331 | 0.85008 | 0.012392 | 0.0064921 | 0.21262 | 0.36205 | 0.65331 | 0 | 0 | 0.85 | 0.85 | 0.85 | 0.85 | 0.93839 | 0.012392 | 0.44968 | 0.045552 | 0
2025-03-07 08:00 | 74565.58 | 69889.8224 | 4264.0524 | 411.7052 | 0.19257 | 0.20182 | 0.20168 | 0.20435 | 66 | 8 | Fall | 0.39185 | 0.40697 | 0.40697 | 0.93566 | 0.21485 | 0.20168 | 0.19257 | 0.16223 | 0.65331 | 0.85008 | 0.012357 | 0.0064921 | 0.20435 | 0.40198 | 0.65331 | 0 | 0 | 0.85 | 0.85 | 0.85 | 0.85 | 0.93566 | 0.012357 | 0.45998 | 0.1348 | 0
2025-03-07 09:00 | 73373.9106 | 65565.0113 | 7394.9226 | 413.9767 | 0.33397 | 0.20293 | 0.20254 | 0.20997 | 66 | 9 | Fall | 0.39166 | 0.40877 | 0.40877 | 0.92982 | 0.21991 | 0.20254 | 0.33397 | 0.44952 | 0.65113 | 0.85008 | 0.012252 | 0.0064921 | 0.20997 | 0.39032 | 0.65113 | 0 | 0 | 0.85 | 0.85 | 0.85 | 0.85 | 0.92982 | 0.012252 | 0.46381 | 0.23378 | 0
2025-03-07 10:00 | 71930.5678 | 61575.8057 | 9944.9613 | 409.8008 | 0.44913 | 0.20088 | 0.20049 | 0.20796 | 66 | 10 | Fall | 0.40411 | 0.42068 | 0.42068 | 0.92508 | 0.22175 | 0.20049 | 0.44913 | 0.57836 | 0.66261 | 0.85008 | 0.012218 | 0.0064921 | 0.20796 | 0.44411 | 0.66261 | 0 | 0 | 0.85 | 0.85 | 0.85 | 0.85 | 0.92508 | 0.012218 | 0.49846 | 0.31439 | 0
2025-03-07 11:00 | 68718.652 | 56774.5094 | 11542.9769 | 401.1657 | 0.5213 | 0.19665 | 0.19643 | 0.20057 | 66 | 11 | Fall | 0.41644 | 0.43336 | 0.43336 | 0.9244 | 0.22921 | 0.19643 | 0.5213 | 0.61146 | 0.66261 | 0.85008 | 0.011903 | 0.0067811 | 0.20057 | 0.48314 | 0.66261 | 0 | 0 | 0.85 | 0.85 | 0.85 | 0.85 | 0.9244 | 0.011903 | 0.55063 | 0.36491 | 0
2025-03-07 12:00 | 67311.721 | 55088.8567 | 11833.5765 | 389.2878 | 0.53443 | 0.19083 | 0.19057 | 0.19554 | 66 | 12 | Fall | 0.43539 | 0.4543 | 0.4543 | 0.92402 | 0.24522 | 0.19057 | 0.53443 | 0.64788 | 0.66261 | 0.85008 | 0.011903 | 0.0064921 | 0.19554 | 0.53927 | 0.66261 | 0 | 0 | 0.85 | 0.85 | 0.85 | 0.85 | 0.92402 | 0.011903 | 0.58716 | 0.3741 | 0
2025-03-07 13:00 | 67200.1665 | 55819.8284 | 11000.8934 | 379.4447 | 0.49682 | 0.186 | 0.18573 | 0.19101 | 66 | 13 | Fall | 0.46136 | 0.47855 | 0.47855 | 0.92234 | 0.2669 | 0.18573 | 0.49682 | 0.6577 | 0.66261 | 0.85008 | 0.011694 | 0.0098579 | 0.19101 | 0.58521 | 0.66261 | 0 | 0 | 0.85 | 0.85 | 0.85 | 0.85 | 0.92234 | 0.011694 | 0.60493 | 0.34778 | 0
2025-03-07 14:00 | 67408.5968 | 57822.6271 | 9215.4739 | 370.4958 | 0.41619 | 0.18162 | 0.18147 | 0.18431 | 66 | 14 | Fall | 0.48366 | 0.49376 | 0.49376 | 0.92148 | 0.3113 | 0.18147 | 0.41619 | 0.654 | 0.66424 | 0.85008 | 0.011659 | 0.015065 | 0.18431 | 0.62713 | 0.66424 | 0 | 0 | 0.85 | 0.85 | 0.85 | 0.85 | 0.92148 | 0.011659 | 0.61302 | 0.29133 | 0
2025-03-07 15:00 | 67954.47 | 60946.166 | 6649.4117 | 358.8922 | 0.3003 | 0.17593 | 0.17534 | 0.18656 | 66 | 15 | Fall | 0.50654 | 0.50702 | 0.50702 | 0.92059 | 0.39325 | 0.17534 | 0.3003 | 0.65838 | 0.66424 | 0.85008 | 0.011415 | 0.018179 | 0.18656 | 0.6525 | 0.66424 | 0 | 0 | 0.85 | 0.85 | 0.85 | 0.85 | 0.92059 | 0.011415 | 0.63439 | 0.21021 | 0.00017779
2025-03-07 16:00 | 69379.6519 | 65110.0878 | 3927.9999 | 341.5642 | 0.1774 | 0.16743 | 0.16714 | 0.17269 | 66 | 16 | Fall | 0.52814 | 0.52024 | 0.52024 | 0.92028 | 0.45282 | 0.16714 | 0.1774 | 0.66367 | 0.66641 | 0.85008 | 0.011903 | 0.018609 | 0.17269 | 0.68032 | 0.66641 | 0 | 0 | 0.85 | 0.85 | 0.85 | 0.85 | 0.92028 | 0.011903 | 0.64677 | 0.12418 | 0.03688
2025-03-07 17:00 | 72048.1565 | 70414.697 | 1306.5012 | 326.9583 | 0.059004 | 0.16027 | 0.15993 | 0.16647 | 66 | 17 | Fall | 0.55921 | 0.52787 | 0.52787 | 0.92028 | 0.49849 | 0.15993 | 0.059004 | 0.6549 | 0.66641 | 0.85008 | 0.012497 | 0.02092 | 0.16647 | 0.69339 | 0.66641 | 0 | 0 | 0.85 | 0.85 | 0.85 | 0.85 | 0.92028 | 0.012497 | 0.65974 | 0.041303 | 0.46447
2025-03-07 18:00 | 76146.2489 | 75791.3491 | 26.4601 | 328.4397 | 0.001195 | 0.161 | 0.16015 | 0.17633 | 66 | 18 | Fall | 0.56981 | 0.53326 | 0.53326 | 0.92026 | 0.51472 | 0.16015 | 0.001195 | 0.58607 | 0.66641 | 0.85008 | 0.012776 | 0.030806 | 0.17633 | 0.72066 | 0.66641 | 0 | 0 | 0.85 | 0.85 | 0.85 | 0.85 | 0.92026 | 0.012776 | 0.67697 | 0.00083649 | 0.42382
2025-03-07 19:00 | 75590.7428 | 75266.5446 | 0 | 324.1982 | 0 | 0.15892 | 0.1576 | 0.18279 | 66 | 19 | Fall | 0.58792 | 0.53844 | 0.53844 | 0.92081 | 0.51215 | 0.1576 | 0 | 0.30172 | 0.66641 | 0.85008 | 0.012985 | 0.040504 | 0.18279 | 0.70767 | 0.66641 | 0 | 0 | 0.85 | 0.85 | 0.85 | 0.85 | 0.92081 | 0.012985 | 0.6913 | 0 | 0.3403
2025-03-07 20:00 | 73784.6601 | 73468.8333 | 0 | 315.8267 | 0 | 0.15482 | 0.15336 | 0.18112 | 66 | 20 | Fall | 0.58769 | 0.53296 | 0.53296 | 0.92152 | 0.47501 | 0.15336 | 0 | 0.0006045 | 0.66641 | 0.85008 | 0.012671 | 0.027207 | 0.18112 | 0.69538 | 0.66641 | 0 | 0 | 0.85 | 0.85 | 0.85 | 0.85 | 0.92152 | 0.012671 | 0.69331 | 0 | 0.11348
2025-03-07 21:00 | 71002.3002 | 70694.0415 | 0 | 308.2587 | 0 | 0.15111 | 0.15001 | 0.171 | 66 | 21 | Fall | 0.5589 | 0.51972 | 0.51972 | 0.92369 | 0.43894 | 0.15001 | 0 | 0 | 0.66478 | 0.85008 | 0.012741 | 0.015558 | 0.171 | 0.62275 | 0.66478 | 0 | 0 | 0.85 | 0.85 | 0.85 | 0.85 | 0.92369 | 0.012741 | 0.67279 | 0 | 0.16147
2025-03-07 22:00 | 66552.7733 | 66247.4997 | 0 | 305.2736 | 0 | 0.14964 | 0.14892 | 0.1627 | 66 | 22 | Fall | 0.51728 | 0.4948 | 0.4948 | 0.92621 | 0.40003 | 0.14892 | 0 | 0 | 0.66478 | 0.85008 | 0.012881 | 0.0070257 | 0.1627 | 0.54639 | 0.66478 | 0 | 0 | 0.85 | 0.85 | 0.85 | 0.85 | 0.92621 | 0.012881 | 0.63052 | 0 | 0.1153
2025-03-07 23:00 | 61946.9028 | 61645.2 | 0 | 301.7028 | 0 | 0.14789 | 0.1475 | 0.15509 | 66 | 23 | Fall | 0.47532 | 0.45627 | 0.45627 | 0.92842 | 0.36928 | 0.1475 | 0 | 0 | 0.65567 | 0.85008 | 0.012252 | 0.0070257 | 0.15509 | 0.47566 | 0.65567 | 0 | 0 | 0.85 | 0.85 | 0.85 | 0.85 | 0.92842 | 0.012252 | 0.56646 | 0 | 0.067351
2025-03-08 00:00 | 37957.2203 | 37653.246 | 0 | 303.9743 | 0 | 0.14901 | 0.1489 | 0.15091 | 67 | 0 | Spring | 0.27877 | 0.32807 | 0.32807 | 0.86806 | 0.41526 | 0.1489 | 0 | 0 | 0.64562 | 0.85008 | 0.0133 | 0.00079999 | 0.15091 | 0.22892 | 0.64562 | 0 | 0 | 0.85 | 0.85 | 0.85 | 0.85 | 0.86806 | 0.0133 | 0.36461 | 0 | 0.048952
2025-03-08 01:00 | 37306.7218 | 37001.9594 | 0 | 304.7624 | 0 | 0.14939 | 0.14948 | 0.14775 | 67 | 1 | Spring | 0.27126 | 0.31736 | 0.31736 | 0.87726 | 0.38 | 0.14948 | 0 | 0 | 0.64562 | 0.85008 | 0.012357 | 0.00079999 | 0.14775 | 0.2248 | 0.64562 | 0 | 0 | 0.85 | 0.85 | 0.85 | 0.85 | 0.87726 | 0.012357 | 0.36019 | 0 | 0
2025-03-08 02:00 | 37186.2613 | 36879.1673 | 0 | 307.0941 | 0 | 0.15054 | 0.15071 | 0.1474 | 67 | 2 | Spring | 0.2611 | 0.30561 | 0.30561 | 0.87644 | 0.34552 | 0.15071 | 0 | 0 | 0.64562 | 0.85008 | 0.012462 | 0.00079999 | 0.1474 | 0.21959 | 0.64562 | 0 | 0 | 0.85 | 0.85 | 0.85 | 0.85 | 0.87644 | 0.012462 | 0.35507 | 0 | 0.0076969
2025-03-08 03:00 | 37183.1687 | 36870.2776 | 0 | 312.8911 | 0 | 0.15338 | 0.15362 | 0.14896 | 67 | 3 | Spring | 0.25348 | 0.29808 | 0.29808 | 0.87591 | 0.33422 | 0.15362 | 0 | 0 | 0.64562 | 0.85008 | 0.013439 | 0.00079999 | 0.14896 | 0.21762 | 0.64562 | 0 | 0 | 0.85 | 0.85 | 0.85 | 0.85 | 0.87591 | 0.013439 | 0.3547 | 0 | 0
2025-03-08 04:00 | 37400.1822 | 37079.2118 | 0 | 320.9704 | 0 | 0.15734 | 0.15786 | 0.14788 | 67 | 4 | Spring | 0.24517 | 0.29516 | 0.29516 | 0.87706 | 0.32769 | 0.15786 | 0 | 0 | 0.64562 | 0.85008 | 0.013579 | 0.00079999 | 0.14788 | 0.22054 | 0.64562 | 0 | 0 | 0.85 | 0.85 | 0.85 | 0.85 | 0.87706 | 0.013579 | 0.36068 | 0 | 0
2025-03-08 05:00 | 39622.7427 | 39300.7875 | 0 | 321.9552 | 0 | 0.15782 | 0.1585 | 0.14547 | 67 | 5 | Spring | 0.24319 | 0.29542 | 0.29542 | 0.87925 | 0.32324 | 0.1585 | 0 | 0 | 0.64562 | 0.85008 | 0.013719 | 0.00079999 | 0.14547 | 0.24903 | 0.64562 | 0 | 0 | 0.85 | 0.85 | 0.85 | 0.85 | 0.87925 | 0.013719 | 0.38813 | 0 | 0
2025-03-08 06:00 | 41785.7477 | 41431.7332 | 45.6498 | 308.3648 | 0.0020616 | 0.15116 | 0.15181 | 0.13931 | 67 | 6 | Spring | 0.25416 | 0.29826 | 0.29826 | 0.88123 | 0.35611 | 0.15181 | 0.0020616 | 0 | 0.6501 | 0.85008 | 0.013404 | 0.00083936 | 0.13931 | 0.30317 | 0.6501 | 0 | 0 | 0.85 | 0.85 | 0.85 | 0.85 | 0.88123 | 0.013404 | 0.4151 | 0.0014431 | 0
2025-03-08 07:00 | 43549.3466 | 41665.5353 | 1597.8261 | 285.9852 | 0.072161 | 0.14019 | 0.1406 | 0.13267 | 67 | 7 | Spring | 0.26383 | 0.30635 | 0.30635 | 0.88211 | 0.39696 | 0.1406 | 0.072161 | 0 | 0.65669 | 0.85008 | 0.012671 | 0.0010882 | 0.13267 | 0.29 | 0.65669 | 0 | 0 | 0.85 | 0.85 | 0.85 | 0.85 | 0.88211 | 0.012671 | 0.40054 | 0.050513 | 0.0096656
2025-03-08 08:00 | 44980.1426 | 40130.2537 | 4601.8432 | 248.0457 | 0.20783 | 0.12159 | 0.12128 | 0.12723 | 67 | 8 | Spring | 0.26441 | 0.30255 | 0.30255 | 0.88442 | 0.42633 | 0.12128 | 0.20783 | 0 | 0.65669 | 0.85008 | 0.012183 | 0.0010228 | 0.12723 | 0.28372 | 0.65669 | 0 | 0 | 0.85 | 0.85 | 0.85 | 0.85 | 0.88442 | 0.012183 | 0.39226 | 0.14548 | 0.029613
2025-03-08 09:00 | 46202.1943 | 38412.4452 | 7538.0505 | 251.6986 | 0.34043 | 0.12338 | 0.12258 | 0.13779 | 67 | 9 | Spring | 0.25911 | 0.30095 | 0.30095 | 0.88542 | 0.45108 | 0.12258 | 0.34043 | 0.38061 | 0.65642 | 0.85008 | 0.011659 | 0.00079999 | 0.13779 | 0.26073 | 0.65642 | 0 | 0 | 0.85 | 0.85 | 0.85 | 0.85 | 0.88542 | 0.011659 | 0.37528 | 0.2383 | 0
2025-03-08 10:00 | 46023.1588 | 35932.2407 | 9813.1151 | 277.803 | 0.44318 | 0.13618 | 0.13532 | 0.15166 | 67 | 10 | Spring | 0.26146 | 0.29721 | 0.29721 | 0.88641 | 0.4463 | 0.13532 | 0.44318 | 0.64871 | 0.65688 | 0.85008 | 0.011484 | 0.00079999 | 0.15166 | 0.27476 | 0.65688 | 0 | 0 | 0.85 | 0.85 | 0.85 | 0.85 | 0.88641 | 0.011484 | 0.37825 | 0.31023 | 0
2025-03-08 11:00 | 45384.8579 | 33984.4577 | 11104.8044 | 295.5958 | 0.50152 | 0.1449 | 0.14396 | 0.16189 | 67 | 11 | Spring | 0.25473 | 0.28311 | 0.28311 | 0.88809 | 0.41276 | 0.14396 | 0.50152 | 0.69148 | 0.65688 | 0.85008 | 0.01138 | 0.00079999 | 0.16189 | 0.29695 | 0.65688 | 0 | 0 | 0.85 | 0.85 | 0.85 | 0.85 | 0.88809 | 0.01138 | 0.38376 | 0.35106 | 0.0092363
2025-03-08 12:00 | 44484.7532 | 32619.1039 | 11556.8236 | 308.8256 | 0.52193 | 0.15139 | 0.15033 | 0.17049 | 67 | 12 | Spring | 0.24979 | 0.27224 | 0.27224 | 0.88874 | 0.38152 | 0.15033 | 0.52193 | 0.67553 | 0.65688 | 0.85008 | 0.011484 | 0.00080167 | 0.17049 | 0.31905 | 0.65688 | 0 | 0 | 0.85 | 0.85 | 0.85 | 0.85 | 0.88874 | 0.011484 | 0.39243 | 0.36535 | 0.0092363
2025-03-08 13:00 | 42146.2484 | 30928.7855 | 10897.2206 | 320.2423 | 0.49214 | 0.15698 | 0.15583 | 0.17775 | 67 | 13 | Spring | 0.2448 | 0.25993 | 0.25993 | 0.88865 | 0.35645 | 0.15583 | 0.49214 | 0.66427 | 0.65688 | 0.85008 | 0.010123 | 0.00079999 | 0.17775 | 0.32335 | 0.65688 | 0 | 0 | 0.85 | 0.85 | 0.85 | 0.85 | 0.88865 | 0.010123 | 0.40028 | 0.3445 | 0.0092363
2025-03-08 14:00 | 41868.7678 | 32335.1406 | 9203.3398 | 330.2875 | 0.41564 | 0.16191 | 0.16069 | 0.1838 | 67 | 14 | Spring | 0.24385 | 0.25881 | 0.25881 | 0.88747 | 0.34975 | 0.16069 | 0.41564 | 0.65679 | 0.65688 | 0.85008 | 0.0099835 | 0.0013328 | 0.1838 | 0.32489 | 0.65688 | 0 | 0 | 0.85 | 0.85 | 0.85 | 0.85 | 0.88747 | 0.0099835 | 0.40115 | 0.29095 | 0.0094141
2025-03-08 15:00 | 42070.6924 | 34721.2493 | 7018.7237 | 330.7194 | 0.31698 | 0.16212 | 0.16061 | 0.18929 | 67 | 15 | Spring | 0.24372 | 0.26351 | 0.26351 | 0.88663 | 0.34492 | 0.16061 | 0.31698 | 0.66692 | 0.65688 | 0.85008 | 0.010088 | 0.0013328 | 0.18929 | 0.33518 | 0.65688 | 0 | 0 | 0.85 | 0.85 | 0.85 | 0.85 | 0.88663 | 0.010088 | 0.4158 | 0.22189 | 0.0094141
2025-03-08 16:00 | 42732.2824 | 37966.107 | 4442.449 | 323.7265 | 0.20063 | 0.15869 | 0.15664 | 0.1958 | 67 | 16 | Spring | 0.24178 | 0.27908 | 0.27908 | 0.87629 | 0.34371 | 0.15664 | 0.20063 | 0.67652 | 0.66614 | 0.85008 | 0.010018 | 0.0013328 | 0.1958 | 0.36047 | 0.66614 | 0 | 0 | 0.85 | 0.85 | 0.85 | 0.85 | 0.87629 | 0.010018 | 0.43848 | 0.14044 | 0.0092363
2025-03-08 17:00 | 45523.0941 | 43591.8816 | 1600.707 | 330.5055 | 0.072291 | 0.16201 | 0.15983 | 0.20146 | 67 | 17 | Spring | 0.24363 | 0.29823 | 0.29823 | 0.87688 | 0.36264 | 0.15983 | 0.072291 | 0.6679 | 0.66614 | 0.85008 | 0.010018 | 0.0035317 | 0.20146 | 0.37417 | 0.66614 | 0 | 0 | 0.85 | 0.85 | 0.85 | 0.85 | 0.87688 | 0.010018 | 0.48342 | 0.050604 | 0.28272
2025-03-08 18:00 | 49941.1538 | 49533.2842 | 39.5565 | 368.3131 | 0.0017865 | 0.18055 | 0.17898 | 0.20893 | 67 | 18 | Spring | 0.25066 | 0.31384 | 0.31384 | 0.87696 | 0.40118 | 0.17898 | 0.0017865 | 0.58773 | 0.66614 | 0.85008 | 0.010158 | 0.027398 | 0.20893 | 0.3962 | 0.66614 | 0 | 0 | 0.85 | 0.85 | 0.85 | 0.85 | 0.87696 | 0.010158 | 0.50599 | 0.0012505 | 0.42211
2025-03-08 19:00 | 50205.7498 | 49807.1684 | 0 | 398.5814 | 0 | 0.19538 | 0.1944 | 0.21308 | 67 | 19 | Spring | 0.26664 | 0.33067 | 0.33067 | 0.8775 | 0.42487 | 0.1944 | 0 | 0.23069 | 0.66641 | 0.85008 | 0.010612 | 0.027398 | 0.21308 | 0.41363 | 0.66641 | 0 | 0 | 0.85 | 0.85 | 0.85 | 0.85 | 0.8775 | 0.010612 | 0.52452 | 0 | 0.39185
2025-03-08 20:00 | 49684.6324 | 49279.4271 | 0 | 405.2054 | 0 | 0.19863 | 0.19774 | 0.21474 | 67 | 20 | Spring | 0.28392 | 0.33907 | 0.33907 | 0.87706 | 0.44583 | 0.19774 | 0 | 0 | 0.66641 | 0.85008 | 0.010717 | 0.013216 | 0.21474 | 0.41376 | 0.66641 | 0 | 0 | 0.85 | 0.85 | 0.85 | 0.85 | 0.87706 | 0.010717 | 0.52178 | 0 | 0.34357
2025-03-08 21:00 | 47587.2227 | 47184.629 | 0 | 402.5936 | 0 | 0.19735 | 0.19641 | 0.21429 | 67 | 21 | Spring | 0.28852 | 0.33774 | 0.33774 | 0.87764 | 0.44688 | 0.19641 | 0 | 0 | 0.66641 | 0.85008 | 0.010682 | 0.0013328 | 0.21429 | 0.40821 | 0.66641 | 0 | 0 | 0.85 | 0.85 | 0.85 | 0.85 | 0.87764 | 0.010682 | 0.49219 | 0 | 0.10075
2025-03-08 22:00 | 44384.8669 | 43988.9021 | 0 | 395.9649 | 0 | 0.1941 | 0.19302 | 0.21367 | 67 | 22 | Spring | 0.27883 | 0.33192 | 0.33192 | 0.87863 | 0.45017 | 0.19302 | 0 | 0 | 0.66641 | 0.85008 | 0.010717 | 0.0013328 | 0.21367 | 0.36384 | 0.66641 | 0 | 0 | 0.85 | 0.85 | 0.85 | 0.85 | 0.87863 | 0.010717 | 0.43629 | 0 | 0.081544
2025-03-08 23:00 | 40755.0589 | 40361.5383 | 0 | 393.5206 | 0 | 0.1929 | 0.19185 | 0.21187 | 67 | 23 | Spring | 0.26601 | 0.32932 | 0.32932 | 0.87267 | 0.42104 | 0.19185 | 0 | 0 | 0.65528 | 0.85008 | 0.011973 | 0.0013328 | 0.21187 | 0.30433 | 0.65528 | 0 | 0 | 0.85 | 0.85 | 0.85 | 0.85 | 0.87267 | 0.011973 | 0.38142 | 0 | 0.039465
2025-03-09 00:00 | 38234.2304 | 37834.3023 | 0 | 399.9281 | 0 | 0.19604 | 0.19517 | 0.21187 | 68 | 0 | Spring | 0.27877 | 0.32807 | 0.32807 | 0.86806 | 0.41526 | 0.19517 | 0 | 0 | 0.64562 | 0.85008 | 0.0133 | 0.00079999 | 0.21187 | 0.22892 | 0.64562 | 0 | 0 | 0.85 | 0.85 | 0.85 | 0.85 | 0.86806 | 0.0133 | 0.36461 | 0 | 0.048952
2025-03-09 01:00 | 37609.3974 | 37199.4108 | 0 | 409.9867 | 0 | 0.20097 | 0.20009 | 0.21696 | 68 | 1 | Spring | 0.27126 | 0.31736 | 0.31736 | 0.87726 | 0.38 | 0.20009 | 0 | 0 | 0.64562 | 0.85008 | 0.012357 | 0.00079999 | 0.21696 | 0.2248 | 0.64562 | 0 | 0 | 0.85 | 0.85 | 0.85 | 0.85 | 0.87726 | 0.012357 | 0.36019 | 0 | 0
2025-03-09 02:00 | 37526.6976 | 37107.7977 | 0 | 418.8999 | 0 | 0.20534 | 0.20437 | 0.22296 | 68 | 2 | Spring | 0.2611 | 0.30561 | 0.30561 | 0.87644 | 0.34552 | 0.20437 | 0 | 0 | 0.64562 | 0.85008 | 0.012462 | 0.00079999 | 0.22296 | 0.21959 | 0.64562 | 0 | 0 | 0.85 | 0.85 | 0.85 | 0.85 | 0.87644 | 0.012462 | 0.35507 | 0 | 0.0076969
2025-03-09 03:00 | 37591.1612 | 37163.6699 | 0 | 427.4913 | 0 | 0.20955 | 0.20871 | 0.22487 | 68 | 3 | Spring | 0.25348 | 0.29808 | 0.29808 | 0.87591 | 0.33422 | 0.20871 | 0 | 0 | 0.64562 | 0.85008 | 0.013439 | 0.00079999 | 0.22487 | 0.21762 | 0.64562 | 0 | 0 | 0.85 | 0.85 | 0.85 | 0.85 | 0.87591 | 0.013439 | 0.3547 | 0 | 0
2025-03-09 04:00 | 37919.3918 | 37492.8757 | 0 | 426.5161 | 0 | 0.20908 | 0.20837 | 0.22192 | 68 | 4 | Spring | 0.24517 | 0.29516 | 0.29516 | 0.87706 | 0.32769 | 0.20837 | 0 | 0 | 0.64562 | 0.85008 | 0.013579 | 0.00079999 | 0.22192 | 0.22054 | 0.64562 | 0 | 0 | 0.85 | 0.85 | 0.85 | 0.85 | 0.87706 | 0.013579 | 0.36068 | 0 | 0
2025-03-09 05:00 | 40175.2075 | 39755.3616 | 0 | 419.8459 | 0 | 0.20581 | 0.20553 | 0.21075 | 68 | 5 | Spring | 0.24319 | 0.29542 | 0.29542 | 0.87925 | 0.32324 | 0.20553 | 0 | 0 | 0.64562 | 0.85008 | 0.013719 | 0.00079999 | 0.21075 | 0.24903 | 0.64562 | 0 | 0 | 0.85 | 0.85 | 0.85 | 0.85 | 0.87925 | 0.013719 | 0.38813 | 0 | 0
2025-03-09 06:00 | 42377.9041 | 41920.161 | 54.338 | 403.4051 | 0.002454 | 0.19775 | 0.1983 | 0.18774 | 68 | 6 | Spring | 0.25416 | 0.29826 | 0.29826 | 0.88123 | 0.35611 | 0.1983 | 0.002454 | 0 | 0.6501 | 0.85008 | 0.013404 | 0.00083936 | 0.18774 | 0.30317 | 0.6501 | 0 | 0 | 0.85 | 0.85 | 0.85 | 0.85 | 0.88123 | 0.013404 | 0.4151 | 0.0017178 | 0
2025-03-09 07:00 | 43929.5793 | 41897.9583 | 1667.2803 | 364.3408 | 0.075298 | 0.1786 | 0.17964 | 0.1598 | 68 | 7 | Spring | 0.26383 | 0.30635 | 0.30635 | 0.88211 | 0.39696 | 0.17964 | 0.075298 | 0 | 0.65669 | 0.85008 | 0.012671 | 0.0010882 | 0.1598 | 0.29 | 0.65669 | 0 | 0 | 0.85 | 0.85 | 0.85 | 0.85 | 0.88211 | 0.012671 | 0.40054 | 0.052708 | 0.0096656
2025-03-09 08:00 | 45349.4358 | 40127.1048 | 4882.2644 | 340.0667 | 0.22049 | 0.1667 | 0.16831 | 0.13762 | 68 | 8 | Spring | 0.26441 | 0.30255 | 0.30255 | 0.88442 | 0.42633 | 0.16831 | 0.22049 | 0 | 0.65669 | 0.85008 | 0.012183 | 0.0010228 | 0.13762 | 0.28372 | 0.65669 | 0 | 0 | 0.85 | 0.85 | 0.85 | 0.85 | 0.88442 | 0.012183 | 0.39226 | 0.15435 | 0.029613
2025-03-09 09:00 | 46628.6113 | 38243.5346 | 8021.0345 | 364.0423 | 0.36225 | 0.17845 | 0.18082 | 0.13559 | 68 | 9 | Spring | 0.25911 | 0.30095 | 0.30095 | 0.88542 | 0.45108 | 0.18082 | 0.36225 | 0.38061 | 0.65642 | 0.85008 | 0.011659 | 0.00079999 | 0.13559 | 0.26073 | 0.65642 | 0 | 0 | 0.85 | 0.85 | 0.85 | 0.85 | 0.88542 | 0.011659 | 0.37528 | 0.25357 | 0
2025-03-09 10:00 | 46392.9884 | 35420.8827 | 10603.6863 | 368.4193 | 0.47888 | 0.1806 | 0.18277 | 0.14129 | 68 | 10 | Spring | 0.26146 | 0.29721 | 0.29721 | 0.88641 | 0.4463 | 0.18277 | 0.47888 | 0.64871 | 0.65688 | 0.85008 | 0.011484 | 0.00079999 | 0.14129 | 0.27476 | 0.65688 | 0 | 0 | 0.85 | 0.85 | 0.85 | 0.85 | 0.88641 | 0.011484 | 0.37825 | 0.33522 | 0
2025-03-09 11:00 | 45666.1859 | 33009.372 | 12296.1062 | 360.7077 | 0.55532 | 0.17682 | 0.17865 | 0.14362 | 68 | 11 | Spring | 0.25473 | 0.28311 | 0.28311 | 0.88809 | 0.41276 | 0.17865 | 0.55532 | 0.69148 | 0.65688 | 0.85008 | 0.01138 | 0.00079999 | 0.14362 | 0.29695 | 0.65688 | 0 | 0 | 0.85 | 0.85 | 0.85 | 0.85 | 0.88809 | 0.01138 | 0.38376 | 0.38872 | 0.0092363
2025-03-09 12:00 | 44641.9106 | 31491.591 | 12797.5407 | 352.7789 | 0.57796 | 0.17293 | 0.17462 | 0.14247 | 68 | 12 | Spring | 0.24979 | 0.27224 | 0.27224 | 0.88874 | 0.38152 | 0.17462 | 0.57796 | 0.67553 | 0.65688 | 0.85008 | 0.011484 | 0.00080167 | 0.14247 | 0.31905 | 0.65688 | 0 | 0 | 0.85 | 0.85 | 0.85 | 0.85 | 0.88874 | 0.011484 | 0.39243 | 0.40457 | 0.0092363
2025-03-09 13:00 | 42148.3135 | 29441.6131 | 12362.9894 | 343.711 | 0.55834 | 0.16849 | 0.16998 | 0.14156 | 68 | 13 | Spring | 0.2448 | 0.25993 | 0.25993 | 0.88865 | 0.35645 | 0.16998 | 0.55834 | 0.66427 | 0.65688 | 0.85008 | 0.010123 | 0.00079999 | 0.14156 | 0.32335 | 0.65688 | 0 | 0 | 0.85 | 0.85 | 0.85 | 0.85 | 0.88865 | 0.010123 | 0.40028 | 0.39084 | 0.0092363
2025-03-09 14:00 | 41687.6345 | 30403.0339 | 10955.3485 | 329.2521 | 0.49477 | 0.1614 | 0.16252 | 0.14108 | 68 | 14 | Spring | 0.24385 | 0.25881 | 0.25881 | 0.88747 | 0.34975 | 0.16252 | 0.49477 | 0.65679 | 0.65688 | 0.85008 | 0.0099835 | 0.0013328 | 0.14108 | 0.32489 | 0.65688 | 0 | 0 | 0.85 | 0.85 | 0.85 | 0.85 | 0.88747 | 0.0099835 | 0.40115 | 0.34634 | 0.0094141
2025-03-09 15:00 | 41744.1214 | 33045.9357 | 8384.9622 | 313.2234 | 0.37868 | 0.15354 | 0.15435 | 0.13899 | 68 | 15 | Spring | 0.24372 | 0.26351 | 0.26351 | 0.88663 | 0.34492 | 0.15435 | 0.37868 | 0.66692 | 0.65688 | 0.85008 | 0.010088 | 0.0013328 | 0.13899 | 0.33518 | 0.65688 | 0 | 0 | 0.85 | 0.85 | 0.85 | 0.85 | 0.88663 | 0.010088 | 0.4158 | 0.26508 | 0.0094141
2025-03-09 16:00 | 42337.2701 | 36765.87 | 5271.94 | 299.4601 | 0.23809 | 0.14679 | 0.14735 | 0.13666 | 68 | 16 | Spring | 0.24178 | 0.27908 | 0.27908 | 0.87629 | 0.34371 | 0.14735 | 0.23809 | 0.67652 | 0.66614 | 0.85008 | 0.010018 | 0.0013328 | 0.13666 | 0.36047 | 0.66614 | 0 | 0 | 0.85 | 0.85 | 0.85 | 0.85 | 0.87629 | 0.010018 | 0.43848 | 0.16666 | 0.0092363
2025-03-09 17:00 | 45182.9652 | 42979.4158 | 1903.4753 | 300.0741 | 0.085965 | 0.1471 | 0.14748 | 0.14022 | 68 | 17 | Spring | 0.24363 | 0.29823 | 0.29823 | 0.87688 | 0.36264 | 0.14748 | 0.085965 | 0.6679 | 0.66614 | 0.85008 | 0.010018 | 0.0035317 | 0.14022 | 0.37417 | 0.66614 | 0 | 0 | 0.85 | 0.85 | 0.85 | 0.85 | 0.87688 | 0.010018 | 0.48342 | 0.060175 | 0.28272
2025-03-09 18:00 | 49981.2746 | 49607.2002 | 50.2781 | 323.7963 | 0.0022707 | 0.15872 | 0.15929 | 0.14853 | 68 | 18 | Spring | 0.25066 | 0.31384 | 0.31384 | 0.87696 | 0.40118 | 0.15929 | 0.0022707 | 0.58773 | 0.66614 | 0.85008 | 0.010158 | 0.027398 | 0.14853 | 0.3962 | 0.66614 | 0 | 0 | 0.85 | 0.85 | 0.85 | 0.85 | 0.87696 | 0.010158 | 0.50599 | 0.0015895 | 0.42211
2025-03-09 19:00 | 50242.0355 | 49907.318 | 0 | 334.7175 | 0 | 0.16408 | 0.16497 | 0.14788 | 68 | 19 | Spring | 0.26664 | 0.33067 | 0.33067 | 0.8775 | 0.42487 | 0.16497 | 0 | 0.23069 | 0.66641 | 0.85008 | 0.010612 | 0.027398 | 0.14788 | 0.41363 | 0.66641 | 0 | 0 | 0.85 | 0.85 | 0.85 | 0.85 | 0.8775 | 0.010612 | 0.52452 | 0 | 0.39185
2025-03-09 20:00 | 49700.5627 | 49363.3303 | 0 | 337.2324 | 0 | 0.16531 | 0.16638 | 0.14598 | 68 | 20 | Spring | 0.28392 | 0.33907 | 0.33907 | 0.87706 | 0.44583 | 0.16638 | 0 | 0 | 0.66641 | 0.85008 | 0.010717 | 0.013216 | 0.14598 | 0.41376 | 0.66641 | 0 | 0 | 0.85 | 0.85 | 0.85 | 0.85 | 0.87706 | 0.010717 | 0.52178 | 0 | 0.34357
2025-03-09 21:00 | 47573.9474 | 47240.8909 | 0 | 333.0565 | 0 | 0.16326 | 0.16433 | 0.14397 | 68 | 21 | Spring | 0.28852 | 0.33774 | 0.33774 | 0.87764 | 0.44688 | 0.16433 | 0 | 0 | 0.66641 | 0.85008 | 0.010682 | 0.0013328 | 0.14397 | 0.40821 | 0.66641 | 0 | 0 | 0.85 | 0.85 | 0.85 | 0.85 | 0.87764 | 0.010682 | 0.49219 | 0 | 0.10075
2025-03-09 22:00 | 44329.4059 | 44004.2393 | 0 | 325.1667 | 0 | 0.1594 | 0.16049 | 0.13955 | 68 | 22 | Spring | 0.27883 | 0.33192 | 0.33192 | 0.87863 | 0.45017 | 0.16049 | 0 | 0 | 0.66641 | 0.85008 | 0.010717 | 0.0013328 | 0.13955 | 0.36384 | 0.66641 | 0 | 0 | 0.85 | 0.85 | 0.85 | 0.85 | 0.87863 | 0.010717 | 0.43629 | 0 | 0.081544
2025-03-09 23:00 | 40658.2971 | 40344.425 | 0 | 313.8721 | 0 | 0.15386 | 0.15505 | 0.13235 | 68 | 23 | Spring | 0.26601 | 0.32932 | 0.32932 | 0.87267 | 0.42104 | 0.15505 | 0 | 0 | 0.65528 | 0.85008 | 0.011973 | 0.0013328 | 0.13235 | 0.30433 | 0.65528 | 0 | 0 | 0.85 | 0.85 | 0.85 | 0.85 | 0.87267 | 0.011973 | 0.38142 | 0 | 0.039465
2025-03-10 00:00 | 60090.9007 | 59781.2366 | 0 | 309.6641 | 0 | 0.1518 | 0.1531 | 0.12822 | 69 | 0 | Fall | 0.40086 | 0.41408 | 0.41408 | 0.9324 | 0.29275 | 0.1531 | 0 | 0 | 0.65196 | 0.85008 | 0.011834 | 0.0070257 | 0.12822 | 0.40145 | 0.65196 | 0 | 0 | 0.85 | 0.85 | 0.85 | 0.85 | 0.9324 | 0.011834 | 0.52583 | 0 | 0.01542
2025-03-10 01:00 | 59388.5088 | 59088.5798 | 0 | 299.929 | 0 | 0.14702 | 0.14796 | 0.13015 | 69 | 1 | Fall | 0.37675 | 0.40095 | 0.40095 | 0.93332 | 0.26062 | 0.14796 | 0 | 0 | 0.65196 | 0.85008 | 0.012078 | 0.0070257 | 0.13015 | 0.38521 | 0.65196 | 0 | 0 | 0.85 | 0.85 | 0.85 | 0.85 | 0.93332 | 0.012078 | 0.49927 | 0 | 0
2025-03-10 02:00 | 59200.8878 | 58909.0639 | 0 | 291.8239 | 0 | 0.14305 | 0.14354 | 0.13425 | 69 | 2 | Fall | 0.36036 | 0.37824 | 0.37824 | 0.93336 | 0.22473 | 0.14354 | 0 | 0 | 0.65196 | 0.85008 | 0.012357 | 0.0070257 | 0.13425 | 0.38017 | 0.65196 | 0 | 0 | 0.85 | 0.85 | 0.85 | 0.85 | 0.93336 | 0.012357 | 0.49291 | 0 | 0
2025-03-10 03:00 | 59201.1857 | 58909.0238 | 0 | 292.1619 | 0 | 0.14322 | 0.14354 | 0.13741 | 69 | 3 | Fall | 0.34783 | 0.36163 | 0.36163 | 0.93289 | 0.18289 | 0.14354 | 0 | 0 | 0.64813 | 0.85008 | 0.012532 | 0.0070257 | 0.13741 | 0.37147 | 0.64813 | 0 | 0 | 0.85 | 0.85 | 0.85 | 0.85 | 0.93289 | 0.012532 | 0.48498 | 0 | 0
2025-03-10 04:00 | 59880.9172 | 59586.3466 | 0 | 294.5706 | 0 | 0.1444 | 0.14454 | 0.14178 | 69 | 4 | Fall | 0.34209 | 0.36519 | 0.36519 | 0.93361 | 0.16879 | 0.14454 | 0 | 0 | 0.65104 | 0.85008 | 0.012532 | 0.0070257 | 0.14178 | 0.37052 | 0.65104 | 0 | 0 | 0.85 | 0.85 | 0.85 | 0.85 | 0.93361 | 0.012532 | 0.48267 | 0 | 0
2025-03-10 05:00 | 64743.3016 | 64454.8417 | 0 | 288.46 | 0 | 0.1414 | 0.14093 | 0.15 | 69 | 5 | Fall | 0.34482 | 0.37756 | 0.37756 | 0.93576 | 0.17276 | 0.14093 | 0 | 0 | 0.65104 | 0.85008 | 0.012497 | 0.0064921 | 0.15 | 0.37314 | 0.65104 | 0 | 0 | 0.85 | 0.85 | 0.85 | 0.85 | 0.93576 | 0.012497 | 0.48379 | 0 | 0
2025-03-10 06:00 | 72240.4637 | 71908.6853 | 66.5826 | 265.1958 | 0.003007 | 0.13 | 0.12889 | 0.14997 | 69 | 6 | Fall | 0.36517 | 0.39941 | 0.39941 | 0.93715 | 0.18574 | 0.12889 | 0.003007 | 0 | 0.65331 | 0.85008 | 0.012462 | 0.0064921 | 0.14997 | 0.36964 | 0.65331 | 0 | 0 | 0.85 | 0.85 | 0.85 | 0.85 | 0.93715 | 0.012462 | 0.46504 | 0.0021049 | 0
2025-03-10 07:00 | 76972.7394 | 74847.3788 | 1884.0532 | 241.3074 | 0.085088 | 0.11829 | 0.1169 | 0.14338 | 69 | 7 | Fall | 0.38197 | 0.40891 | 0.40891 | 0.93839 | 0.20415 | 0.1169 | 0.085088 | 0 | 0.65331 | 0.85008 | 0.012392 | 0.0064921 | 0.14338 | 0.36205 | 0.65331 | 0 | 0 | 0.85 | 0.85 | 0.85 | 0.85 | 0.93839 | 0.012392 | 0.44968 | 0.059561 | 0
2025-03-10 08:00 | 74980.465 | 69702.0293 | 5052.2428 | 226.1929 | 0.22817 | 0.11088 | 0.10967 | 0.13278 | 69 | 8 | Fall | 0.39185 | 0.40697 | 0.40697 | 0.93566 | 0.21485 | 0.10967 | 0.22817 | 0.16223 | 0.65331 | 0.85008 | 0.012357 | 0.0064921 | 0.13278 | 0.40198 | 0.65331 | 0 | 0 | 0.85 | 0.85 | 0.85 | 0.85 | 0.93566 | 0.012357 | 0.45998 | 0.15972 | 0
2025-03-10 09:00 | 73445.5164 | 65095.5615 | 8119.8408 | 230.1141 | 0.36671 | 0.1128 | 0.11194 | 0.12841 | 69 | 9 | Fall | 0.39166 | 0.40877 | 0.40877 | 0.92982 | 0.21991 | 0.11194 | 0.36671 | 0.44952 | 0.65113 | 0.85008 | 0.012252 | 0.0064921 | 0.12841 | 0.39032 | 0.65113 | 0 | 0 | 0.85 | 0.85 | 0.85 | 0.85 | 0.92982 | 0.012252 | 0.46381 | 0.2567 | 0
2025-03-10 10:00 | 71780.6514 | 60935.9546 | 10613.8347 | 230.8622 | 0.47934 | 0.11317 | 0.11234 | 0.12814 | 69 | 10 | Fall | 0.40411 | 0.42068 | 0.42068 | 0.92508 | 0.22175 | 0.11234 | 0.47934 | 0.57836 | 0.66261 | 0.85008 | 0.012218 | 0.0064921 | 0.12814 | 0.44411 | 0.66261 | 0 | 0 | 0.85 | 0.85 | 0.85 | 0.85 | 0.92508 | 0.012218 | 0.49846 | 0.33554 | 0
2025-03-10 11:00 | 68398.7052 | 56000.506 | 12152.1935 | 246.0057 | 0.54882 | 0.12059 | 0.11997 | 0.13176 | 69 | 11 | Fall | 0.41644 | 0.43336 | 0.43336 | 0.9244 | 0.22921 | 0.11997 | 0.54882 | 0.61146 | 0.66261 | 0.85008 | 0.011903 | 0.0067811 | 0.13176 | 0.48314 | 0.66261 | 0 | 0 | 0.85 | 0.85 | 0.85 | 0.85 | 0.9244 | 0.011903 | 0.55063 | 0.38417 | 0
2025-03-10 12:00 | 66995.5288 | 54047.2349 | 12692.3535 | 255.9404 | 0.57321 | 0.12546 | 0.125 | 0.13387 | 69 | 12 | Fall | 0.43539 | 0.4543 | 0.4543 | 0.92402 | 0.24522 | 0.125 | 0.57321 | 0.64788 | 0.66261 | 0.85008 | 0.011903 | 0.0064921 | 0.13387 | 0.53927 | 0.66261 | 0 | 0 | 0.85 | 0.85 | 0.85 | 0.85 | 0.92402 | 0.011903 | 0.58716 | 0.40125 | 0
2025-03-10 13:00 | 66927.4206 | 54641.2612 | 12024.8842 | 261.2752 | 0.54307 | 0.12808 | 0.12779 | 0.13329 | 69 | 13 | Fall | 0.46136 | 0.47855 | 0.47855 | 0.92234 | 0.2669 | 0.12779 | 0.54307 | 0.6577 | 0.66261 | 0.85008 | 0.011694 | 0.0098579 | 0.13329 | 0.58521 | 0.66261 | 0 | 0 | 0.85 | 0.85 | 0.85 | 0.85 | 0.92234 | 0.011694 | 0.60493 | 0.38015 | 0
2025-03-10 14:00 | 67083.5544 | 56458.5156 | 10355.6159 | 269.423 | 0.46768 | 0.13207 | 0.13199 | 0.13358 | 69 | 14 | Fall | 0.48366 | 0.49376 | 0.49376 | 0.92148 | 0.3113 | 0.13199 | 0.46768 | 0.654 | 0.66424 | 0.85008 | 0.011659 | 0.015065 | 0.13358 | 0.62713 | 0.66424 | 0 | 0 | 0.85 | 0.85 | 0.85 | 0.85 | 0.92148 | 0.011659 | 0.61302 | 0.32738 | 0
2025-03-10 15:00 | 67521.6165 | 59356.0964 | 7889.8135 | 275.7067 | 0.35632 | 0.13515 | 0.13522 | 0.13387 | 69 | 15 | Fall | 0.50654 | 0.50702 | 0.50702 | 0.92059 | 0.39325 | 0.13522 | 0.35632 | 0.65838 | 0.66424 | 0.85008 | 0.011415 | 0.018179 | 0.13387 | 0.6525 | 0.66424 | 0 | 0 | 0.85 | 0.85 | 0.85 | 0.85 | 0.92059 | 0.011415 | 0.63439 | 0.24942 | 0.00017779
2025-03-10 16:00 | 68779.1816 | 63585.2285 | 4917.0503 | 276.9029 | 0.22206 | 0.13574 | 0.13578 | 0.13489 | 69 | 16 | Fall | 0.52814 | 0.52024 | 0.52024 | 0.92028 | 0.45282 | 0.13578 | 0.22206 | 0.66367 | 0.66641 | 0.85008 | 0.011903 | 0.018609 | 0.13489 | 0.68032 | 0.66641 | 0 | 0 | 0.85 | 0.85 | 0.85 | 0.85 | 0.92028 | 0.011903 | 0.64677 | 0.15544 | 0.03688
2025-03-10 17:00 | 71265.9348 | 69175.1573 | 1790.825 | 299.9525 | 0.080877 | 0.14704 | 0.1475 | 0.13872 | 69 | 17 | Fall | 0.55921 | 0.52787 | 0.52787 | 0.92028 | 0.49849 | 0.1475 | 0.080877 | 0.6549 | 0.66641 | 0.85008 | 0.012497 | 0.02092 | 0.13872 | 0.69339 | 0.66641 | 0 | 0 | 0.85 | 0.85 | 0.85 | 0.85 | 0.92028 | 0.012497 | 0.65974 | 0.056614 | 0.46447
2025-03-10 18:00 | 75784.465 | 75402.6743 | 53.671 | 328.1196 | 0.0024239 | 0.16084 | 0.16168 | 0.14574 | 69 | 18 | Fall | 0.56981 | 0.53326 | 0.53326 | 0.92026 | 0.51472 | 0.16168 | 0.0024239 | 0.58607 | 0.66641 | 0.85008 | 0.012776 | 0.030806 | 0.14574 | 0.72066 | 0.66641 | 0 | 0 | 0.85 | 0.85 | 0.85 | 0.85 | 0.92026 | 0.012776 | 0.67697 | 0.0016967 | 0.42382
2025-03-10 19:00 | 75222.5224 | 74886.8045 | 0 | 335.7179 | 0 | 0.16457 | 0.16523 | 0.15252 | 69 | 19 | Fall | 0.58792 | 0.53844 | 0.53844 | 0.92081 | 0.51215 | 0.16523 | 0 | 0.30172 | 0.66641 | 0.85008 | 0.012985 | 0.040504 | 0.15252 | 0.70767 | 0.66641 | 0 | 0 | 0.85 | 0.85 | 0.85 | 0.85 | 0.92081 | 0.012985 | 0.6913 | 0 | 0.3403
2025-03-10 20:00 | 73367.6296 | 73020.8101 | 0 | 346.8195 | 0 | 0.17001 | 0.17056 | 0.1601 | 69 | 20 | Fall | 0.58769 | 0.53296 | 0.53296 | 0.92152 | 0.47501 | 0.17056 | 0 | 0.0006045 | 0.66641 | 0.85008 | 0.012671 | 0.027207 | 0.1601 | 0.69538 | 0.66641 | 0 | 0 | 0.85 | 0.85 | 0.85 | 0.85 | 0.92152 | 0.012671 | 0.69331 | 0 | 0.11348
2025-03-10 21:00 | 70494.0863 | 70135.7507 | 0 | 358.3356 | 0 | 0.17565 | 0.17612 | 0.1672 | 69 | 21 | Fall | 0.5589 | 0.51972 | 0.51972 | 0.92369 | 0.43894 | 0.17612 | 0 | 0 | 0.66478 | 0.85008 | 0.012741 | 0.015558 | 0.1672 | 0.62275 | 0.66478 | 0 | 0 | 0.85 | 0.85 | 0.85 | 0.85 | 0.92369 | 0.012741 | 0.67279 | 0 | 0.16147
2025-03-10 22:00 | 65873.1879 | 65501.3157 | 0 | 371.8722 | 0 | 0.18229 | 0.18289 | 0.1714 | 69 | 22 | Fall | 0.51728 | 0.4948 | 0.4948 | 0.92621 | 0.40003 | 0.18289 | 0 | 0 | 0.66478 | 0.85008 | 0.012881 | 0.0070257 | 0.1714 | 0.54639 | 0.66478 | 0 | 0 | 0.85 | 0.85 | 0.85 | 0.85 | 0.92621 | 0.012881 | 0.63052 | 0 | 0.1153
2025-03-10 23:00 | 61156.5564 | 60774.3426 | 0 | 382.2137 | 0 | 0.18736 | 0.18792 | 0.17732 | 69 | 23 | Fall | 0.47532 | 0.45627 | 0.45627 | 0.92842 | 0.36928 | 0.18792 | 0 | 0 | 0.65567 | 0.85008 | 0.012252 | 0.0070257 | 0.17732 | 0.47566 | 0.65567 | 0 | 0 | 0.85 | 0.85 | 0.85 | 0.85 | 0.92842 | 0.012252 | 0.56646 | 0 | 0.067351
2025-03-11 00:00 | 59113.8962 | 58726.1879 | 0 | 387.7084 | 0 | 0.19005 | 0.19045 | 0.18295 | 70 | 0 | Fall | 0.40086 | 0.41408 | 0.41408 | 0.9324 | 0.29275 | 0.19045 | 0 | 0 | 0.65196 | 0.85008 | 0.011834 | 0.0070257 | 0.18295 | 0.40145 | 0.65196 | 0 | 0 | 0.85 | 0.85 | 0.85 | 0.85 | 0.9324 | 0.011834 | 0.52583 | 0 | 0.01542
2025-03-11 01:00 | 58388.1721 | 58002.1234 | 0 | 386.0487 | 0 | 0.18924 | 0.18942 | 0.18595 | 70 | 1 | Fall | 0.37675 | 0.40095 | 0.40095 | 0.93332 | 0.26062 | 0.18942 | 0 | 0 | 0.65196 | 0.85008 | 0.012078 | 0.0070257 | 0.18595 | 0.38521 | 0.65196 | 0 | 0 | 0.85 | 0.85 | 0.85 | 0.85 | 0.93332 | 0.012078 | 0.49927 | 0 | 0
2025-03-11 02:00 | 58175.3415 | 57792.1608 | 0 | 383.1807 | 0 | 0.18783 | 0.18757 | 0.19254 | 70 | 2 | Fall | 0.36036 | 0.37824 | 0.37824 | 0.93336 | 0.22473 | 0.18757 | 0 | 0 | 0.65196 | 0.85008 | 0.012357 | 0.0070257 | 0.19254 | 0.38017 | 0.65196 | 0 | 0 | 0.85 | 0.85 | 0.85 | 0.85 | 0.93336 | 0.012357 | 0.49291 | 0 | 0
2025-03-11 03:00 | 58166.5211 | 57786.1994 | 0 | 380.3217 | 0 | 0.18643 | 0.18595 | 0.19521 | 70 | 3 | Fall | 0.34783 | 0.36163 | 0.36163 | 0.93289 | 0.18289 | 0.18595 | 0 | 0 | 0.64813 | 0.85008 | 0.012532 | 0.0070257 | 0.19521 | 0.37147 | 0.64813 | 0 | 0 | 0.85 | 0.85 | 0.85 | 0.85 | 0.93289 | 0.012532 | 0.48498 | 0 | 0
2025-03-11 04:00 | 58848.398 | 58473.8081 | 0 | 374.5899 | 0 | 0.18362 | 0.18331 | 0.18919 | 70 | 4 | Fall | 0.34209 | 0.36519 | 0.36519 | 0.93361 | 0.16879 | 0.18331 | 0 | 0 | 0.65104 | 0.85008 | 0.012532 | 0.0070257 | 0.18919 | 0.37052 | 0.65104 | 0 | 0 | 0.85 | 0.85 | 0.85 | 0.85 | 0.93361 | 0.012532 | 0.48267 | 0 | 0
2025-03-11 05:00 | 63762.5425 | 63395.9838 | 0 | 366.5587 | 0 | 0.17969 | 0.17972 | 0.17909 | 70 | 5 | Fall | 0.34482 | 0.37756 | 0.37756 | 0.93576 | 0.17276 | 0.17972 | 0 | 0 | 0.65104 | 0.85008 | 0.012497 | 0.0064921 | 0.17909 | 0.37314 | 0.65104 | 0 | 0 | 0.85 | 0.85 | 0.85 | 0.85 | 0.93576 | 0.012497 | 0.48379 | 0 | 0
2025-03-11 06:00 | 71294.0325 | 70869.7434 | 85.1542 | 339.1349 | 0.0038457 | 0.16624 | 0.16624 | 0.16631 | 70 | 6 | Fall | 0.36517 | 0.39941 | 0.39941 | 0.93715 | 0.18574 | 0.16624 | 0.0038457 | 0 | 0.65331 | 0.85008 | 0.012462 | 0.0064921 | 0.16631 | 0.36964 | 0.65331 | 0 | 0 | 0.85 | 0.85 | 0.85 | 0.85 | 0.93715 | 0.012462 | 0.46504 | 0.002692 | 0
2025-03-11 07:00 | 76104.8044 | 73749.4237 | 2068.5918 | 286.7888 | 0.093422 | 0.14058 | 0.1399 | 0.15289 | 70 | 7 | Fall | 0.38197 | 0.40891 | 0.40891 | 0.93839 | 0.20415 | 0.1399 | 0.093422 | 0 | 0.65331 | 0.85008 | 0.012392 | 0.0064921 | 0.15289 | 0.36205 | 0.65331 | 0 | 0 | 0.85 | 0.85 | 0.85 | 0.85 | 0.93839 | 0.012392 | 0.44968 | 0.065395 | 0
2025-03-11 08:00 | 74261.188 | 68775.2178 | 5262.2538 | 223.7165 | 0.23765 | 0.10966 | 0.10842 | 0.13213 | 70 | 8 | Fall | 0.39185 | 0.40697 | 0.40697 | 0.93566 | 0.21485 | 0.10842 | 0.23765 | 0.16223 | 0.65331 | 0.85008 | 0.012357 | 0.0064921 | 0.13213 | 0.40198 | 0.65331 | 0 | 0 | 0.85 | 0.85 | 0.85 | 0.85 | 0.93566 | 0.012357 | 0.45998 | 0.16636 | 0
2025-03-11 09:00 | 72988.258 | 64742.7747 | 8030.8252 | 214.6581 | 0.36269 | 0.10522 | 0.10462 | 0.11606 | 70 | 9 | Fall | 0.39166 | 0.40877 | 0.40877 | 0.92982 | 0.21991 | 0.10462 | 0.36269 | 0.44952 | 0.65113 | 0.85008 | 0.012252 | 0.0064921 | 0.11606 | 0.39032 | 0.65113 | 0 | 0 | 0.85 | 0.85 | 0.85 | 0.85 | 0.92982 | 0.012252 | 0.46381 | 0.25388 | 0
2025-03-11 10:00 | 71494.2279 | 61250.4984 | 10008.6379 | 235.0916 | 0.45201 | 0.11524 | 0.11535 | 0.11322 | 70 | 10 | Fall | 0.40411 | 0.42068 | 0.42068 | 0.92508 | 0.22175 | 0.11535 | 0.45201 | 0.57836 | 0.66261 | 0.85008 | 0.012218 | 0.0064921 | 0.11322 | 0.44411 | 0.66261 | 0 | 0 | 0.85 | 0.85 | 0.85 | 0.85 | 0.92508 | 0.012218 | 0.49846 | 0.31641 | 0
2025-03-11 11:00 | 68291.6986 | 56807.888 | 11243.1694 | 240.6413 | 0.50776 | 0.11796 | 0.11833 | 0.11137 | 70 | 11 | Fall | 0.41644 | 0.43336 | 0.43336 | 0.9244 | 0.22921 | 0.11833 | 0.50776 | 0.61146 | 0.66261 | 0.85008 | 0.011903 | 0.0067811 | 0.11137 | 0.48314 | 0.66261 | 0 | 0 | 0.85 | 0.85 | 0.85 | 0.85 | 0.9244 | 0.011903 | 0.55063 | 0.35543 | 0
2025-03-11 12:00 | 66995.5288 | 54984.6223 | 11757.7694 | 253.1371 | 0.531 | 0.12409 | 0.12461 | 0.11456 | 70 | 12 | Fall | 0.43539 | 0.4543 | 0.4543 | 0.92402 | 0.24522 | 0.12461 | 0.531 | 0.64788 | 0.66261 | 0.85008 | 0.011903 | 0.0064921 | 0.11456 | 0.53927 | 0.66261 | 0 | 0 | 0.85 | 0.85 | 0.85 | 0.85 | 0.92402 | 0.011903 | 0.58716 | 0.3717 | 0
2025-03-11 13:00 | 66927.4206 | 55592.2142 | 11059.2947 | 275.9117 | 0.49946 | 0.13525 | 0.13596 | 0.12236 | 70 | 13 | Fall | 0.46136 | 0.47855 | 0.47855 | 0.92234 | 0.2669 | 0.13596 | 0.49946 | 0.6577 | 0.66261 | 0.85008 | 0.011694 | 0.0098579 | 0.12236 | 0.58521 | 0.66261 | 0 | 0 | 0.85 | 0.85 | 0.85 | 0.85 | 0.92234 | 0.011694 | 0.60493 | 0.34962 | 0
2025-03-11 14:00 | 67083.5544 | 57374.411 | 9412.3211 | 296.8223 | 0.42508 | 0.1455 | 0.14635 | 0.13015 | 70 | 14 | Fall | 0.48366 | 0.49376 | 0.49376 | 0.92148 | 0.3113 | 0.14635 | 0.42508 | 0.654 | 0.66424 | 0.85008 | 0.011659 | 0.015065 | 0.13015 | 0.62713 | 0.66424 | 0 | 0 | 0.85 | 0.85 | 0.85 | 0.85 | 0.92148 | 0.011659 | 0.61302 | 0.29756 | 0
2025-03-11 15:00 | 67521.6165 | 60149.6645 | 7062.7314 | 309.2207 | 0.31897 | 0.15158 | 0.15228 | 0.13896 | 70 | 15 | Fall | 0.50654 | 0.50702 | 0.50702 | 0.92059 | 0.39325 | 0.15228 | 0.31897 | 0.65838 | 0.66424 | 0.85008 | 0.011415 | 0.018179 | 0.13896 | 0.6525 | 0.66424 | 0 | 0 | 0.85 | 0.85 | 0.85 | 0.85 | 0.92059 | 0.011415 | 0.63439 | 0.22328 | 0.00017779
2025-03-11 16:00 | 68855.3467 | 64214.3101 | 4333.6628 | 307.3738 | 0.19572 | 0.15067 | 0.15095 | 0.14566 | 70 | 16 | Fall | 0.52814 | 0.52024 | 0.52024 | 0.92028 | 0.45282 | 0.15095 | 0.19572 | 0.66367 | 0.66641 | 0.85008 | 0.011903 | 0.018609 | 0.14566 | 0.68032 | 0.66641 | 0 | 0 | 0.85 | 0.85 | 0.85 | 0.85 | 0.92028 | 0.011903 | 0.64677 | 0.137 | 0.03688
2025-03-11 17:00 | 71237.336 | 69337.0006 | 1593.7006 | 306.6347 | 0.071975 | 0.15031 | 0.15041 | 0.14855 | 70 | 17 | Fall | 0.55921 | 0.52787 | 0.52787 | 0.92028 | 0.49849 | 0.15041 | 0.071975 | 0.6549 | 0.66641 | 0.85008 | 0.012497 | 0.02092 | 0.14855 | 0.69339 | 0.66641 | 0 | 0 | 0.85 | 0.85 | 0.85 | 0.85 | 0.92028 | 0.012497 | 0.65974 | 0.050382 | 0.46447
2025-03-11 18:00 | 75321.8427 | 74948.3408 | 53.1911 | 320.3108 | 0.0024022 | 0.15702 | 0.15724 | 0.15297 | 70 | 18 | Fall | 0.56981 | 0.53326 | 0.53326 | 0.92026 | 0.51472 | 0.15724 | 0.0024022 | 0.58607 | 0.66641 | 0.85008 | 0.012776 | 0.030806 | 0.15297 | 0.72066 | 0.66641 | 0 | 0 | 0.85 | 0.85 | 0.85 | 0.85 | 0.92026 | 0.012776 | 0.67697 | 0.0016816 | 0.42382
2025-03-11 19:00 | 74631.9751 | 74303.8772 | 0 | 328.0979 | 0 | 0.16083 | 0.16094 | 0.15897 | 70 | 19 | Fall | 0.58792 | 0.53844 | 0.53844 | 0.92081 | 0.51215 | 0.16094 | 0 | 0.30172 | 0.66641 | 0.85008 | 0.012985 | 0.040504 | 0.15897 | 0.70767 | 0.66641 | 0 | 0 | 0.85 | 0.85 | 0.85 | 0.85 | 0.92081 | 0.012985 | 0.6913 | 0 | 0.3403
2025-03-11 20:00 | 72689.3852 | 72360.0093 | 0 | 329.3759 | 0 | 0.16146 | 0.16098 | 0.1702 | 70 | 20 | Fall | 0.58769 | 0.53296 | 0.53296 | 0.92152 | 0.47501 | 0.16098 | 0 | 0.0006045 | 0.66641 | 0.85008 | 0.012671 | 0.027207 | 0.1702 | 0.69538 | 0.66641 | 0 | 0 | 0.85 | 0.85 | 0.85 | 0.85 | 0.92152 | 0.012671 | 0.69331 | 0 | 0.11348
2025-03-11 21:00 | 69812.3554 | 69482.1895 | 0 | 330.1659 | 0 | 0.16185 | 0.16108 | 0.17577 | 70 | 21 | Fall | 0.5589 | 0.51972 | 0.51972 | 0.92369 | 0.43894 | 0.16108 | 0 | 0 | 0.66478 | 0.85008 | 0.012741 | 0.015558 | 0.17577 | 0.62275 | 0.66478 | 0 | 0 | 0.85 | 0.85 | 0.85 | 0.85 | 0.92369 | 0.012741 | 0.67279 | 0 | 0.16147
2025-03-11 22:00 | 65259.5766 | 64933.7887 | 0 | 325.7879 | 0 | 0.1597 | 0.15901 | 0.17223 | 70 | 22 | Fall | 0.51728 | 0.4948 | 0.4948 | 0.92621 | 0.40003 | 0.15901 | 0 | 0 | 0.66478 | 0.85008 | 0.012881 | 0.0070257 | 0.17223 | 0.54639 | 0.66478 | 0 | 0 | 0.85 | 0.85 | 0.85 | 0.85 | 0.92621 | 0.012881 | 0.63052 | 0 | 0.1153
2025-03-11 23:00 | 60603.8234 | 60282.5255 | 0 | 321.2979 | 0 | 0.1575 | 0.15708 | 0.16511 | 70 | 23 | Fall | 0.47532 | 0.45627 | 0.45627 | 0.92842 | 0.36928 | 0.15708 | 0 | 0 | 0.65567 | 0.85008 | 0.012252 | 0.0070257 | 0.16511 | 0.47566 | 0.65567 | 0 | 0 | 0.85 | 0.85 | 0.85 | 0.85 | 0.92842 | 0.012252 | 0.56646 | 0 | 0.067351
2025-03-12 00:00 | 58619.0916 | 58299.6609 | 0 | 319.4307 | 0 | 0.15658 | 0.15625 | 0.16254 | 71 | 0 | Fall | 0.40086 | 0.41408 | 0.41408 | 0.9324 | 0.29275 | 0.15625 | 0 | 0 | 0.65196 | 0.85008 | 0.011834 | 0.0070257 | 0.16254 | 0.40145 | 0.65196 | 0 | 0 | 0.85 | 0.85 | 0.85 | 0.85 | 0.9324 | 0.011834 | 0.52583 | 0 | 0.01542
2025-03-12 01:00 | 57978.1145 | 57659.0785 | 0 | 319.036 | 0 | 0.15639 | 0.15579 | 0.1672 | 71 | 1 | Fall | 0.37675 | 0.40095 | 0.40095 | 0.93332 | 0.26062 | 0.15579 | 0 | 0 | 0.65196 | 0.85008 | 0.012078 | 0.0070257 | 0.1672 | 0.38521 | 0.65196 | 0 | 0 | 0.85 | 0.85 | 0.85 | 0.85 | 0.93332 | 0.012078 | 0.49927 | 0 | 0
2025-03-12 02:00 | 57863.4403 | 57545.9077 | 0 | 317.5326 | 0 | 0.15565 | 0.15497 | 0.16803 | 71 | 2 | Fall | 0.36036 | 0.37824 | 0.37824 | 0.93336 | 0.22473 | 0.15497 | 0 | 0 | 0.65196 | 0.85008 | 0.012357 | 0.0070257 | 0.16803 | 0.38017 | 0.65196 | 0 | 0 | 0.85 | 0.85 | 0.85 | 0.85 | 0.93336 | 0.012357 | 0.49291 | 0 | 0
2025-03-12 03:00 | 57938.8305 | 57623.0658 | 0 | 315.7647 | 0 | 0.15479 | 0.15402 | 0.16856 | 71 | 3 | Fall | 0.34783 | 0.36163 | 0.36163 | 0.93289 | 0.18289 | 0.15402 | 0 | 0 | 0.64813 | 0.85008 | 0.012532 | 0.0070257 | 0.16856 | 0.37147 | 0.64813 | 0 | 0 | 0.85 | 0.85 | 0.85 | 0.85 | 0.93289 | 0.012532 | 0.48498 | 0 | 0
2025-03-12 04:00 | 58708.9409 | 58393.6858 | 0 | 315.2551 | 0 | 0.15454 | 0.15334 | 0.17614 | 71 | 4 | Fall | 0.34209 | 0.36519 | 0.36519 | 0.93361 | 0.16879 | 0.15334 | 0 | 0 | 0.65104 | 0.85008 | 0.012532 | 0.0070257 | 0.17614 | 0.37052 | 0.65104 | 0 | 0 | 0.85 | 0.85 | 0.85 | 0.85 | 0.93361 | 0.012532 | 0.48267 | 0 | 0
2025-03-12 05:00 | 63642.1267 | 63322.7292 | 0 | 319.3975 | 0 | 0.15657 | 0.15479 | 0.18873 | 71 | 5 | Fall | 0.34482 | 0.37756 | 0.37756 | 0.93576 | 0.17276 | 0.15479 | 0 | 0 | 0.65104 | 0.85008 | 0.012497 | 0.0064921 | 0.18873 | 0.37314 | 0.65104 | 0 | 0 | 0.85 | 0.85 | 0.85 | 0.85 | 0.93576 | 0.012497 | 0.48379 | 0 | 0
2025-03-12 06:00 | 71176.2985 | 70779.709 | 74.1751 | 322.4144 | 0.0033499 | 0.15805 | 0.15591 | 0.19661 | 71 | 6 | Fall | 0.36517 | 0.39941 | 0.39941 | 0.93715 | 0.18574 | 0.15591 | 0.0033499 | 0 | 0.65331 | 0.85008 | 0.012462 | 0.0064921 | 0.19661 | 0.36964 | 0.65331 | 0 | 0 | 0.85 | 0.85 | 0.85 | 0.85 | 0.93715 | 0.012462 | 0.46504 | 0.0023449 | 0
2025-03-12 07:00 | 75853.318 | 73977.9101 | 1556.9061 | 318.5018 | 0.070313 | 0.15613 | 0.154 | 0.19452 | 71 | 7 | Fall | 0.38197 | 0.40891 | 0.40891 | 0.93839 | 0.20415 | 0.154 | 0.070313 | 0 | 0.65331 | 0.85008 | 0.012392 | 0.0064921 | 0.19452 | 0.36205 | 0.65331 | 0 | 0 | 0.85 | 0.85 | 0.85 | 0.85 | 0.93839 | 0.012392 | 0.44968 | 0.049219 | 0
2025-03-12 08:00 | 74073.7254 | 69961.1886 | 3771.3441 | 341.1927 | 0.17032 | 0.16725 | 0.16582 | 0.19318 | 71 | 8 | Fall | 0.39185 | 0.40697 | 0.40697 | 0.93566 | 0.21485 | 0.16582 | 0.17032 | 0.16223 | 0.65331 | 0.85008 | 0.012357 | 0.0064921 | 0.19318 | 0.40198 | 0.65331 | 0 | 0 | 0.85 | 0.85 | 0.85 | 0.85 | 0.93566 | 0.012357 | 0.45998 | 0.11923 | 0
2025-03-12 09:00 | 72680.1113 | 66584.2375 | 5695.1736 | 400.7003 | 0.25721 | 0.19642 | 0.19483 | 0.22527 | 71 | 9 | Fall | 0.39166 | 0.40877 | 0.40877 | 0.92982 | 0.21991 | 0.19483 | 0.25721 | 0.44952 | 0.65113 | 0.85008 | 0.012252 | 0.0064921 | 0.22527 | 0.39032 | 0.65113 | 0 | 0 | 0.85 | 0.85 | 0.85 | 0.85 | 0.92982 | 0.012252 | 0.46381 | 0.18004 | 0
2025-03-12 10:00 | 71329.5612 | 63948.2689 | 6895.1846 | 486.1077 | 0.3114 | 0.23829 | 0.23677 | 0.26569 | 71 | 10 | Fall | 0.40411 | 0.42068 | 0.42068 | 0.92508 | 0.22175 | 0.23677 | 0.3114 | 0.57836 | 0.66261 | 0.85008 | 0.012218 | 0.0064921 | 0.26569 | 0.44411 | 0.66261 | 0 | 0 | 0.85 | 0.85 | 0.85 | 0.85 | 0.92508 | 0.012218 | 0.49846 | 0.21798 | 0
2025-03-12 11:00 | 68291.6986 | 60597.5268 | 7147.8301 | 546.3417 | 0.32281 | 0.26781 | 0.26707 | 0.28133 | 71 | 11 | Fall | 0.41644 | 0.43336 | 0.43336 | 0.9244 | 0.22921 | 0.26707 | 0.32281 | 0.61146 | 0.66261 | 0.85008 | 0.011903 | 0.0067811 | 0.28133 | 0.48314 | 0.66261 | 0 | 0 | 0.85 | 0.85 | 0.85 | 0.85 | 0.9244 | 0.011903 | 0.55063 | 0.22597 | 0
2025-03-12 12:00 | 66995.5288 | 59485.9184 | 6917.5447 | 592.0657 | 0.31241 | 0.29023 | 0.28977 | 0.29855 | 71 | 12 | Fall | 0.43539 | 0.4543 | 0.4543 | 0.92402 | 0.24522 | 0.28977 | 0.31241 | 0.64788 | 0.66261 | 0.85008 | 0.011903 | 0.0064921 | 0.29855 | 0.53927 | 0.66261 | 0 | 0 | 0.85 | 0.85 | 0.85 | 0.85 | 0.92402 | 0.011903 | 0.58716 | 0.21869 | 0
2025-03-12 13:00 | 66927.4206 | 59964.1387 | 6320.1328 | 643.149 | 0.28543 | 0.31527 | 0.31528 | 0.31505 | 71 | 13 | Fall | 0.46136 | 0.47855 | 0.47855 | 0.92234 | 0.2669 | 0.31528 | 0.28543 | 0.6577 | 0.66261 | 0.85008 | 0.011694 | 0.0098579 | 0.31505 | 0.58521 | 0.66261 | 0 | 0 | 0.85 | 0.85 | 0.85 | 0.85 | 0.92234 | 0.011694 | 0.60493 | 0.1998 | 0
2025-03-12 14:00 | 67083.5544 | 61169.4868 | 5238.956 | 675.1116 | 0.2366 | 0.33094 | 0.33123 | 0.32561 | 71 | 14 | Fall | 0.48366 | 0.49376 | 0.49376 | 0.92148 | 0.3113 | 0.33123 | 0.2366 | 0.654 | 0.66424 | 0.85008 | 0.011659 | 0.015065 | 0.32561 | 0.62713 | 0.66424 | 0 | 0 | 0.85 | 0.85 | 0.85 | 0.85 | 0.92148 | 0.011659 | 0.61302 | 0.16562 | 0
2025-03-12 15:00 | 67521.6165 | 63106.5831 | 3731.8 | 683.2335 | 0.16854 | 0.33492 | 0.33525 | 0.32893 | 71 | 15 | Fall | 0.50654 | 0.50702 | 0.50702 | 0.92059 | 0.39325 | 0.33525 | 0.16854 | 0.65838 | 0.66424 | 0.85008 | 0.011415 | 0.018179 | 0.32893 | 0.6525 | 0.66424 | 0 | 0 | 0.85 | 0.85 | 0.85 | 0.85 | 0.92059 | 0.011415 | 0.63439 | 0.11797 | 0.00017779
2025-03-12 16:00 | 68883.7745 | 65908.9371 | 2301.2563 | 673.5811 | 0.10393 | 0.33019 | 0.33061 | 0.32255 | 71 | 16 | Fall | 0.52814 | 0.52024 | 0.52024 | 0.92028 | 0.45282 | 0.33061 | 0.10393 | 0.66367 | 0.66641 | 0.85008 | 0.011903 | 0.018609 | 0.32255 | 0.68032 | 0.66641 | 0 | 0 | 0.85 | 0.85 | 0.85 | 0.85 | 0.92028 | 0.011903 | 0.64677 | 0.072751 | 0.03688
2025-03-12 17:00 | 71247.8402 | 69706.5831 | 885.2007 | 656.0564 | 0.039977 | 0.3216 | 0.32235 | 0.30793 | 71 | 17 | Fall | 0.55921 | 0.52787 | 0.52787 | 0.92028 | 0.49849 | 0.32235 | 0.039977 | 0.6549 | 0.66641 | 0.85008 | 0.012497 | 0.02092 | 0.30793 | 0.69339 | 0.66641 | 0 | 0 | 0.85 | 0.85 | 0.85 | 0.85 | 0.92028 | 0.012497 | 0.65974 | 0.027984 | 0.46447
2025-03-12 18:00 | 75567.2337 | 74869.5642 | 42.0103 | 655.6592 | 0.0018973 | 0.3214 | 0.32247 | 0.30204 | 71 | 18 | Fall | 0.56981 | 0.53326 | 0.53326 | 0.92026 | 0.51472 | 0.32247 | 0.0018973 | 0.58607 | 0.66641 | 0.85008 | 0.012776 | 0.030806 | 0.30204 | 0.72066 | 0.66641 | 0 | 0 | 0.85 | 0.85 | 0.85 | 0.85 | 0.92026 | 0.012776 | 0.67697 | 0.0013281 | 0.42382
2025-03-12 19:00 | 74969.6222 | 74312.6679 | 0 | 656.9543 | 0 | 0.32204 | 0.32269 | 0.31015 | 71 | 19 | Fall | 0.58792 | 0.53844 | 0.53844 | 0.92081 | 0.51215 | 0.32269 | 0 | 0.30172 | 0.66641 | 0.85008 | 0.012985 | 0.040504 | 0.31015 | 0.70767 | 0.66641 | 0 | 0 | 0.85 | 0.85 | 0.85 | 0.85 | 0.92081 | 0.012985 | 0.6913 | 0 | 0.3403
2025-03-12 20:00 | 73084.9607 | 72419.4837 | 0 | 665.477 | 0 | 0.32621 | 0.32667 | 0.31795 | 71 | 20 | Fall | 0.58769 | 0.53296 | 0.53296 | 0.92152 | 0.47501 | 0.32667 | 0 | 0.0006045 | 0.66641 | 0.85008 | 0.012671 | 0.027207 | 0.31795 | 0.69538 | 0.66641 | 0 | 0 | 0.85 | 0.85 | 0.85 | 0.85 | 0.92152 | 0.012671 | 0.69331 | 0 | 0.11348
2025-03-12 21:00 | 70258.0819 | 69575.358 | 0 | 682.7239 | 0 | 0.33467 | 0.33565 | 0.3169 | 71 | 21 | Fall | 0.5589 | 0.51972 | 0.51972 | 0.92369 | 0.43894 | 0.33565 | 0 | 0 | 0.66478 | 0.85008 | 0.012741 | 0.015558 | 0.3169 | 0.62275 | 0.66478 | 0 | 0 | 0.85 | 0.85 | 0.85 | 0.85 | 0.92369 | 0.012741 | 0.67279 | 0 | 0.16147
2025-03-12 22:00 | 65738.0218 | 65045.4755 | 0 | 692.5463 | 0 | 0.33948 | 0.34096 | 0.31288 | 71 | 22 | Fall | 0.51728 | 0.4948 | 0.4948 | 0.92621 | 0.40003 | 0.34096 | 0 | 0 | 0.66478 | 0.85008 | 0.012881 | 0.0070257 | 0.31288 | 0.54639 | 0.66478 | 0 | 0 | 0.85 | 0.85 | 0.85 | 0.85 | 0.92621 | 0.012881 | 0.63052 | 0 | 0.1153
2025-03-12 23:00 | 61125.1785 | 60435.5463 | 0 | 689.6322 | 0 | 0.33805 | 0.33979 | 0.3067 | 71 | 23 | Fall | 0.47532 | 0.45627 | 0.45627 | 0.92842 | 0.36928 | 0.33979 | 0 | 0 | 0.65567 | 0.85008 | 0.012252 | 0.0070257 | 0.3067 | 0.47566 | 0.65567 | 0 | 0 | 0.85 | 0.85 | 0.85 | 0.85 | 0.92842 | 0.012252 | 0.56646 | 0 | 0.067351
2025-03-13 00:00 | 59205.0797 | 58518.1366 | 0 | 686.9431 | 0 | 0.33674 | 0.33846 | 0.30552 | 72 | 0 | Fall | 0.40086 | 0.41408 | 0.41408 | 0.9324 | 0.29275 | 0.33846 | 0 | 0 | 0.65196 | 0.85008 | 0.011834 | 0.0070257 | 0.30552 | 0.40145 | 0.65196 | 0 | 0 | 0.85 | 0.85 | 0.85 | 0.85 | 0.9324 | 0.011834 | 0.52583 | 0 | 0.01542
2025-03-13 01:00 | 58619.8855 | 57933.4845 | 0 | 686.401 | 0 | 0.33647 | 0.33802 | 0.30844 | 72 | 1 | Fall | 0.37675 | 0.40095 | 0.40095 | 0.93332 | 0.26062 | 0.33802 | 0 | 0 | 0.65196 | 0.85008 | 0.012078 | 0.0070257 | 0.30844 | 0.38521 | 0.65196 | 0 | 0 | 0.85 | 0.85 | 0.85 | 0.85 | 0.93332 | 0.012078 | 0.49927 | 0 | 0
2025-03-13 02:00 | 58525.0571 | 57845.4943 | 0 | 679.5628 | 0 | 0.33312 | 0.33459 | 0.30659 | 72 | 2 | Fall | 0.36036 | 0.37824 | 0.37824 | 0.93336 | 0.22473 | 0.33459 | 0 | 0 | 0.65196 | 0.85008 | 0.012357 | 0.0070257 | 0.30659 | 0.38017 | 0.65196 | 0 | 0 | 0.85 | 0.85 | 0.85 | 0.85 | 0.93336 | 0.012357 | 0.49291 | 0 | 0
2025-03-13 03:00 | 58580.6015 | 57917.7899 | 0 | 662.8116 | 0 | 0.32491 | 0.32651 | 0.29593 | 72 | 3 | Fall | 0.34783 | 0.36163 | 0.36163 | 0.93289 | 0.18289 | 0.32651 | 0 | 0 | 0.64813 | 0.85008 | 0.012532 | 0.0070257 | 0.29593 | 0.37147 | 0.64813 | 0 | 0 | 0.85 | 0.85 | 0.85 | 0.85 | 0.93289 | 0.012532 | 0.48498 | 0 | 0
2025-03-13 04:00 | 59264.6239 | 58632.2893 | 0 | 632.3346 | 0 | 0.30997 | 0.31166 | 0.27929 | 72 | 4 | Fall | 0.34209 | 0.36519 | 0.36519 | 0.93361 | 0.16879 | 0.31166 | 0 | 0 | 0.65104 | 0.85008 | 0.012532 | 0.0070257 | 0.27929 | 0.37052 | 0.65104 | 0 | 0 | 0.85 | 0.85 | 0.85 | 0.85 | 0.93361 | 0.012532 | 0.48267 | 0 | 0
2025-03-13 05:00 | 64102.3352 | 63487.5442 | 0 | 614.791 | 0 | 0.30137 | 0.30321 | 0.26812 | 72 | 5 | Fall | 0.34482 | 0.37756 | 0.37756 | 0.93576 | 0.17276 | 0.30321 | 0 | 0 | 0.65104 | 0.85008 | 0.012497 | 0.0064921 | 0.26812 | 0.37314 | 0.65104 | 0 | 0 | 0.85 | 0.85 | 0.85 | 0.85 | 0.93576 | 0.012497 | 0.48379 | 0 | 0
2025-03-13 06:00 | 71582.6015 | 70909.1733 | 95.2286 | 578.1996 | 0.0043007 | 0.28343 | 0.28444 | 0.26512 | 72 | 6 | Fall | 0.36517 | 0.39941 | 0.39941 | 0.93715 | 0.18574 | 0.28444 | 0.0043007 | 0 | 0.65331 | 0.85008 | 0.012462 | 0.0064921 | 0.26512 | 0.36964 | 0.65331 | 0 | 0 | 0.85 | 0.85 | 0.85 | 0.85 | 0.93715 | 0.012462 | 0.46504 | 0.0030105 | 0
2025-03-13 07:00 | 76328.0935 | 74013.1118 | 1795.6442 | 519.3375 | 0.081095 | 0.25458 | 0.25429 | 0.25977 | 72 | 7 | Fall | 0.38197 | 0.40891 | 0.40891 | 0.93839 | 0.20415 | 0.25429 | 0.081095 | 0 | 0.65331 | 0.85008 | 0.012392 | 0.0064921 | 0.25977 | 0.36205 | 0.65331 | 0 | 0 | 0.85 | 0.85 | 0.85 | 0.85 | 0.93839 | 0.012392 | 0.44968 | 0.056766 | 0
2025-03-13 08:00 | 74654.3498 | 69777.2921 | 4369.6084 | 507.4493 | 0.19734 | 0.24875 | 0.24858 | 0.25173 | 72 | 8 | Fall | 0.39185 | 0.40697 | 0.40697 | 0.93566 | 0.21485 | 0.24858 | 0.19734 | 0.16223 | 0.65331 | 0.85008 | 0.012357 | 0.0064921 | 0.25173 | 0.40198 | 0.65331 | 0 | 0 | 0.85 | 0.85 | 0.85 | 0.85 | 0.93566 | 0.012357 | 0.45998 | 0.13814 | 0
2025-03-13 09:00 | 73157.752 | 65923.0979 | 6708.9874 | 525.6667 | 0.30299 | 0.25768 | 0.25785 | 0.25468 | 72 | 9 | Fall | 0.39166 | 0.40877 | 0.40877 | 0.92982 | 0.21991 | 0.25785 | 0.30299 | 0.44952 | 0.65113 | 0.85008 | 0.012252 | 0.0064921 | 0.25468 | 0.39032 | 0.65113 | 0 | 0 | 0.85 | 0.85 | 0.85 | 0.85 | 0.92982 | 0.012252 | 0.46381 | 0.21209 | 0
2025-03-13 10:00 | 71349.9434 | 62196.3368 | 8605.2713 | 548.3354 | 0.38863 | 0.26879 | 0.26956 | 0.25495 | 72 | 10 | Fall | 0.40411 | 0.42068 | 0.42068 | 0.92508 | 0.22175 | 0.26956 | 0.38863 | 0.57836 | 0.66261 | 0.85008 | 0.012218 | 0.0064921 | 0.25495 | 0.44411 | 0.66261 | 0 | 0 | 0.85 | 0.85 | 0.85 | 0.85 | 0.92508 | 0.012218 | 0.49846 | 0.27204 | 0
2025-03-13 11:00 | 68291.6986 | 58069.346 | 9668.8698 | 553.4827 | 0.43667 | 0.27132 | 0.27255 | 0.24897 | 72 | 11 | Fall | 0.41644 | 0.43336 | 0.43336 | 0.9244 | 0.22921 | 0.27255 | 0.43667 | 0.61146 | 0.66261 | 0.85008 | 0.011903 | 0.0067811 | 0.24897 | 0.48314 | 0.66261 | 0 | 0 | 0.85 | 0.85 | 0.85 | 0.85 | 0.9244 | 0.011903 | 0.55063 | 0.30567 | 0
2025-03-13 12:00 | 66995.5288 | 56622.1329 | 9829.8049 | 543.591 | 0.44393 | 0.26647 | 0.26771 | 0.24399 | 72 | 12 | Fall | 0.43539 | 0.4543 | 0.4543 | 0.92402 | 0.24522 | 0.26771 | 0.44393 | 0.64788 | 0.66261 | 0.85008 | 0.011903 | 0.0064921 | 0.24399 | 0.53927 | 0.66261 | 0 | 0 | 0.85 | 0.85 | 0.85 | 0.85 | 0.92402 | 0.011903 | 0.58716 | 0.31075 | 0
2025-03-13 13:00 | 66927.4206 | 57283.0311 | 9123.5836 | 520.8059 | 0.41204 | 0.2553 | 0.25594 | 0.24372 | 72 | 13 | Fall | 0.46136 | 0.47855 | 0.47855 | 0.92234 | 0.2669 | 0.25594 | 0.41204 | 0.6577 | 0.66261 | 0.85008 | 0.011694 | 0.0098579 | 0.24372 | 0.58521 | 0.66261 | 0 | 0 | 0.85 | 0.85 | 0.85 | 0.85 | 0.92234 | 0.011694 | 0.60493 | 0.28843 | 0
2025-03-13 14:00 | 67083.5544 | 58537.4505 | 8030.0278 | 516.0761 | 0.36265 | 0.25298 | 0.25323 | 0.24852 | 72 | 14 | Fall | 0.48366 | 0.49376 | 0.49376 | 0.92148 | 0.3113 | 0.25323 | 0.36265 | 0.654 | 0.66424 | 0.85008 | 0.011659 | 0.015065 | 0.24852 | 0.62713 | 0.66424 | 0 | 0 | 0.85 | 0.85 | 0.85 | 0.85 | 0.92148 | 0.011659 | 0.61302 | 0.25386 | 0
2025-03-13 15:00 | 67521.6165 | 60614.6362 | 6384.5842 | 522.3961 | 0.28834 | 0.25608 | 0.25652 | 0.24806 | 72 | 15 | Fall | 0.50654 | 0.50702 | 0.50702 | 0.92059 | 0.39325 | 0.25652 | 0.28834 | 0.65838 | 0.66424 | 0.85008 | 0.011415 | 0.018179 | 0.24806 | 0.6525 | 0.66424 | 0 | 0 | 0.85 | 0.85 | 0.85 | 0.85 | 0.92059 | 0.011415 | 0.63439 | 0.20184 | 0.00017779
2025-03-13 16:00 | 68779.1816 | 64150.7242 | 4115.687 | 512.7705 | 0.18587 | 0.25136 | 0.25182 | 0.24303 | 72 | 16 | Fall | 0.52814 | 0.52024 | 0.52024 | 0.92028 | 0.45282 | 0.25182 | 0.18587 | 0.66367 | 0.66641 | 0.85008 | 0.011903 | 0.018609 | 0.24303 | 0.68032 | 0.66641 | 0 | 0 | 0.85 | 0.85 | 0.85 | 0.85 | 0.92028 | 0.011903 | 0.64677 | 0.13011 | 0.03688
2025-03-13 17:00 | 70785.315 | 68705.6317 | 1580.6713 | 499.012 | 0.071386 | 0.24461 | 0.24543 | 0.22985 | 72 | 17 | Fall | 0.55921 | 0.52787 | 0.52787 | 0.92028 | 0.49849 | 0.24543 | 0.071386 | 0.6549 | 0.66641 | 0.85008 | 0.012497 | 0.02092 | 0.22985 | 0.69339 | 0.66641 | 0 | 0 | 0.85 | 0.85 | 0.85 | 0.85 | 0.92028 | 0.012497 | 0.65974 | 0.04997 | 0.46447
2025-03-13 18:00 | 75494.8232 | 74921.7569 | 67.2257 | 505.8407 | 0.003036 | 0.24796 | 0.24911 | 0.22725 | 72 | 18 | Fall | 0.56981 | 0.53326 | 0.53326 | 0.92026 | 0.51472 | 0.24911 | 0.003036 | 0.58607 | 0.66641 | 0.85008 | 0.012776 | 0.030806 | 0.22725 | 0.72066 | 0.66641 | 0 | 0 | 0.85 | 0.85 | 0.85 | 0.85 | 0.92026 | 0.012776 | 0.67697 | 0.0021252 | 0.42382
2025-03-13 19:00 | 75038.8144 | 74553.4406 | 0 | 485.3738 | 0 | 0.23793 | 0.23904 | 0.21779 | 72 | 19 | Fall | 0.58792 | 0.53844 | 0.53844 | 0.92081 | 0.51215 | 0.23904 | 0 | 0.30172 | 0.66641 | 0.85008 | 0.012985 | 0.040504 | 0.21779 | 0.70767 | 0.66641 | 0 | 0 | 0.85 | 0.85 | 0.85 | 0.85 | 0.92081 | 0.012985 | 0.6913 | 0 | 0.3403
2025-03-13 20:00 | 73251.7729 | 72795.6507 | 0 | 456.1222 | 0 | 0.22359 | 0.2243 | 0.2108 | 72 | 20 | Fall | 0.58769 | 0.53296 | 0.53296 | 0.92152 | 0.47501 | 0.2243 | 0 | 0.0006045 | 0.66641 | 0.85008 | 0.012671 | 0.027207 | 0.2108 | 0.69538 | 0.66641 | 0 | 0 | 0.85 | 0.85 | 0.85 | 0.85 | 0.92152 | 0.012671 | 0.69331 | 0 | 0.11348
2025-03-13 21:00 | 70476.6541 | 70048.5411 | 0 | 428.1131 | 0 | 0.20986 | 0.21015 | 0.20454 | 72 | 21 | Fall | 0.5589 | 0.51972 | 0.51972 | 0.92369 | 0.43894 | 0.21015 | 0 | 0 | 0.66478 | 0.85008 | 0.012741 | 0.015558 | 0.20454 | 0.62275 | 0.66478 | 0 | 0 | 0.85 | 0.85 | 0.85 | 0.85 | 0.92369 | 0.012741 | 0.67279 | 0 | 0.16147
2025-03-13 22:00 | 65974.0262 | 65573.1291 | 0 | 400.8971 | 0 | 0.19652 | 0.19633 | 0.19987 | 72 | 22 | Fall | 0.51728 | 0.4948 | 0.4948 | 0.92621 | 0.40003 | 0.19633 | 0 | 0 | 0.66478 | 0.85008 | 0.012881 | 0.0070257 | 0.19987 | 0.54639 | 0.66478 | 0 | 0 | 0.85 | 0.85 | 0.85 | 0.85 | 0.92621 | 0.012881 | 0.63052 | 0 | 0.1153
2025-03-13 23:00 | 61334.9006 | 60958.1787 | 0 | 376.7219 | 0 | 0.18467 | 0.18412 | 0.1946 | 72 | 23 | Fall | 0.47532 | 0.45627 | 0.45627 | 0.92842 | 0.36928 | 0.18412 | 0 | 0 | 0.65567 | 0.85008 | 0.012252 | 0.0070257 | 0.1946 | 0.47566 | 0.65567 | 0 | 0 | 0.85 | 0.85 | 0.85 | 0.85 | 0.92842 | 0.012252 | 0.56646 | 0 | 0.067351
2025-03-14 00:00 | 59334.3458 | 58965.6669 | 0 | 368.6789 | 0 | 0.18072 | 0.1803 | 0.18838 | 73 | 0 | Fall | 0.40086 | 0.41408 | 0.41408 | 0.9324 | 0.29275 | 0.1803 | 0 | 0 | 0.65196 | 0.85008 | 0.011834 | 0.0070257 | 0.18838 | 0.40145 | 0.65196 | 0 | 0 | 0.85 | 0.85 | 0.85 | 0.85 | 0.9324 | 0.011834 | 0.52583 | 0 | 0.01542
2025-03-14 01:00 | 58638.6586 | 58268.8971 | 0 | 369.7615 | 0 | 0.18126 | 0.18117 | 0.18289 | 73 | 1 | Fall | 0.37675 | 0.40095 | 0.40095 | 0.93332 | 0.26062 | 0.18117 | 0 | 0 | 0.65196 | 0.85008 | 0.012078 | 0.0070257 | 0.18289 | 0.38521 | 0.65196 | 0 | 0 | 0.85 | 0.85 | 0.85 | 0.85 | 0.93332 | 0.012078 | 0.49927 | 0 | 0
2025-03-14 02:00 | 58457.7422 | 58084.1941 | 0 | 373.5481 | 0 | 0.18311 | 0.18362 | 0.174 | 73 | 2 | Fall | 0.36036 | 0.37824 | 0.37824 | 0.93336 | 0.22473 | 0.18362 | 0 | 0 | 0.65196 | 0.85008 | 0.012357 | 0.0070257 | 0.174 | 0.38017 | 0.65196 | 0 | 0 | 0.85 | 0.85 | 0.85 | 0.85 | 0.93336 | 0.012357 | 0.49291 | 0 | 0
2025-03-14 03:00 | 58468.7676 | 58098.9506 | 0 | 369.8169 | 0 | 0.18128 | 0.18219 | 0.16489 | 73 | 3 | Fall | 0.34783 | 0.36163 | 0.36163 | 0.93289 | 0.18289 | 0.18219 | 0 | 0 | 0.64813 | 0.85008 | 0.012532 | 0.0070257 | 0.16489 | 0.37147 | 0.64813 | 0 | 0 | 0.85 | 0.85 | 0.85 | 0.85 | 0.93289 | 0.012532 | 0.48498 | 0 | 0
2025-03-14 04:00 | 59120.0712 | 58765.4624 | 0 | 354.6088 | 0 | 0.17383 | 0.1749 | 0.1545 | 73 | 4 | Fall | 0.34209 | 0.36519 | 0.36519 | 0.93361 | 0.16879 | 0.1749 | 0 | 0 | 0.65104 | 0.85008 | 0.012532 | 0.0070257 | 0.1545 | 0.37052 | 0.65104 | 0 | 0 | 0.85 | 0.85 | 0.85 | 0.85 | 0.93361 | 0.012532 | 0.48267 | 0 | 0
2025-03-14 05:00 | 63969.0464 | 63629.0042 | 0 | 340.0421 | 0 | 0.16669 | 0.16793 | 0.14429 | 73 | 5 | Fall | 0.34482 | 0.37756 | 0.37756 | 0.93576 | 0.17276 | 0.16793 | 0 | 0 | 0.65104 | 0.85008 | 0.012497 | 0.0064921 | 0.14429 | 0.37314 | 0.65104 | 0 | 0 | 0.85 | 0.85 | 0.85 | 0.85 | 0.93576 | 0.012497 | 0.48379 | 0 | 0
2025-03-14 06:00 | 71453.8718 | 71029.0338 | 95.6124 | 329.2257 | 0.004318 | 0.16139 | 0.16262 | 0.13902 | 73 | 6 | Fall | 0.36517 | 0.39941 | 0.39941 | 0.93715 | 0.18574 | 0.16262 | 0.004318 | 0 | 0.65331 | 0.85008 | 0.012462 | 0.0064921 | 0.13902 | 0.36964 | 0.65331 | 0 | 0 | 0.85 | 0.85 | 0.85 | 0.85 | 0.93715 | 0.012462 | 0.46504 | 0.0030226 | 0
2025-03-14 07:00 | 76029.2984 | 73997.6731 | 1749.1864 | 282.4389 | 0.078997 | 0.13845 | 0.13866 | 0.13473 | 73 | 7 | Fall | 0.38197 | 0.40891 | 0.40891 | 0.93839 | 0.20415 | 0.13866 | 0.078997 | 0 | 0.65331 | 0.85008 | 0.012392 | 0.0064921 | 0.13473 | 0.36205 | 0.65331 | 0 | 0 | 0.85 | 0.85 | 0.85 | 0.85 | 0.93839 | 0.012392 | 0.44968 | 0.055298 | 0
2025-03-14 08:00 | 74295.2477 | 69415.5106 | 4647.8748 | 231.8623 | 0.20991 | 0.11366 | 0.1131 | 0.1237 | 73 | 8 | Fall | 0.39185 | 0.40697 | 0.40697 | 0.93566 | 0.21485 | 0.1131 | 0.20991 | 0.16223 | 0.65331 | 0.85008 | 0.012357 | 0.0064921 | 0.1237 | 0.40198 | 0.65331 | 0 | 0 | 0.85 | 0.85 | 0.85 | 0.85 | 0.93566 | 0.012357 | 0.45998 | 0.14694 | 0
2025-03-14 09:00 | 72760.8356 | 64780.5615 | 7727.4213 | 252.8528 | 0.34899 | 0.12395 | 0.12345 | 0.13296 | 73 | 9 | Fall | 0.39166 | 0.40877 | 0.40877 | 0.92982 | 0.21991 | 0.12345 | 0.34899 | 0.44952 | 0.65113 | 0.85008 | 0.012252 | 0.0064921 | 0.13296 | 0.39032 | 0.65113 | 0 | 0 | 0.85 | 0.85 | 0.85 | 0.85 | 0.92982 | 0.012252 | 0.46381 | 0.24429 | 0
2025-03-14 10:00 | 71329.5612 | 61117.0865 | 9946.8372 | 265.6376 | 0.44922 | 0.13021 | 0.12915 | 0.14938 | 73 | 10 | Fall | 0.40411 | 0.42068 | 0.42068 | 0.92508 | 0.22175 | 0.12915 | 0.44922 | 0.57836 | 0.66261 | 0.85008 | 0.012218 | 0.0064921 | 0.14938 | 0.44411 | 0.66261 | 0 | 0 | 0.85 | 0.85 | 0.85 | 0.85 | 0.92508 | 0.012218 | 0.49846 | 0.31445 | 0
2025-03-14 11:00 | 68291.6986 | 56981.4908 | 11034.0514 | 276.1564 | 0.49832 | 0.13537 | 0.13377 | 0.16422 | 73 | 11 | Fall | 0.41644 | 0.43336 | 0.43336 | 0.9244 | 0.22921 | 0.13377 | 0.49832 | 0.61146 | 0.66261 | 0.85008 | 0.011903 | 0.0067811 | 0.16422 | 0.48314 | 0.66261 | 0 | 0 | 0.85 | 0.85 | 0.85 | 0.85 | 0.9244 | 0.011903 | 0.55063 | 0.34882 | 0
2025-03-14 12:00 | 66995.5288 | 55783.5367 | 10912.0775 | 299.9146 | 0.49281 | 0.14702 | 0.14579 | 0.16923 | 73 | 12 | Fall | 0.43539 | 0.4543 | 0.4543 | 0.92402 | 0.24522 | 0.14579 | 0.49281 | 0.64788 | 0.66261 | 0.85008 | 0.011903 | 0.0064921 | 0.16923 | 0.53927 | 0.66261 | 0 | 0 | 0.85 | 0.85 | 0.85 | 0.85 | 0.92402 | 0.011903 | 0.58716 | 0.34497 | 0
2025-03-14 13:00 | 66927.4206 | 56510.2842 | 10095.0316 | 322.1048 | 0.45591 | 0.15789 | 0.15696 | 0.17483 | 73 | 13 | Fall | 0.46136 | 0.47855 | 0.47855 | 0.92234 | 0.2669 | 0.15696 | 0.45591 | 0.6577 | 0.66261 | 0.85008 | 0.011694 | 0.0098579 | 0.17483 | 0.58521 | 0.66261 | 0 | 0 | 0.85 | 0.85 | 0.85 | 0.85 | 0.92234 | 0.011694 | 0.60493 | 0.31914 | 0
2025-03-14 14:00 | 67083.5544 | 57914.5954 | 8810.0006 | 358.9584 | 0.39788 | 0.17596 | 0.17502 | 0.19299 | 73 | 14 | Fall | 0.48366 | 0.49376 | 0.49376 | 0.92148 | 0.3113 | 0.17502 | 0.39788 | 0.654 | 0.66424 | 0.85008 | 0.011659 | 0.015065 | 0.19299 | 0.62713 | 0.66424 | 0 | 0 | 0.85 | 0.85 | 0.85 | 0.85 | 0.92148 | 0.011659 | 0.61302 | 0.27851 | 0
2025-03-14 15:00 | 67521.6165 | 60124.0463 | 6992.9232 | 404.6471 | 0.31581 | 0.19836 | 0.19796 | 0.20553 | 73 | 15 | Fall | 0.50654 | 0.50702 | 0.50702 | 0.92059 | 0.39325 | 0.19796 | 0.31581 | 0.65838 | 0.66424 | 0.85008 | 0.011415 | 0.018179 | 0.20553 | 0.6525 | 0.66424 | 0 | 0 | 0.85 | 0.85 | 0.85 | 0.85 | 0.92059 | 0.011415 | 0.63439 | 0.22107 | 0.00017779
2025-03-14 16:00 | 68779.1816 | 63842.3366 | 4508.4274 | 428.4177 | 0.20361 | 0.21001 | 0.21009 | 0.20847 | 73 | 16 | Fall | 0.52814 | 0.52024 | 0.52024 | 0.92028 | 0.45282 | 0.21009 | 0.20361 | 0.66367 | 0.66641 | 0.85008 | 0.011903 | 0.018609 | 0.20847 | 0.68032 | 0.66641 | 0 | 0 | 0.85 | 0.85 | 0.85 | 0.85 | 0.92028 | 0.011903 | 0.64677 | 0.14253 | 0.03688
2025-03-14 17:00 | 70734.0896 | 68513.5939 | 1779.7032 | 440.7925 | 0.080375 | 0.21607 | 0.21648 | 0.20871 | 73 | 17 | Fall | 0.55921 | 0.52787 | 0.52787 | 0.92028 | 0.49849 | 0.21648 | 0.080375 | 0.6549 | 0.66641 | 0.85008 | 0.012497 | 0.02092 | 0.20871 | 0.69339 | 0.66641 | 0 | 0 | 0.85 | 0.85 | 0.85 | 0.85 | 0.92028 | 0.012497 | 0.65974 | 0.056262 | 0.46447
2025-03-14 18:00 | 75063.5789 | 74515.034 | 81.5375 | 467.0074 | 0.0036824 | 0.22893 | 0.22906 | 0.22653 | 73 | 18 | Fall | 0.56981 | 0.53326 | 0.53326 | 0.92026 | 0.51472 | 0.22906 | 0.0036824 | 0.58607 | 0.66641 | 0.85008 | 0.012776 | 0.030806 | 0.22653 | 0.72066 | 0.66641 | 0 | 0 | 0.85 | 0.85 | 0.85 | 0.85 | 0.92026 | 0.012776 | 0.67697 | 0.0025777 | 0.42382
2025-03-14 19:00 | 74639.2161 | 74156.9051 | 0 | 482.311 | 0 | 0.23643 | 0.23611 | 0.24217 | 73 | 19 | Fall | 0.58792 | 0.53844 | 0.53844 | 0.92081 | 0.51215 | 0.23611 | 0 | 0.30172 | 0.66641 | 0.85008 | 0.012985 | 0.040504 | 0.24217 | 0.70767 | 0.66641 | 0 | 0 | 0.85 | 0.85 | 0.85 | 0.85 | 0.92081 | 0.012985 | 0.6913 | 0 | 0.3403
2025-03-14 20:00 | 72863.7066 | 72364.5712 | 0 | 499.1354 | 0 | 0.24467 | 0.24402 | 0.25642 | 73 | 20 | Fall | 0.58769 | 0.53296 | 0.53296 | 0.92152 | 0.47501 | 0.24402 | 0 | 0.0006045 | 0.66641 | 0.85008 | 0.012671 | 0.027207 | 0.25642 | 0.69538 | 0.66641 | 0 | 0 | 0.85 | 0.85 | 0.85 | 0.85 | 0.92152 | 0.012671 | 0.69331 | 0 | 0.11348
2025-03-14 21:00 | 70130.425 | 69616.4249 | 0 | 514.0001 | 0 | 0.25196 | 0.25118 | 0.26614 | 73 | 21 | Fall | 0.5589 | 0.51972 | 0.51972 | 0.92369 | 0.43894 | 0.25118 | 0 | 0 | 0.66478 | 0.85008 | 0.012741 | 0.015558 | 0.26614 | 0.62275 | 0.66478 | 0 | 0 | 0.85 | 0.85 | 0.85 | 0.85 | 0.92369 | 0.012741 | 0.67279 | 0 | 0.16147
2025-03-14 22:00 | 65712.0077 | 65186.2942 | 0 | 525.7135 | 0 | 0.2577 | 0.25706 | 0.26928 | 73 | 22 | Fall | 0.51728 | 0.4948 | 0.4948 | 0.92621 | 0.40003 | 0.25706 | 0 | 0 | 0.66478 | 0.85008 | 0.012881 | 0.0070257 | 0.26928 | 0.54639 | 0.66478 | 0 | 0 | 0.85 | 0.85 | 0.85 | 0.85 | 0.92621 | 0.012881 | 0.63052 | 0 | 0.1153
2025-03-14 23:00 | 61151.9972 | 60612.1371 | 0 | 539.86 | 0 | 0.26464 | 0.26452 | 0.26684 | 73 | 23 | Fall | 0.47532 | 0.45627 | 0.45627 | 0.92842 | 0.36928 | 0.26452 | 0 | 0 | 0.65567 | 0.85008 | 0.012252 | 0.0070257 | 0.26684 | 0.47566 | 0.65567 | 0 | 0 | 0.85 | 0.85 | 0.85 | 0.85 | 0.92842 | 0.012252 | 0.56646 | 0 | 0.067351
2025-03-15 00:00 | 37102.8845 | 36552.3996 | 0 | 550.4849 | 0 | 0.26985 | 0.27004 | 0.26633 | 74 | 0 | Spring | 0.27877 | 0.32807 | 0.32807 | 0.86806 | 0.41526 | 0.27004 | 0 | 0 | 0.64562 | 0.85008 | 0.0133 | 0.00079999 | 0.26633 | 0.22892 | 0.64562 | 0 | 0 | 0.85 | 0.85 | 0.85 | 0.85 | 0.86806 | 0.0133 | 0.36461 | 0 | 0.048952
2025-03-15 01:00 | 36464.7762 | 35911.2181 | 0 | 553.5581 | 0 | 0.27135 | 0.27159 | 0.26711 | 74 | 1 | Spring | 0.27126 | 0.31736 | 0.31736 | 0.87726 | 0.38 | 0.27159 | 0 | 0 | 0.64562 | 0.85008 | 0.012357 | 0.00079999 | 0.26711 | 0.2248 | 0.64562 | 0 | 0 | 0.85 | 0.85 | 0.85 | 0.85 | 0.87726 | 0.012357 | 0.36019 | 0 | 0
2025-03-15 02:00 | 36344.6107 | 35792.3354 | 0 | 552.2753 | 0 | 0.27072 | 0.27094 | 0.26673 | 74 | 2 | Spring | 0.2611 | 0.30561 | 0.30561 | 0.87644 | 0.34552 | 0.27094 | 0 | 0 | 0.64562 | 0.85008 | 0.012462 | 0.00079999 | 0.26673 | 0.21959 | 0.64562 | 0 | 0 | 0.85 | 0.85 | 0.85 | 0.85 | 0.87644 | 0.012462 | 0.35507 | 0 | 0.0076969
2025-03-15 03:00 | 36404.0592 | 35860.2416 | 0 | 543.8176 | 0 | 0.26658 | 0.26685 | 0.26172 | 74 | 3 | Spring | 0.25348 | 0.29808 | 0.29808 | 0.87591 | 0.33422 | 0.26685 | 0 | 0 | 0.64562 | 0.85008 | 0.013439 | 0.00079999 | 0.26172 | 0.21762 | 0.64562 | 0 | 0 | 0.85 | 0.85 | 0.85 | 0.85 | 0.87591 | 0.013439 | 0.3547 | 0 | 0
2025-03-15 04:00 | 36761.2003 | 36231.1909 | 0 | 530.0094 | 0 | 0.25981 | 0.25998 | 0.25679 | 74 | 4 | Spring | 0.24517 | 0.29516 | 0.29516 | 0.87706 | 0.32769 | 0.25998 | 0 | 0 | 0.64562 | 0.85008 | 0.013579 | 0.00079999 | 0.25679 | 0.22054 | 0.64562 | 0 | 0 | 0.85 | 0.85 | 0.85 | 0.85 | 0.87706 | 0.013579 | 0.36068 | 0 | 0
2025-03-15 05:00 | 39125.2563 | 38606.5968 | 0 | 518.6595 | 0 | 0.25424 | 0.25423 | 0.25452 | 74 | 5 | Spring | 0.24319 | 0.29542 | 0.29542 | 0.87925 | 0.32324 | 0.25423 | 0 | 0 | 0.64562 | 0.85008 | 0.013719 | 0.00079999 | 0.25452 | 0.24903 | 0.64562 | 0 | 0 | 0.85 | 0.85 | 0.85 | 0.85 | 0.87925 | 0.013719 | 0.38813 | 0 | 0
2025-03-15 06:00 | 41292.8204 | 40656.0749 | 137.3506 | 499.3949 | 0.006203 | 0.2448 | 0.24459 | 0.24868 | 74 | 6 | Spring | 0.25416 | 0.29826 | 0.29826 | 0.88123 | 0.35611 | 0.24459 | 0.006203 | 0 | 0.6501 | 0.85008 | 0.013404 | 0.00083936 | 0.24868 | 0.30317 | 0.6501 | 0 | 0 | 0.85 | 0.85 | 0.85 | 0.85 | 0.88123 | 0.013404 | 0.4151 | 0.0043421 | 0
2025-03-15 07:00 | 42596.2339 | 39916.1752 | 2245.9271 | 434.1316 | 0.10143 | 0.21281 | 0.21174 | 0.23212 | 74 | 7 | Spring | 0.26383 | 0.30635 | 0.30635 | 0.88211 | 0.39696 | 0.21174 | 0.10143 | 0 | 0.65669 | 0.85008 | 0.012671 | 0.0010882 | 0.23212 | 0.29 | 0.65669 | 0 | 0 | 0.85 | 0.85 | 0.85 | 0.85 | 0.88211 | 0.012671 | 0.40054 | 0.071001 | 0.0096656
2025-03-15 08:00 | 44184.4324 | 37987.539 | 5795.6185 | 401.2749 | 0.26174 | 0.1967 | 0.19593 | 0.21067 | 74 | 8 | Spring | 0.26441 | 0.30255 | 0.30255 | 0.88442 | 0.42633 | 0.19593 | 0.26174 | 0 | 0.65669 | 0.85008 | 0.012183 | 0.0010228 | 0.21067 | 0.28372 | 0.65669 | 0 | 0 | 0.85 | 0.85 | 0.85 | 0.85 | 0.88442 | 0.012183 | 0.39226 | 0.18322 | 0.029613
2025-03-15 09:00 | 45156.8022 | 35269.1932 | 9447.0982 | 440.5108 | 0.42665 | 0.21594 | 0.21654 | 0.20499 | 74 | 9 | Spring | 0.25911 | 0.30095 | 0.30095 | 0.88542 | 0.45108 | 0.21654 | 0.42665 | 0.38061 | 0.65642 | 0.85008 | 0.011659 | 0.00079999 | 0.20499 | 0.26073 | 0.65642 | 0 | 0 | 0.85 | 0.85 | 0.85 | 0.85 | 0.88542 | 0.011659 | 0.37528 | 0.29866 | 0
2025-03-15 10:00 | 45207.871 | 32298.3183 | 12449.0387 | 460.5139 | 0.56222 | 0.22574 | 0.22647 | 0.21265 | 74 | 10 | Spring | 0.26146 | 0.29721 | 0.29721 | 0.88641 | 0.4463 | 0.22647 | 0.56222 | 0.64871 | 0.65688 | 0.85008 | 0.011484 | 0.00079999 | 0.21265 | 0.27476 | 0.65688 | 0 | 0 | 0.85 | 0.85 | 0.85 | 0.85 | 0.88641 | 0.011484 | 0.37825 | 0.39356 | 0
2025-03-15 11:00 | 44749.2552 | 30336.4104 | 13944.0663 | 468.7785 | 0.62974 | 0.22979 | 0.23058 | 0.21549 | 74 | 11 | Spring | 0.25473 | 0.28311 | 0.28311 | 0.88809 | 0.41276 | 0.23058 | 0.62974 | 0.69148 | 0.65688 | 0.85008 | 0.01138 | 0.00079999 | 0.21549 | 0.29695 | 0.65688 | 0 | 0 | 0.85 | 0.85 | 0.85 | 0.85 | 0.88809 | 0.01138 | 0.38376 | 0.44082 | 0.0092363
2025-03-15 12:00 | 43950.7933 | 29415.5159 | 14059.0225 | 476.2549 | 0.63493 | 0.23346 | 0.2343 | 0.21822 | 74 | 12 | Spring | 0.24979 | 0.27224 | 0.27224 | 0.88874 | 0.38152 | 0.2343 | 0.63493 | 0.67553 | 0.65688 | 0.85008 | 0.011484 | 0.00080167 | 0.21822 | 0.31905 | 0.65688 | 0 | 0 | 0.85 | 0.85 | 0.85 | 0.85 | 0.88874 | 0.011484 | 0.39243 | 0.44445 | 0.0092363
2025-03-15 13:00 | 41289.1503 | 27484.7789 | 13324.7007 | 479.6706 | 0.60177 | 0.23513 | 0.23569 | 0.22511 | 74 | 13 | Spring | 0.2448 | 0.25993 | 0.25993 | 0.88865 | 0.35645 | 0.23569 | 0.60177 | 0.66427 | 0.65688 | 0.85008 | 0.010123 | 0.00079999 | 0.22511 | 0.32335 | 0.65688 | 0 | 0 | 0.85 | 0.85 | 0.85 | 0.85 | 0.88865 | 0.010123 | 0.40028 | 0.42124 | 0.0092363
2025-03-15 14:00 | 40926.1181 | 28914.3046 | 11525.805 | 486.0085 | 0.52053 | 0.23824 | 0.2387 | 0.2299 | 74 | 14 | Spring | 0.24385 | 0.25881 | 0.25881 | 0.88747 | 0.34975 | 0.2387 | 0.52053 | 0.65679 | 0.65688 | 0.85008 | 0.0099835 | 0.0013328 | 0.2299 | 0.32489 | 0.65688 | 0 | 0 | 0.85 | 0.85 | 0.85 | 0.85 | 0.88747 | 0.0099835 | 0.40115 | 0.36437 | 0.0094141
2025-03-15 15:00 | 40962.5446 | 31705.43 | 8779.5572 | 477.5574 | 0.3965 | 0.2341 | 0.23436 | 0.22931 | 74 | 15 | Spring | 0.24372 | 0.26351 | 0.26351 | 0.88663 | 0.34492 | 0.23436 | 0.3965 | 0.66692 | 0.65688 | 0.85008 | 0.010088 | 0.0013328 | 0.22931 | 0.33518 | 0.65688 | 0 | 0 | 0.85 | 0.85 | 0.85 | 0.85 | 0.88663 | 0.010088 | 0.4158 | 0.27755 | 0.0094141
2025-03-15 16:00 | 41389.6053 | 35512.2823 | 5411.2024 | 466.1206 | 0.24438 | 0.22849 | 0.22831 | 0.23167 | 74 | 16 | Spring | 0.24178 | 0.27908 | 0.27908 | 0.87629 | 0.34371 | 0.22831 | 0.24438 | 0.67652 | 0.66614 | 0.85008 | 0.010018 | 0.0013328 | 0.23167 | 0.36047 | 0.66614 | 0 | 0 | 0.85 | 0.85 | 0.85 | 0.85 | 0.87629 | 0.010018 | 0.43848 | 0.17107 | 0.0092363
2025-03-15 17:00 | 43370.9319 | 40911.4138 | 1990.9829 | 468.5352 | 0.089917 | 0.22967 | 0.229 | 0.2419 | 74 | 17 | Spring | 0.24363 | 0.29823 | 0.29823 | 0.87688 | 0.36264 | 0.229 | 0.089917 | 0.6679 | 0.66614 | 0.85008 | 0.010018 | 0.0035317 | 0.2419 | 0.37417 | 0.66614 | 0 | 0 | 0.85 | 0.85 | 0.85 | 0.85 | 0.87688 | 0.010018 | 0.48342 | 0.062942 | 0.28272
2025-03-15 18:00 | 48087.9295 | 47507.1244 | 95.554 | 485.2511 | 0.0043154 | 0.23787 | 0.23677 | 0.25768 | 74 | 18 | Spring | 0.25066 | 0.31384 | 0.31384 | 0.87696 | 0.40118 | 0.23677 | 0.0043154 | 0.58773 | 0.66614 | 0.85008 | 0.010158 | 0.027398 | 0.25768 | 0.3962 | 0.66614 | 0 | 0 | 0.85 | 0.85 | 0.85 | 0.85 | 0.87696 | 0.010158 | 0.50599 | 0.0030208 | 0.42211
2025-03-15 19:00 | 48466.3976 | 47956.879 | 0 | 509.5186 | 0 | 0.24976 | 0.24871 | 0.2689 | 74 | 19 | Spring | 0.26664 | 0.33067 | 0.33067 | 0.8775 | 0.42487 | 0.24871 | 0 | 0.23069 | 0.66641 | 0.85008 | 0.010612 | 0.027398 | 0.2689 | 0.41363 | 0.66641 | 0 | 0 | 0.85 | 0.85 | 0.85 | 0.85 | 0.8775 | 0.010612 | 0.52452 | 0 | 0.39185
2025-03-15 20:00 | 47955.0154 | 47419.8119 | 0 | 535.2035 | 0 | 0.26235 | 0.26146 | 0.27849 | 74 | 20 | Spring | 0.28392 | 0.33907 | 0.33907 | 0.87706 | 0.44583 | 0.26146 | 0 | 0 | 0.66641 | 0.85008 | 0.010717 | 0.013216 | 0.27849 | 0.41376 | 0.66641 | 0 | 0 | 0.85 | 0.85 | 0.85 | 0.85 | 0.87706 | 0.010717 | 0.52178 | 0 | 0.34357
2025-03-15 21:00 | 45855.2456 | 45289.7688 | 0 | 565.4768 | 0 | 0.27719 | 0.27645 | 0.29068 | 74 | 21 | Spring | 0.28852 | 0.33774 | 0.33774 | 0.87764 | 0.44688 | 0.27645 | 0 | 0 | 0.66641 | 0.85008 | 0.010682 | 0.0013328 | 0.29068 | 0.40821 | 0.66641 | 0 | 0 | 0.85 | 0.85 | 0.85 | 0.85 | 0.87764 | 0.010682 | 0.49219 | 0 | 0.10075
2025-03-15 22:00 | 42656.7249 | 42044.5692 | 0 | 612.1557 | 0 | 0.30008 | 0.30017 | 0.29831 | 74 | 22 | Spring | 0.27883 | 0.33192 | 0.33192 | 0.87863 | 0.45017 | 0.30017 | 0 | 0 | 0.66641 | 0.85008 | 0.010717 | 0.0013328 | 0.29831 | 0.36384 | 0.66641 | 0 | 0 | 0.85 | 0.85 | 0.85 | 0.85 | 0.87863 | 0.010717 | 0.43629 | 0 | 0.081544
2025-03-15 23:00 | 39039.0121 | 38378.4641 | 0 | 660.5481 | 0 | 0.3238 | 0.32466 | 0.30817 | 74 | 23 | Spring | 0.26601 | 0.32932 | 0.32932 | 0.87267 | 0.42104 | 0.32466 | 0 | 0 | 0.65528 | 0.85008 | 0.011973 | 0.0013328 | 0.30817 | 0.30433 | 0.65528 | 0 | 0 | 0.85 | 0.85 | 0.85 | 0.85 | 0.87267 | 0.011973 | 0.38142 | 0 | 0.039465
2025-03-16 00:00 | 36537.654 | 35839.559 | 0 | 698.0951 | 0 | 0.3422 | 0.34435 | 0.3034 | 75 | 0 | Spring | 0.27877 | 0.32807 | 0.32807 | 0.86806 | 0.41526 | 0.34435 | 0 | 0 | 0.64562 | 0.85008 | 0.0133 | 0.00079999 | 0.3034 | 0.22892 | 0.64562 | 0 | 0 | 0.85 | 0.85 | 0.85 | 0.85 | 0.86806 | 0.0133 | 0.36461 | 0 | 0.048952
2025-03-16 01:00 | 35914.591 | 35201.4027 | 0 | 713.1883 | 0 | 0.3496 | 0.35233 | 0.30037 | 75 | 1 | Spring | 0.27126 | 0.31736 | 0.31736 | 0.87726 | 0.38 | 0.35233 | 0 | 0 | 0.64562 | 0.85008 | 0.012357 | 0.00079999 | 0.30037 | 0.2248 | 0.64562 | 0 | 0 | 0.85 | 0.85 | 0.85 | 0.85 | 0.87726 | 0.012357 | 0.36019 | 0 | 0
2025-03-16 02:00 | 35833.9563 | 35116.4164 | 0 | 717.5399 | 0 | 0.35174 | 0.35486 | 0.29531 | 75 | 2 | Spring | 0.2611 | 0.30561 | 0.30561 | 0.87644 | 0.34552 | 0.35486 | 0 | 0 | 0.64562 | 0.85008 | 0.012462 | 0.00079999 | 0.29531 | 0.21959 | 0.64562 | 0 | 0 | 0.85 | 0.85 | 0.85 | 0.85 | 0.87644 | 0.012462 | 0.35507 | 0 | 0.0076969
2025-03-16 03:00 | 35935.0005 | 35226.2934 | 0 | 708.7072 | 0 | 0.34741 | 0.35044 | 0.29261 | 75 | 3 | Spring | 0.25348 | 0.29808 | 0.29808 | 0.87591 | 0.33422 | 0.35044 | 0 | 0 | 0.64562 | 0.85008 | 0.013439 | 0.00079999 | 0.29261 | 0.21762 | 0.64562 | 0 | 0 | 0.85 | 0.85 | 0.85 | 0.85 | 0.87591 | 0.013439 | 0.3547 | 0 | 0
2025-03-16 04:00 | 36337.8675 | 35655.8278 | 0 | 682.0396 | 0 | 0.33433 | 0.33714 | 0.28363 | 75 | 4 | Spring | 0.24517 | 0.29516 | 0.29516 | 0.87706 | 0.32769 | 0.33714 | 0 | 0 | 0.64562 | 0.85008 | 0.013579 | 0.00079999 | 0.28363 | 0.22054 | 0.64562 | 0 | 0 | 0.85 | 0.85 | 0.85 | 0.85 | 0.87706 | 0.013579 | 0.36068 | 0 | 0
2025-03-16 05:00 | 38776.6134 | 38121.4386 | 0 | 655.1748 | 0 | 0.32116 | 0.32406 | 0.26882 | 75 | 5 | Spring | 0.24319 | 0.29542 | 0.29542 | 0.87925 | 0.32324 | 0.32406 | 0 | 0 | 0.64562 | 0.85008 | 0.013719 | 0.00079999 | 0.26882 | 0.24903 | 0.64562 | 0 | 0 | 0.85 | 0.85 | 0.85 | 0.85 | 0.87925 | 0.013719 | 0.38813 | 0 | 0
2025-03-16 06:00 | 40960.0006 | 40189.7368 | 154.8083 | 615.4554 | 0.0069915 | 0.30169 | 0.30443 | 0.25219 | 75 | 6 | Spring | 0.25416 | 0.29826 | 0.29826 | 0.88123 | 0.35611 | 0.30443 | 0.0069915 | 0 | 0.6501 | 0.85008 | 0.013404 | 0.00083936 | 0.25219 | 0.30317 | 0.6501 | 0 | 0 | 0.85 | 0.85 | 0.85 | 0.85 | 0.88123 | 0.013404 | 0.4151 | 0.004894 | 0
2025-03-16 07:00 | 42122.4849 | 39081.8603 | 2493.6185 | 547.0062 | 0.11262 | 0.26814 | 0.2701 | 0.23271 | 75 | 7 | Spring | 0.26383 | 0.30635 | 0.30635 | 0.88211 | 0.39696 | 0.2701 | 0.11262 | 0 | 0.65669 | 0.85008 | 0.012671 | 0.0010882 | 0.23271 | 0.29 | 0.65669 | 0 | 0 | 0.85 | 0.85 | 0.85 | 0.85 | 0.88211 | 0.012671 | 0.40054 | 0.078832 | 0.0096656
2025-03-16 08:00 | 43524.6929 | 36692.5647 | 6308.6351 | 523.4931 | 0.28491 | 0.25661 | 0.25829 | 0.22637 | 75 | 8 | Spring | 0.26441 | 0.30255 | 0.30255 | 0.88442 | 0.42633 | 0.25829 | 0.28491 | 0 | 0.65669 | 0.85008 | 0.012183 | 0.0010228 | 0.22637 | 0.28372 | 0.65669 | 0 | 0 | 0.85 | 0.85 | 0.85 | 0.85 | 0.88442 | 0.012183 | 0.39226 | 0.19944 | 0.029613
2025-03-16 09:00 | 45128.3744 | 34565.3943 | 10024.6097 | 538.3705 | 0.45273 | 0.26391 | 0.26578 | 0.23004 | 75 | 9 | Spring | 0.25911 | 0.30095 | 0.30095 | 0.88542 | 0.45108 | 0.26578 | 0.45273 | 0.38061 | 0.65642 | 0.85008 | 0.011659 | 0.00079999 | 0.23004 | 0.26073 | 0.65642 | 0 | 0 | 0.85 | 0.85 | 0.85 | 0.85 | 0.88542 | 0.011659 | 0.37528 | 0.31691 | 0
2025-03-16 10:00 | 45207.871 | 31994.8654 | 12663.2419 | 549.7637 | 0.5719 | 0.26949 | 0.27175 | 0.22872 | 75 | 10 | Spring | 0.26146 | 0.29721 | 0.29721 | 0.88641 | 0.4463 | 0.27175 | 0.5719 | 0.64871 | 0.65688 | 0.85008 | 0.011484 | 0.00079999 | 0.22872 | 0.27476 | 0.65688 | 0 | 0 | 0.85 | 0.85 | 0.85 | 0.85 | 0.88641 | 0.011484 | 0.37825 | 0.40033 | 0
2025-03-16 11:00 | 44749.2552 | 30183.2608 | 14008.1509 | 557.8436 | 0.63264 | 0.27345 | 0.27607 | 0.22621 | 75 | 11 | Spring | 0.25473 | 0.28311 | 0.28311 | 0.88809 | 0.41276 | 0.27607 | 0.63264 | 0.69148 | 0.65688 | 0.85008 | 0.01138 | 0.00079999 | 0.22621 | 0.29695 | 0.65688 | 0 | 0 | 0.85 | 0.85 | 0.85 | 0.85 | 0.88809 | 0.01138 | 0.38376 | 0.44285 | 0.0092363
2025-03-16 12:00 | 43950.7933 | 29117.4636 | 14276.8544 | 556.4752 | 0.64477 | 0.27278 | 0.27564 | 0.22104 | 75 | 12 | Spring | 0.24979 | 0.27224 | 0.27224 | 0.88874 | 0.38152 | 0.27564 | 0.64477 | 0.67553 | 0.65688 | 0.85008 | 0.011484 | 0.00080167 | 0.22104 | 0.31905 | 0.65688 | 0 | 0 | 0.85 | 0.85 | 0.85 | 0.85 | 0.88874 | 0.011484 | 0.39243 | 0.45134 | 0.0092363
2025-03-16 13:00 | 41289.1503 | 27316.2247 | 13421.21 | 551.7155 | 0.60613 | 0.27045 | 0.27313 | 0.22192 | 75 | 13 | Spring | 0.2448 | 0.25993 | 0.25993 | 0.88865 | 0.35645 | 0.27313 | 0.60613 | 0.66427 | 0.65688 | 0.85008 | 0.010123 | 0.00079999 | 0.22192 | 0.32335 | 0.65688 | 0 | 0 | 0.85 | 0.85 | 0.85 | 0.85 | 0.88865 | 0.010123 | 0.40028 | 0.42429 | 0.0092363
2025-03-16 14:00 | 40926.1181 | 28964.5714 | 11411.0229 | 550.5238 | 0.51534 | 0.26986 | 0.27205 | 0.23038 | 75 | 14 | Spring | 0.24385 | 0.25881 | 0.25881 | 0.88747 | 0.34975 | 0.27205 | 0.51534 | 0.65679 | 0.65688 | 0.85008 | 0.0099835 | 0.0013328 | 0.23038 | 0.32489 | 0.65688 | 0 | 0 | 0.85 | 0.85 | 0.85 | 0.85 | 0.88747 | 0.0099835 | 0.40115 | 0.36074 | 0.0094141
2025-03-16 15:00 | 40962.5446 | 31829.8658 | 8586.3366 | 546.3422 | 0.38778 | 0.26781 | 0.26964 | 0.23486 | 75 | 15 | Spring | 0.24372 | 0.26351 | 0.26351 | 0.88663 | 0.34492 | 0.26964 | 0.38778 | 0.66692 | 0.65688 | 0.85008 | 0.010088 | 0.0013328 | 0.23486 | 0.33518 | 0.65688 | 0 | 0 | 0.85 | 0.85 | 0.85 | 0.85 | 0.88663 | 0.010088 | 0.4158 | 0.27144 | 0.0094141
2025-03-16 16:00 | 41389.6053 | 35418.8999 | 5444.2686 | 526.4368 | 0.24587 | 0.25806 | 0.25939 | 0.23392 | 75 | 16 | Spring | 0.24178 | 0.27908 | 0.27908 | 0.87629 | 0.34371 | 0.25939 | 0.24587 | 0.67652 | 0.66614 | 0.85008 | 0.010018 | 0.0013328 | 0.23392 | 0.36047 | 0.66614 | 0 | 0 | 0.85 | 0.85 | 0.85 | 0.85 | 0.87629 | 0.010018 | 0.43848 | 0.17211 | 0.0092363
2025-03-16 17:00 | 43316.2926 | 40676.7759 | 2147.2255 | 492.2912 | 0.096973 | 0.24132 | 0.24163 | 0.23563 | 75 | 17 | Spring | 0.24363 | 0.29823 | 0.29823 | 0.87688 | 0.36264 | 0.24163 | 0.096973 | 0.6679 | 0.66614 | 0.85008 | 0.010018 | 0.0035317 | 0.23563 | 0.37417 | 0.66614 | 0 | 0 | 0.85 | 0.85 | 0.85 | 0.85 | 0.87688 | 0.010018 | 0.48342 | 0.067881 | 0.28272
2025-03-16 18:00 | 47751.221 | 47149.8248 | 113.6234 | 487.7728 | 0.0051315 | 0.2391 | 0.23866 | 0.24712 | 75 | 18 | Spring | 0.25066 | 0.31384 | 0.31384 | 0.87696 | 0.40118 | 0.23866 | 0.0051315 | 0.58773 | 0.66614 | 0.85008 | 0.010158 | 0.027398 | 0.24712 | 0.3962 | 0.66614 | 0 | 0 | 0.85 | 0.85 | 0.85 | 0.85 | 0.87696 | 0.010158 | 0.50599 | 0.003592 | 0.42211
2025-03-16 19:00 | 47750.017 | 47263.3169 | 0 | 486.7001 | 0 | 0.23858 | 0.23796 | 0.2498 | 75 | 19 | Spring | 0.26664 | 0.33067 | 0.33067 | 0.8775 | 0.42487 | 0.23796 | 0 | 0.23069 | 0.66641 | 0.85008 | 0.010612 | 0.027398 | 0.2498 | 0.41363 | 0.66641 | 0 | 0 | 0.85 | 0.85 | 0.85 | 0.85 | 0.8775 | 0.010612 | 0.52452 | 0 | 0.39185
2025-03-16 20:00 | 47102.4496 | 46631.9914 | 0 | 470.4581 | 0 | 0.23062 | 0.22998 | 0.24209 | 75 | 20 | Spring | 0.28392 | 0.33907 | 0.33907 | 0.87706 | 0.44583 | 0.22998 | 0 | 0 | 0.66641 | 0.85008 | 0.010717 | 0.013216 | 0.24209 | 0.41376 | 0.66641 | 0 | 0 | 0.85 | 0.85 | 0.85 | 0.85 | 0.87706 | 0.010717 | 0.52178 | 0 | 0.34357
2025-03-16 21:00 | 45032.1803 | 44587.7401 | 0 | 444.4403 | 0 | 0.21786 | 0.2166 | 0.24064 | 75 | 21 | Spring | 0.28852 | 0.33774 | 0.33774 | 0.87764 | 0.44688 | 0.2166 | 0 | 0 | 0.66641 | 0.85008 | 0.010682 | 0.0013328 | 0.24064 | 0.40821 | 0.66641 | 0 | 0 | 0.85 | 0.85 | 0.85 | 0.85 | 0.87764 | 0.010682 | 0.49219 | 0 | 0.10075
2025-03-16 22:00 | 41820.6794 | 41401.0153 | 0 | 419.6641 | 0 | 0.20572 | 0.20411 | 0.23483 | 75 | 22 | Spring | 0.27883 | 0.33192 | 0.33192 | 0.87863 | 0.45017 | 0.20411 | 0 | 0 | 0.66641 | 0.85008 | 0.010717 | 0.0013328 | 0.23483 | 0.36384 | 0.66641 | 0 | 0 | 0.85 | 0.85 | 0.85 | 0.85 | 0.87863 | 0.010717 | 0.43629 | 0 | 0.081544
2025-03-16 23:00 | 38191.7564 | 37787.5426 | 0 | 404.2138 | 0 | 0.19814 | 0.19679 | 0.22254 | 75 | 23 | Spring | 0.26601 | 0.32932 | 0.32932 | 0.87267 | 0.42104 | 0.19679 | 0 | 0 | 0.65528 | 0.85008 | 0.011973 | 0.0013328 | 0.22254 | 0.30433 | 0.65528 | 0 | 0 | 0.85 | 0.85 | 0.85 | 0.85 | 0.87267 | 0.011973 | 0.38142 | 0 | 0.039465
2025-03-17 00:00 | 57886.1371 | 57480.8697 | 0 | 405.2674 | 0 | 0.19866 | 0.19744 | 0.22077 | 76 | 0 | Fall | 0.40086 | 0.41408 | 0.41408 | 0.9324 | 0.29275 | 0.19744 | 0 | 0 | 0.65196 | 0.85008 | 0.011834 | 0.0070257 | 0.22077 | 0.40145 | 0.65196 | 0 | 0 | 0.85 | 0.85 | 0.85 | 0.85 | 0.9324 | 0.011834 | 0.52583 | 0 | 0.01542
2025-03-17 01:00 | 57187.2317 | 56781.1513 | 0 | 406.0803 | 0 | 0.19906 | 0.19754 | 0.22655 | 76 | 1 | Fall | 0.37675 | 0.40095 | 0.40095 | 0.93332 | 0.26062 | 0.19754 | 0 | 0 | 0.65196 | 0.85008 | 0.012078 | 0.0070257 | 0.22655 | 0.38521 | 0.65196 | 0 | 0 | 0.85 | 0.85 | 0.85 | 0.85 | 0.93332 | 0.012078 | 0.49927 | 0 | 0
2025-03-17 02:00 | 56980.3012 | 56573.4589 | 0 | 406.8423 | 0 | 0.19943 | 0.197 | 0.24348 | 76 | 2 | Fall | 0.36036 | 0.37824 | 0.37824 | 0.93336 | 0.22473 | 0.197 | 0 | 0 | 0.65196 | 0.85008 | 0.012357 | 0.0070257 | 0.24348 | 0.38017 | 0.65196 | 0 | 0 | 0.85 | 0.85 | 0.85 | 0.85 | 0.93336 | 0.012357 | 0.49291 | 0 | 0
2025-03-17 03:00 | 56933.9346 | 56526.3506 | 0 | 407.584 | 0 | 0.1998 | 0.19659 | 0.25768 | 76 | 3 | Fall | 0.34783 | 0.36163 | 0.36163 | 0.93289 | 0.18289 | 0.19659 | 0 | 0 | 0.64813 | 0.85008 | 0.012532 | 0.0070257 | 0.25768 | 0.37147 | 0.64813 | 0 | 0 | 0.85 | 0.85 | 0.85 | 0.85 | 0.93289 | 0.012532 | 0.48498 | 0 | 0
2025-03-17 04:00 | 57577.729 | 57166.3263 | 0 | 411.4027 | 0 | 0.20167 | 0.1984 | 0.26071 | 76 | 4 | Fall | 0.34209 | 0.36519 | 0.36519 | 0.93361 | 0.16879 | 0.1984 | 0 | 0 | 0.65104 | 0.85008 | 0.012532 | 0.0070257 | 0.26071 | 0.37052 | 0.65104 | 0 | 0 | 0.85 | 0.85 | 0.85 | 0.85 | 0.93361 | 0.012532 | 0.48267 | 0 | 0
2025-03-17 05:00 | 62426.7042 | 62017.4201 | 0 | 409.2841 | 0 | 0.20063 | 0.19784 | 0.25106 | 76 | 5 | Fall | 0.34482 | 0.37756 | 0.37756 | 0.93576 | 0.17276 | 0.19784 | 0 | 0 | 0.65104 | 0.85008 | 0.012497 | 0.0064921 | 0.25106 | 0.37314 | 0.65104 | 0 | 0 | 0.85 | 0.85 | 0.85 | 0.85 | 0.93576 | 0.012497 | 0.48379 | 0 | 0
2025-03-17 06:00 | 69929.2299 | 69426.651 | 111.756 | 390.8229 | 0.0050471 | 0.19158 | 0.18944 | 0.23022 | 76 | 6 | Fall | 0.36517 | 0.39941 | 0.39941 | 0.93715 | 0.18574 | 0.18944 | 0.0050471 | 0 | 0.65331 | 0.85008 | 0.012462 | 0.0064921 | 0.23022 | 0.36964 | 0.65331 | 0 | 0 | 0.85 | 0.85 | 0.85 | 0.85 | 0.93715 | 0.012462 | 0.46504 | 0.003533 | 0
2025-03-17 07:00 | 74570.7819 | 72589.2667 | 1641.4566 | 340.0586 | 0.074131 | 0.1667 | 0.1655 | 0.18838 | 76 | 7 | Fall | 0.38197 | 0.40891 | 0.40891 | 0.93839 | 0.20415 | 0.1655 | 0.074131 | 0 | 0.65331 | 0.85008 | 0.012392 | 0.0064921 | 0.18838 | 0.36205 | 0.65331 | 0 | 0 | 0.85 | 0.85 | 0.85 | 0.85 | 0.93839 | 0.012392 | 0.44968 | 0.051892 | 0
2025-03-17 08:00 | 73449.6548 | 69180.3998 | 3962.1402 | 307.1147 | 0.17894 | 0.15055 | 0.15025 | 0.15595 | 76 | 8 | Fall | 0.39185 | 0.40697 | 0.40697 | 0.93566 | 0.21485 | 0.15025 | 0.17894 | 0.16223 | 0.65331 | 0.85008 | 0.012357 | 0.0064921 | 0.15595 | 0.40198 | 0.65331 | 0 | 0 | 0.85 | 0.85 | 0.85 | 0.85 | 0.93566 | 0.012357 | 0.45998 | 0.12526 | 0
2025-03-17 09:00 | 72537.436 | 66055.448 | 6179.0293 | 302.9586 | 0.27906 | 0.14851 | 0.14906 | 0.13851 | 76 | 9 | Fall | 0.39166 | 0.40877 | 0.40877 | 0.92982 | 0.21991 | 0.14906 | 0.27906 | 0.44952 | 0.65113 | 0.85008 | 0.012252 | 0.0064921 | 0.13851 | 0.39032 | 0.65113 | 0 | 0 | 0.85 | 0.85 | 0.85 | 0.85 | 0.92982 | 0.012252 | 0.46381 | 0.19534 | 0
2025-03-17 10:00 | 71329.5612 | 63362.1169 | 7679.7953 | 287.649 | 0.34684 | 0.141 | 0.14215 | 0.12027 | 76 | 10 | Fall | 0.40411 | 0.42068 | 0.42068 | 0.92508 | 0.22175 | 0.14215 | 0.34684 | 0.57836 | 0.66261 | 0.85008 | 0.012218 | 0.0064921 | 0.12027 | 0.44411 | 0.66261 | 0 | 0 | 0.85 | 0.85 | 0.85 | 0.85 | 0.92508 | 0.012218 | 0.49846 | 0.24278 | 0
2025-03-17 11:00 | 68291.6986 | 59205.3072 | 8810.0557 | 276.3357 | 0.39788 | 0.13546 | 0.13687 | 0.10998 | 76 | 11 | Fall | 0.41644 | 0.43336 | 0.43336 | 0.9244 | 0.22921 | 0.13687 | 0.39788 | 0.61146 | 0.66261 | 0.85008 | 0.011903 | 0.0067811 | 0.10998 | 0.48314 | 0.66261 | 0 | 0 | 0.85 | 0.85 | 0.85 | 0.85 | 0.9244 | 0.011903 | 0.55063 | 0.27852 | 0
2025-03-17 12:00 | 66995.5288 | 57489.8824 | 9240.1793 | 265.4671 | 0.41731 | 0.13013 | 0.13167 | 0.1024 | 76 | 12 | Fall | 0.43539 | 0.4543 | 0.4543 | 0.92402 | 0.24522 | 0.13167 | 0.41731 | 0.64788 | 0.66261 | 0.85008 | 0.011903 | 0.0064921 | 0.1024 | 0.53927 | 0.66261 | 0 | 0 | 0.85 | 0.85 | 0.85 | 0.85 | 0.92402 | 0.011903 | 0.58716 | 0.29211 | 0
2025-03-17 13:00 | 66927.4206 | 58435.7573 | 8235.4968 | 256.1665 | 0.37193 | 0.12557 | 0.12712 | 0.0975 | 76 | 13 | Fall | 0.46136 | 0.47855 | 0.47855 | 0.92234 | 0.2669 | 0.12712 | 0.37193 | 0.6577 | 0.66261 | 0.85008 | 0.011694 | 0.0098579 | 0.0975 | 0.58521 | 0.66261 | 0 | 0 | 0.85 | 0.85 | 0.85 | 0.85 | 0.92234 | 0.011694 | 0.60493 | 0.26035 | 0
2025-03-17 14:00 | 67083.5544 | 60396.6227 | 6431.5932 | 255.3385 | 0.29046 | 0.12517 | 0.12658 | 0.099562 | 76 | 14 | Fall | 0.48366 | 0.49376 | 0.49376 | 0.92148 | 0.3113 | 0.12658 | 0.29046 | 0.654 | 0.66424 | 0.85008 | 0.011659 | 0.015065 | 0.099562 | 0.62713 | 0.66424 | 0 | 0 | 0.85 | 0.85 | 0.85 | 0.85 | 0.92148 | 0.011659 | 0.61302 | 0.20332 | 0
2025-03-17 15:00 | 67521.6165 | 62725.7762 | 4536.3625 | 259.4778 | 0.20487 | 0.1272 | 0.12853 | 0.10304 | 76 | 15 | Fall | 0.50654 | 0.50702 | 0.50702 | 0.92059 | 0.39325 | 0.12853 | 0.20487 | 0.65838 | 0.66424 | 0.85008 | 0.011415 | 0.018179 | 0.10304 | 0.6525 | 0.66424 | 0 | 0 | 0.85 | 0.85 | 0.85 | 0.85 | 0.92059 | 0.011415 | 0.63439 | 0.14341 | 0.00017779
2025-03-17 16:00 | 68779.1816 | 65754.6693 | 2762.8548 | 261.6576 | 0.12478 | 0.12826 | 0.1294 | 0.10781 | 76 | 16 | Fall | 0.52814 | 0.52024 | 0.52024 | 0.92028 | 0.45282 | 0.1294 | 0.12478 | 0.66367 | 0.66641 | 0.85008 | 0.011903 | 0.018609 | 0.10781 | 0.68032 | 0.66641 | 0 | 0 | 0.85 | 0.85 | 0.85 | 0.85 | 0.92028 | 0.011903 | 0.64677 | 0.087343 | 0.03688
2025-03-17 17:00 | 70592.9666 | 69200.4432 | 1117.9123 | 274.6111 | 0.050487 | 0.13461 | 0.1356 | 0.11673 | 76 | 17 | Fall | 0.55921 | 0.52787 | 0.52787 | 0.92028 | 0.49849 | 0.1356 | 0.050487 | 0.6549 | 0.66641 | 0.85008 | 0.012497 | 0.02092 | 0.11673 | 0.69339 | 0.66641 | 0 | 0 | 0.85 | 0.85 | 0.85 | 0.85 | 0.92028 | 0.012497 | 0.65974 | 0.035341 | 0.46447
2025-03-17 18:00 | 75186.4084 | 74803.7414 | 67.224 | 315.443 | 0.003036 | 0.15463 | 0.15589 | 0.13179 | 76 | 18 | Fall | 0.56981 | 0.53326 | 0.53326 | 0.92026 | 0.51472 | 0.15589 | 0.003036 | 0.58607 | 0.66641 | 0.85008 | 0.012776 | 0.030806 | 0.13179 | 0.72066 | 0.66641 | 0 | 0 | 0.85 | 0.85 | 0.85 | 0.85 | 0.92026 | 0.012776 | 0.67697 | 0.0021252 | 0.42382
2025-03-17 19:00 | 74707.3356 | 74362.1289 | 0 | 345.2067 | 0 | 0.16922 | 0.17074 | 0.14175 | 76 | 19 | Fall | 0.58792 | 0.53844 | 0.53844 | 0.92081 | 0.51215 | 0.17074 | 0 | 0.30172 | 0.66641 | 0.85008 | 0.012985 | 0.040504 | 0.14175 | 0.70767 | 0.66641 | 0 | 0 | 0.85 | 0.85 | 0.85 | 0.85 | 0.92081 | 0.012985 | 0.6913 | 0 | 0.3403
2025-03-17 20:00 | 72922.1714 | 72564.2534 | 0 | 357.918 | 0 | 0.17545 | 0.17711 | 0.1455 | 76 | 20 | Fall | 0.58769 | 0.53296 | 0.53296 | 0.92152 | 0.47501 | 0.17711 | 0 | 0.0006045 | 0.66641 | 0.85008 | 0.012671 | 0.027207 | 0.1455 | 0.69538 | 0.66641 | 0 | 0 | 0.85 | 0.85 | 0.85 | 0.85 | 0.92152 | 0.012671 | 0.69331 | 0 | 0.11348
2025-03-17 21:00 | 70159.6573 | 69789.8448 | 0 | 369.8125 | 0 | 0.18128 | 0.18325 | 0.14561 | 76 | 21 | Fall | 0.5589 | 0.51972 | 0.51972 | 0.92369 | 0.43894 | 0.18325 | 0 | 0 | 0.66478 | 0.85008 | 0.012741 | 0.015558 | 0.14561 | 0.62275 | 0.66478 | 0 | 0 | 0.85 | 0.85 | 0.85 | 0.85 | 0.92369 | 0.012741 | 0.67279 | 0 | 0.16147
2025-03-17 22:00 | 65684.3844 | 65312.7703 | 0 | 371.6141 | 0 | 0.18216 | 0.18394 | 0.15011 | 76 | 22 | Fall | 0.51728 | 0.4948 | 0.4948 | 0.92621 | 0.40003 | 0.18394 | 0 | 0 | 0.66478 | 0.85008 | 0.012881 | 0.0070257 | 0.15011 | 0.54639 | 0.66478 | 0 | 0 | 0.85 | 0.85 | 0.85 | 0.85 | 0.92621 | 0.012881 | 0.63052 | 0 | 0.1153
2025-03-17 23:00 | 61112.5737 | 60745.2103 | 0 | 367.3634 | 0 | 0.18008 | 0.18149 | 0.15466 | 76 | 23 | Fall | 0.47532 | 0.45627 | 0.45627 | 0.92842 | 0.36928 | 0.18149 | 0 | 0 | 0.65567 | 0.85008 | 0.012252 | 0.0070257 | 0.15466 | 0.47566 | 0.65567 | 0 | 0 | 0.85 | 0.85 | 0.85 | 0.85 | 0.92842 | 0.012252 | 0.56646 | 0 | 0.067351
2025-03-18 00:00 | 59269.4446 | 58886.4821 | 0 | 382.9624 | 0 | 0.18773 | 0.1893 | 0.15927 | 77 | 0 | Fall | 0.40086 | 0.41408 | 0.41408 | 0.9324 | 0.29275 | 0.1893 | 0 | 0 | 0.65196 | 0.85008 | 0.011834 | 0.0070257 | 0.15927 | 0.40145 | 0.65196 | 0 | 0 | 0.85 | 0.85 | 0.85 | 0.85 | 0.9324 | 0.011834 | 0.52583 | 0 | 0.01542
2025-03-18 01:00 | 58775.4338 | 58377.0596 | 0 | 398.3743 | 0 | 0.19528 | 0.19681 | 0.16757 | 77 | 1 | Fall | 0.37675 | 0.40095 | 0.40095 | 0.93332 | 0.26062 | 0.19681 | 0 | 0 | 0.65196 | 0.85008 | 0.012078 | 0.0070257 | 0.16757 | 0.38521 | 0.65196 | 0 | 0 | 0.85 | 0.85 | 0.85 | 0.85 | 0.93332 | 0.012078 | 0.49927 | 0 | 0
2025-03-18 02:00 | 58696.6966 | 58285.3227 | 0 | 411.374 | 0 | 0.20165 | 0.20342 | 0.16966 | 77 | 2 | Fall | 0.36036 | 0.37824 | 0.37824 | 0.93336 | 0.22473 | 0.20342 | 0 | 0 | 0.65196 | 0.85008 | 0.012357 | 0.0070257 | 0.16966 | 0.38017 | 0.65196 | 0 | 0 | 0.85 | 0.85 | 0.85 | 0.85 | 0.93336 | 0.012357 | 0.49291 | 0 | 0
2025-03-18 03:00 | 58748.4864 | 58322.1357 | 0 | 426.3507 | 0 | 0.209 | 0.21098 | 0.17317 | 77 | 3 | Fall | 0.34783 | 0.36163 | 0.36163 | 0.93289 | 0.18289 | 0.21098 | 0 | 0 | 0.64813 | 0.85008 | 0.012532 | 0.0070257 | 0.17317 | 0.37147 | 0.64813 | 0 | 0 | 0.85 | 0.85 | 0.85 | 0.85 | 0.93289 | 0.012532 | 0.48498 | 0 | 0
2025-03-18 04:00 | 59460.9366 | 59024.036 | 0 | 436.9007 | 0 | 0.21417 | 0.2161 | 0.17922 | 77 | 4 | Fall | 0.34209 | 0.36519 | 0.36519 | 0.93361 | 0.16879 | 0.2161 | 0 | 0 | 0.65104 | 0.85008 | 0.012532 | 0.0070257 | 0.17922 | 0.37052 | 0.65104 | 0 | 0 | 0.85 | 0.85 | 0.85 | 0.85 | 0.93361 | 0.012532 | 0.48267 | 0 | 0
2025-03-18 05:00 | 64296.2343 | 63848.7944 | 0 | 447.4398 | 0 | 0.21933 | 0.22112 | 0.18699 | 77 | 5 | Fall | 0.34482 | 0.37756 | 0.37756 | 0.93576 | 0.17276 | 0.22112 | 0 | 0 | 0.65104 | 0.85008 | 0.012497 | 0.0064921 | 0.18699 | 0.37314 | 0.65104 | 0 | 0 | 0.85 | 0.85 | 0.85 | 0.85 | 0.93576 | 0.012497 | 0.48379 | 0 | 0
2025-03-18 06:00 | 71761.4821 | 71228.965 | 89.9595 | 442.5576 | 0.0040628 | 0.21694 | 0.21851 | 0.18854 | 77 | 6 | Fall | 0.36517 | 0.39941 | 0.39941 | 0.93715 | 0.18574 | 0.21851 | 0.0040628 | 0 | 0.65331 | 0.85008 | 0.012462 | 0.0064921 | 0.18854 | 0.36964 | 0.65331 | 0 | 0 | 0.85 | 0.85 | 0.85 | 0.85 | 0.93715 | 0.012462 | 0.46504 | 0.0028439 | 0
2025-03-18 07:00 | 75941.7211 | 74103.1082 | 1424.5945 | 414.0184 | 0.064338 | 0.20295 | 0.20419 | 0.18059 | 77 | 7 | Fall | 0.38197 | 0.40891 | 0.40891 | 0.93839 | 0.20415 | 0.20419 | 0.064338 | 0 | 0.65331 | 0.85008 | 0.012392 | 0.0064921 | 0.18059 | 0.36205 | 0.65331 | 0 | 0 | 0.85 | 0.85 | 0.85 | 0.85 | 0.93839 | 0.012392 | 0.44968 | 0.045036 | 0
2025-03-18 08:00 | 74286.1294 | 69895.1351 | 3979.9743 | 411.02 | 0.17974 | 0.20148 | 0.20286 | 0.17652 | 77 | 8 | Fall | 0.39185 | 0.40697 | 0.40697 | 0.93566 | 0.21485 | 0.20286 | 0.17974 | 0.16223 | 0.65331 | 0.85008 | 0.012357 | 0.0064921 | 0.17652 | 0.40198 | 0.65331 | 0 | 0 | 0.85 | 0.85 | 0.85 | 0.85 | 0.93566 | 0.012357 | 0.45998 | 0.12582 | 0
2025-03-18 09:00 | 72693.2525 | 65431.3759 | 6806.6589 | 455.2177 | 0.3074 | 0.22315 | 0.22528 | 0.18455 | 77 | 9 | Fall | 0.39166 | 0.40877 | 0.40877 | 0.92982 | 0.21991 | 0.22528 | 0.3074 | 0.44952 | 0.65113 | 0.85008 | 0.012252 | 0.0064921 | 0.18455 | 0.39032 | 0.65113 | 0 | 0 | 0.85 | 0.85 | 0.85 | 0.85 | 0.92982 | 0.012252 | 0.46381 | 0.21518 | 0
2025-03-18 10:00 | 71329.5612 | 62276.3022 | 8565.9735 | 487.2856 | 0.38686 | 0.23887 | 0.24115 | 0.19754 | 77 | 10 | Fall | 0.40411 | 0.42068 | 0.42068 | 0.92508 | 0.22175 | 0.24115 | 0.38686 | 0.57836 | 0.66261 | 0.85008 | 0.012218 | 0.0064921 | 0.19754 | 0.44411 | 0.66261 | 0 | 0 | 0.85 | 0.85 | 0.85 | 0.85 | 0.92508 | 0.012218 | 0.49846 | 0.2708 | 0
2025-03-18 11:00 | 68291.6986 | 58181.0767 | 9609.2884 | 501.3335 | 0.43397 | 0.24575 | 0.24772 | 0.21016 | 77 | 11 | Fall | 0.41644 | 0.43336 | 0.43336 | 0.9244 | 0.22921 | 0.24772 | 0.43397 | 0.61146 | 0.66261 | 0.85008 | 0.011903 | 0.0067811 | 0.21016 | 0.48314 | 0.66261 | 0 | 0 | 0.85 | 0.85 | 0.85 | 0.85 | 0.9244 | 0.011903 | 0.55063 | 0.30378 | 0
2025-03-18 12:00 | 66995.5288 | 56016.1435 | 10469.8446 | 509.5407 | 0.47284 | 0.24977 | 0.25148 | 0.219 | 77 | 12 | Fall | 0.43539 | 0.4543 | 0.4543 | 0.92402 | 0.24522 | 0.25148 | 0.47284 | 0.64788 | 0.66261 | 0.85008 | 0.011903 | 0.0064921 | 0.219 | 0.53927 | 0.66261 | 0 | 0 | 0.85 | 0.85 | 0.85 | 0.85 | 0.92402 | 0.011903 | 0.58716 | 0.33099 | 0
2025-03-18 13:00 | 66927.4206 | 55623.8055 | 10796.2223 | 507.3927 | 0.48758 | 0.24872 | 0.25011 | 0.22361 | 77 | 13 | Fall | 0.46136 | 0.47855 | 0.47855 | 0.92234 | 0.2669 | 0.25011 | 0.48758 | 0.6577 | 0.66261 | 0.85008 | 0.011694 | 0.0098579 | 0.22361 | 0.58521 | 0.66261 | 0 | 0 | 0.85 | 0.85 | 0.85 | 0.85 | 0.92234 | 0.011694 | 0.60493 | 0.34131 | 0
2025-03-18 14:00 | 67083.5544 | 56947.148 | 9639.1088 | 497.2976 | 0.43532 | 0.24377 | 0.24455 | 0.22979 | 77 | 14 | Fall | 0.48366 | 0.49376 | 0.49376 | 0.92148 | 0.3113 | 0.24455 | 0.43532 | 0.654 | 0.66424 | 0.85008 | 0.011659 | 0.015065 | 0.22979 | 0.62713 | 0.66424 | 0 | 0 | 0.85 | 0.85 | 0.85 | 0.85 | 0.92148 | 0.011659 | 0.61302 | 0.30473 | 0
2025-03-18 15:00 | 67521.6165 | 59879.1636 | 7157.4609 | 484.9921 | 0.32325 | 0.23774 | 0.23788 | 0.23529 | 77 | 15 | Fall | 0.50654 | 0.50702 | 0.50702 | 0.92059 | 0.39325 | 0.23788 | 0.32325 | 0.65838 | 0.66424 | 0.85008 | 0.011415 | 0.018179 | 0.23529 | 0.6525 | 0.66424 | 0 | 0 | 0.85 | 0.85 | 0.85 | 0.85 | 0.92059 | 0.011415 | 0.63439 | 0.22627 | 0.00017779
2025-03-18 16:00 | 68779.1816 | 63975.9671 | 4331.7219 | 471.4926 | 0.19563 | 0.23112 | 0.23075 | 0.23796 | 77 | 16 | Fall | 0.52814 | 0.52024 | 0.52024 | 0.92028 | 0.45282 | 0.23075 | 0.19563 | 0.66367 | 0.66641 | 0.85008 | 0.011903 | 0.018609 | 0.23796 | 0.68032 | 0.66641 | 0 | 0 | 0.85 | 0.85 | 0.85 | 0.85 | 0.92028 | 0.011903 | 0.64677 | 0.13694 | 0.03688
2025-03-18 17:00 | 70549.714 | 68414.6691 | 1676.2745 | 458.7705 | 0.075704 | 0.22489 | 0.22428 | 0.23593 | 77 | 17 | Fall | 0.55921 | 0.52787 | 0.52787 | 0.92028 | 0.49849 | 0.22428 | 0.075704 | 0.6549 | 0.66641 | 0.85008 | 0.012497 | 0.02092 | 0.23593 | 0.69339 | 0.66641 | 0 | 0 | 0.85 | 0.85 | 0.85 | 0.85 | 0.92028 | 0.012497 | 0.65974 | 0.052993 | 0.46447
2025-03-18 18:00 | 74947.7222 | 74370.0908 | 122.1066 | 455.5247 | 0.0055146 | 0.2233 | 0.22265 | 0.23499 | 77 | 18 | Fall | 0.56981 | 0.53326 | 0.53326 | 0.92026 | 0.51472 | 0.22265 | 0.0055146 | 0.58607 | 0.66641 | 0.85008 | 0.012776 | 0.030806 | 0.23499 | 0.72066 | 0.66641 | 0 | 0 | 0.85 | 0.85 | 0.85 | 0.85 | 0.92026 | 0.012776 | 0.67697 | 0.0038602 | 0.42382
2025-03-18 19:00 | 74399.4571 | 73952.2832 | 0 | 447.1739 | 0 | 0.2192 | 0.21867 | 0.2288 | 77 | 19 | Fall | 0.58792 | 0.53844 | 0.53844 | 0.92081 | 0.51215 | 0.21867 | 0 | 0.30172 | 0.66641 | 0.85008 | 0.012985 | 0.040504 | 0.2288 | 0.70767 | 0.66641 | 0 | 0 | 0.85 | 0.85 | 0.85 | 0.85 | 0.92081 | 0.012985 | 0.6913 | 0 | 0.3403
2025-03-18 20:00 | 72507.2864 | 72074.7995 | 0 | 432.4869 | 0 | 0.212 | 0.21188 | 0.21421 | 77 | 20 | Fall | 0.58769 | 0.53296 | 0.53296 | 0.92152 | 0.47501 | 0.21188 | 0 | 0.0006045 | 0.66641 | 0.85008 | 0.012671 | 0.027207 | 0.21421 | 0.69538 | 0.66641 | 0 | 0 | 0.85 | 0.85 | 0.85 | 0.85 | 0.92152 | 0.012671 | 0.69331 | 0 | 0.11348
2025-03-18 21:00 | 69656.8071 | 69231.9131 | 0 | 424.894 | 0 | 0.20828 | 0.20901 | 0.19513 | 77 | 21 | Fall | 0.5589 | 0.51972 | 0.51972 | 0.92369 | 0.43894 | 0.20901 | 0 | 0 | 0.66478 | 0.85008 | 0.012741 | 0.015558 | 0.19513 | 0.62275 | 0.66478 | 0 | 0 | 0.85 | 0.85 | 0.85 | 0.85 | 0.92369 | 0.012741 | 0.67279 | 0 | 0.16147
2025-03-18 22:00 | 65124.9468 | 64710.1485 | 0 | 414.7983 | 0 | 0.20333 | 0.20463 | 0.17989 | 77 | 22 | Fall | 0.51728 | 0.4948 | 0.4948 | 0.92621 | 0.40003 | 0.20463 | 0 | 0 | 0.66478 | 0.85008 | 0.012881 | 0.0070257 | 0.17989 | 0.54639 | 0.66478 | 0 | 0 | 0.85 | 0.85 | 0.85 | 0.85 | 0.92621 | 0.012881 | 0.63052 | 0 | 0.1153
2025-03-18 23:00 | 60463.0253 | 60061.383 | 0 | 401.6423 | 0 | 0.19688 | 0.19836 | 0.17017 | 77 | 23 | Fall | 0.47532 | 0.45627 | 0.45627 | 0.92842 | 0.36928 | 0.19836 | 0 | 0 | 0.65567 | 0.85008 | 0.012252 | 0.0070257 | 0.17017 | 0.47566 | 0.65567 | 0 | 0 | 0.85 | 0.85 | 0.85 | 0.85 | 0.92842 | 0.012252 | 0.56646 | 0 | 0.067351
2025-03-19 00:00 | 58463.8115 | 58073.2838 | 0 | 390.5277 | 0 | 0.19144 | 0.19284 | 0.1661 | 78 | 0 | Fall | 0.40086 | 0.41408 | 0.41408 | 0.9324 | 0.29275 | 0.19284 | 0 | 0 | 0.65196 | 0.85008 | 0.011834 | 0.0070257 | 0.1661 | 0.40145 | 0.65196 | 0 | 0 | 0.85 | 0.85 | 0.85 | 0.85 | 0.9324 | 0.011834 | 0.52583 | 0 | 0.01542
2025-03-19 01:00 | 57797.6248 | 57409.6509 | 0 | 387.9739 | 0 | 0.19018 | 0.19177 | 0.16146 | 78 | 1 | Fall | 0.37675 | 0.40095 | 0.40095 | 0.93332 | 0.26062 | 0.19177 | 0 | 0 | 0.65196 | 0.85008 | 0.012078 | 0.0070257 | 0.16146 | 0.38521 | 0.65196 | 0 | 0 | 0.85 | 0.85 | 0.85 | 0.85 | 0.93332 | 0.012078 | 0.49927 | 0 | 0
2025-03-19 02:00 | 57694.4826 | 57312.1122 | 0 | 382.3704 | 0 | 0.18744 | 0.18924 | 0.15482 | 78 | 2 | Fall | 0.36036 | 0.37824 | 0.37824 | 0.93336 | 0.22473 | 0.18924 | 0 | 0 | 0.65196 | 0.85008 | 0.012357 | 0.0070257 | 0.15482 | 0.38017 | 0.65196 | 0 | 0 | 0.85 | 0.85 | 0.85 | 0.85 | 0.93336 | 0.012357 | 0.49291 | 0 | 0
2025-03-19 03:00 | 57799.9097 | 57420.7443 | 0 | 379.1654 | 0 | 0.18587 | 0.18806 | 0.14628 | 78 | 3 | Fall | 0.34783 | 0.36163 | 0.36163 | 0.93289 | 0.18289 | 0.18806 | 0 | 0 | 0.64813 | 0.85008 | 0.012532 | 0.0070257 | 0.14628 | 0.37147 | 0.64813 | 0 | 0 | 0.85 | 0.85 | 0.85 | 0.85 | 0.93289 | 0.012532 | 0.48498 | 0 | 0
2025-03-19 04:00 | 58535.6922 | 58152.8851 | 0 | 382.8072 | 0 | 0.18765 | 0.19031 | 0.13966 | 78 | 4 | Fall | 0.34209 | 0.36519 | 0.36519 | 0.93361 | 0.16879 | 0.19031 | 0 | 0 | 0.65104 | 0.85008 | 0.012532 | 0.0070257 | 0.13966 | 0.37052 | 0.65104 | 0 | 0 | 0.85 | 0.85 | 0.85 | 0.85 | 0.93361 | 0.012532 | 0.48267 | 0 | 0
2025-03-19 05:00 | 63439.6457 | 63043.8608 | 0 | 395.7849 | 0 | 0.19401 | 0.19704 | 0.13937 | 78 | 5 | Fall | 0.34482 | 0.37756 | 0.37756 | 0.93576 | 0.17276 | 0.19704 | 0 | 0 | 0.65104 | 0.85008 | 0.012497 | 0.0064921 | 0.13937 | 0.37314 | 0.65104 | 0 | 0 | 0.85 | 0.85 | 0.85 | 0.85 | 0.93576 | 0.012497 | 0.48379 | 0 | 0
2025-03-19 06:00 | 70963.6264 | 70386.9298 | 174.7966 | 401.8999 | 0.0078942 | 0.19701 | 0.19995 | 0.14389 | 78 | 6 | Fall | 0.36517 | 0.39941 | 0.39941 | 0.93715 | 0.18574 | 0.19995 | 0.0078942 | 0 | 0.65331 | 0.85008 | 0.012462 | 0.0064921 | 0.14389 | 0.36964 | 0.65331 | 0 | 0 | 0.85 | 0.85 | 0.85 | 0.85 | 0.93715 | 0.012462 | 0.46504 | 0.0055259 | 0
2025-03-19 07:00 | 75447.5836 | 72830.7804 | 2254.4553 | 362.3479 | 0.10182 | 0.17762 | 0.17976 | 0.13899 | 78 | 7 | Fall | 0.38197 | 0.40891 | 0.40891 | 0.93839 | 0.20415 | 0.17976 | 0.10182 | 0 | 0.65331 | 0.85008 | 0.012392 | 0.0064921 | 0.13899 | 0.36205 | 0.65331 | 0 | 0 | 0.85 | 0.85 | 0.85 | 0.85 | 0.93839 | 0.012392 | 0.44968 | 0.071271 | 0
2025-03-19 08:00 | 74055.2206 | 68373.9309 | 5364.1587 | 317.131 | 0.24226 | 0.15546 | 0.15652 | 0.13631 | 78 | 8 | Fall | 0.39185 | 0.40697 | 0.40697 | 0.93566 | 0.21485 | 0.15652 | 0.24226 | 0.16223 | 0.65331 | 0.85008 | 0.012357 | 0.0064921 | 0.13631 | 0.40198 | 0.65331 | 0 | 0 | 0.85 | 0.85 | 0.85 | 0.85 | 0.93566 | 0.012357 | 0.45998 | 0.16958 | 0
2025-03-19 09:00 | 72636.1287 | 63878.867 | 8426.0157 | 331.246 | 0.38054 | 0.16238 | 0.16325 | 0.14665 | 78 | 9 | Fall | 0.39166 | 0.40877 | 0.40877 | 0.92982 | 0.21991 | 0.16325 | 0.38054 | 0.44952 | 0.65113 | 0.85008 | 0.012252 | 0.0064921 | 0.14665 | 0.39032 | 0.65113 | 0 | 0 | 0.85 | 0.85 | 0.85 | 0.85 | 0.92982 | 0.012252 | 0.46381 | 0.26638 | 0
2025-03-19 10:00 | 71329.5612 | 59930.8949 | 11054.972 | 343.6944 | 0.49926 | 0.16848 | 0.16933 | 0.15303 | 78 | 10 | Fall | 0.40411 | 0.42068 | 0.42068 | 0.92508 | 0.22175 | 0.16933 | 0.49926 | 0.57836 | 0.66261 | 0.85008 | 0.012218 | 0.0064921 | 0.15303 | 0.44411 | 0.66261 | 0 | 0 | 0.85 | 0.85 | 0.85 | 0.85 | 0.92508 | 0.012218 | 0.49846 | 0.34949 | 0
2025-03-19 11:00 | 68291.6986 | 55134.0794 | 12816.1565 | 341.4627 | 0.5788 | 0.16738 | 0.16807 | 0.15504 | 78 | 11 | Fall | 0.41644 | 0.43336 | 0.43336 | 0.9244 | 0.22921 | 0.16807 | 0.5788 | 0.61146 | 0.66261 | 0.85008 | 0.011903 | 0.0067811 | 0.15504 | 0.48314 | 0.66261 | 0 | 0 | 0.85 | 0.85 | 0.85 | 0.85 | 0.9244 | 0.011903 | 0.55063 | 0.40516 | 0
2025-03-19 12:00 | 66995.5288 | 52982.2027 | 13673.4593 | 339.8667 | 0.61752 | 0.1666 | 0.16694 | 0.16045 | 78 | 12 | Fall | 0.43539 | 0.4543 | 0.4543 | 0.92402 | 0.24522 | 0.16694 | 0.61752 | 0.64788 | 0.66261 | 0.85008 | 0.011903 | 0.0064921 | 0.16045 | 0.53927 | 0.66261 | 0 | 0 | 0.85 | 0.85 | 0.85 | 0.85 | 0.92402 | 0.011903 | 0.58716 | 0.43226 | 0
2025-03-19 13:00 | 66927.4206 | 53295.3588 | 13282.1016 | 349.9602 | 0.59985 | 0.17155 | 0.17158 | 0.17095 | 78 | 13 | Fall | 0.46136 | 0.47855 | 0.47855 | 0.92234 | 0.2669 | 0.17158 | 0.59985 | 0.6577 | 0.66261 | 0.85008 | 0.011694 | 0.0098579 | 0.17095 | 0.58521 | 0.66261 | 0 | 0 | 0.85 | 0.85 | 0.85 | 0.85 | 0.92234 | 0.011694 | 0.60493 | 0.41989 | 0
2025-03-19 14:00 | 67083.5544 | 54933.101 | 11781.6908 | 368.7627 | 0.53208 | 0.18077 | 0.18074 | 0.18118 | 78 | 14 | Fall | 0.48366 | 0.49376 | 0.49376 | 0.92148 | 0.3113 | 0.18074 | 0.53208 | 0.654 | 0.66424 | 0.85008 | 0.011659 | 0.015065 | 0.18118 | 0.62713 | 0.66424 | 0 | 0 | 0.85 | 0.85 | 0.85 | 0.85 | 0.92148 | 0.011659 | 0.61302 | 0.37246 | 0
2025-03-19 15:00 | 67521.6165 | 58038.6883 | 9102.8291 | 380.0992 | 0.4111 | 0.18632 | 0.18625 | 0.18769 | 78 | 15 | Fall | 0.50654 | 0.50702 | 0.50702 | 0.92059 | 0.39325 | 0.18625 | 0.4111 | 0.65838 | 0.66424 | 0.85008 | 0.011415 | 0.018179 | 0.18769 | 0.6525 | 0.66424 | 0 | 0 | 0.85 | 0.85 | 0.85 | 0.85 | 0.92059 | 0.011415 | 0.63439 | 0.28777 | 0.00017779
2025-03-19 16:00 | 68779.1816 | 62646.9466 | 5746.3783 | 385.8567 | 0.25952 | 0.18915 | 0.1887 | 0.19722 | 78 | 16 | Fall | 0.52814 | 0.52024 | 0.52024 | 0.92028 | 0.45282 | 0.1887 | 0.25952 | 0.66367 | 0.66641 | 0.85008 | 0.011903 | 0.018609 | 0.19722 | 0.68032 | 0.66641 | 0 | 0 | 0.85 | 0.85 | 0.85 | 0.85 | 0.92028 | 0.011903 | 0.64677 | 0.18166 | 0.03688
2025-03-19 17:00 | 70508.1796 | 67842.1153 | 2275.7828 | 390.2815 | 0.10278 | 0.19131 | 0.19035 | 0.20882 | 78 | 17 | Fall | 0.55921 | 0.52787 | 0.52787 | 0.92028 | 0.49849 | 0.19035 | 0.10278 | 0.6549 | 0.66641 | 0.85008 | 0.012497 | 0.02092 | 0.20882 | 0.69339 | 0.66641 | 0 | 0 | 0.85 | 0.85 | 0.85 | 0.85 | 0.92028 | 0.012497 | 0.65974 | 0.071945 | 0.46447
2025-03-19 18:00 | 75241.1185 | 74684.5703 | 145.4628 | 411.0854 | 0.0065694 | 0.20151 | 0.20065 | 0.21707 | 78 | 18 | Fall | 0.56981 | 0.53326 | 0.53326 | 0.92026 | 0.51472 | 0.20065 | 0.0065694 | 0.58607 | 0.66641 | 0.85008 | 0.012776 | 0.030806 | 0.21707 | 0.72066 | 0.66641 | 0 | 0 | 0.85 | 0.85 | 0.85 | 0.85 | 0.92026 | 0.012776 | 0.67697 | 0.0045986 | 0.42382
2025-03-19 19:00 | 74780.2824 | 74341.2065 | 0 | 439.0759 | 0 | 0.21523 | 0.21532 | 0.21372 | 78 | 19 | Fall | 0.58792 | 0.53844 | 0.53844 | 0.92081 | 0.51215 | 0.21532 | 0 | 0.30172 | 0.66641 | 0.85008 | 0.012985 | 0.040504 | 0.21372 | 0.70767 | 0.66641 | 0 | 0 | 0.85 | 0.85 | 0.85 | 0.85 | 0.92081 | 0.012985 | 0.6913 | 0 | 0.3403
2025-03-19 20:00 | 72977.9542 | 72529.6006 | 0 | 448.3536 | 0 | 0.21978 | 0.2204 | 0.20861 | 78 | 20 | Fall | 0.58769 | 0.53296 | 0.53296 | 0.92152 | 0.47501 | 0.2204 | 0 | 0.0006045 | 0.66641 | 0.85008 | 0.012671 | 0.027207 | 0.20861 | 0.69538 | 0.66641 | 0 | 0 | 0.85 | 0.85 | 0.85 | 0.85 | 0.92152 | 0.012671 | 0.69331 | 0 | 0.11348
2025-03-19 21:00 | 70195.5944 | 69741.5118 | 0 | 454.0826 | 0 | 0.22259 | 0.22412 | 0.195 | 78 | 21 | Fall | 0.5589 | 0.51972 | 0.51972 | 0.92369 | 0.43894 | 0.22412 | 0 | 0 | 0.66478 | 0.85008 | 0.012741 | 0.015558 | 0.195 | 0.62275 | 0.66478 | 0 | 0 | 0.85 | 0.85 | 0.85 | 0.85 | 0.92369 | 0.012741 | 0.67279 | 0 | 0.16147
2025-03-19 22:00 | 65713.0804 | 65250.8132 | 0 | 462.2672 | 0 | 0.2266 | 0.22882 | 0.18656 | 78 | 22 | Fall | 0.51728 | 0.4948 | 0.4948 | 0.92621 | 0.40003 | 0.22882 | 0 | 0 | 0.66478 | 0.85008 | 0.012881 | 0.0070257 | 0.18656 | 0.54639 | 0.66478 | 0 | 0 | 0.85 | 0.85 | 0.85 | 0.85 | 0.92621 | 0.012881 | 0.63052 | 0 | 0.1153
2025-03-19 23:00 | 61126.7876 | 60663.7065 | 0 | 463.0812 | 0 | 0.227 | 0.2294 | 0.18364 | 78 | 23 | Fall | 0.47532 | 0.45627 | 0.45627 | 0.92842 | 0.36928 | 0.2294 | 0 | 0 | 0.65567 | 0.85008 | 0.012252 | 0.0070257 | 0.18364 | 0.47566 | 0.65567 | 0 | 0 | 0.85 | 0.85 | 0.85 | 0.85 | 0.92842 | 0.012252 | 0.56646 | 0 | 0.067351
2025-03-20 00:00 | 59213.3935 | 58747.0134 | 0 | 466.3801 | 0 | 0.22862 | 0.23123 | 0.18145 | 79 | 0 | Fall | 0.40086 | 0.41408 | 0.41408 | 0.9324 | 0.29275 | 0.23123 | 0 | 0 | 0.65196 | 0.85008 | 0.011834 | 0.0070257 | 0.18145 | 0.40145 | 0.65196 | 0 | 0 | 0.85 | 0.85 | 0.85 | 0.85 | 0.9324 | 0.011834 | 0.52583 | 0 | 0.01542
2025-03-20 01:00 | 58601.1124 | 58128.3633 | 0 | 472.7491 | 0 | 0.23174 | 0.23456 | 0.18072 | 79 | 1 | Fall | 0.37675 | 0.40095 | 0.40095 | 0.93332 | 0.26062 | 0.23456 | 0 | 0 | 0.65196 | 0.85008 | 0.012078 | 0.0070257 | 0.18072 | 0.38521 | 0.65196 | 0 | 0 | 0.85 | 0.85 | 0.85 | 0.85 | 0.93332 | 0.012078 | 0.49927 | 0 | 0
2025-03-20 02:00 | 58437.36 | 57957.476 | 0 | 479.884 | 0 | 0.23524 | 0.23784 | 0.18825 | 79 | 2 | Fall | 0.36036 | 0.37824 | 0.37824 | 0.93336 | 0.22473 | 0.23784 | 0 | 0 | 0.65196 | 0.85008 | 0.012357 | 0.0070257 | 0.18825 | 0.38017 | 0.65196 | 0 | 0 | 0.85 | 0.85 | 0.85 | 0.85 | 0.93336 | 0.012357 | 0.49291 | 0 | 0
2025-03-20 03:00 | 58456.6992 | 57964.4196 | 0 | 492.2795 | 0 | 0.24131 | 0.24376 | 0.19704 | 79 | 3 | Fall | 0.34783 | 0.36163 | 0.36163 | 0.93289 | 0.18289 | 0.24376 | 0 | 0 | 0.64813 | 0.85008 | 0.012532 | 0.0070257 | 0.19704 | 0.37147 | 0.64813 | 0 | 0 | 0.85 | 0.85 | 0.85 | 0.85 | 0.93289 | 0.012532 | 0.48498 | 0 | 0
2025-03-20 04:00 | 59189.2634 | 58685.395 | 0 | 503.8685 | 0 | 0.24699 | 0.24913 | 0.20845 | 79 | 4 | Fall | 0.34209 | 0.36519 | 0.36519 | 0.93361 | 0.16879 | 0.24913 | 0 | 0 | 0.65104 | 0.85008 | 0.012532 | 0.0070257 | 0.20845 | 0.37052 | 0.65104 | 0 | 0 | 0.85 | 0.85 | 0.85 | 0.85 | 0.93361 | 0.012532 | 0.48267 | 0 | 0
2025-03-20 05:00 | 64151.6816 | 63632.8062 | 0 | 518.8754 | 0 | 0.25435 | 0.25598 | 0.22495 | 79 | 5 | Fall | 0.34482 | 0.37756 | 0.37756 | 0.93576 | 0.17276 | 0.25598 | 0 | 0 | 0.65104 | 0.85008 | 0.012497 | 0.0064921 | 0.22495 | 0.37314 | 0.65104 | 0 | 0 | 0.85 | 0.85 | 0.85 | 0.85 | 0.93576 | 0.012497 | 0.48379 | 0 | 0
2025-03-20 06:00 | 71749.4137 | 71064.1166 | 164.0184 | 521.2786 | 0.0074074 | 0.25553 | 0.25684 | 0.2318 | 79 | 6 | Fall | 0.36517 | 0.39941 | 0.39941 | 0.93715 | 0.18574 | 0.25684 | 0.0074074 | 0 | 0.65331 | 0.85008 | 0.012462 | 0.0064921 | 0.2318 | 0.36964 | 0.65331 | 0 | 0 | 0.85 | 0.85 | 0.85 | 0.85 | 0.93715 | 0.012462 | 0.46504 | 0.0051852 | 0
2025-03-20 07:00 | 76141.3253 | 73662.436 | 1976.7598 | 502.1295 | 0.089274 | 0.24614 | 0.2466 | 0.23794 | 79 | 7 | Fall | 0.38197 | 0.40891 | 0.40891 | 0.93839 | 0.20415 | 0.2466 | 0.089274 | 0 | 0.65331 | 0.85008 | 0.012392 | 0.0064921 | 0.23794 | 0.36205 | 0.65331 | 0 | 0 | 0.85 | 0.85 | 0.85 | 0.85 | 0.93839 | 0.012392 | 0.44968 | 0.062492 | 0
2025-03-20 08:00 | 74680.9003 | 69377.6563 | 4813.3239 | 489.9201 | 0.21738 | 0.24016 | 0.24031 | 0.23743 | 79 | 8 | Fall | 0.39185 | 0.40697 | 0.40697 | 0.93566 | 0.21485 | 0.24031 | 0.21738 | 0.16223 | 0.65331 | 0.85008 | 0.012357 | 0.0064921 | 0.23743 | 0.40198 | 0.65331 | 0 | 0 | 0.85 | 0.85 | 0.85 | 0.85 | 0.93566 | 0.012357 | 0.45998 | 0.15217 | 0
2025-03-20 09:00 | 73377.9334 | 65132.5938 | 7745.8916 | 499.448 | 0.34982 | 0.24483 | 0.24443 | 0.25208 | 79 | 9 | Fall | 0.39166 | 0.40877 | 0.40877 | 0.92982 | 0.21991 | 0.24443 | 0.34982 | 0.44952 | 0.65113 | 0.85008 | 0.012252 | 0.0064921 | 0.25208 | 0.39032 | 0.65113 | 0 | 0 | 0.85 | 0.85 | 0.85 | 0.85 | 0.92982 | 0.012252 | 0.46381 | 0.24487 | 0
2025-03-20 10:00 | 71959.2638 | 61397.2591 | 10033.8858 | 528.1189 | 0.45315 | 0.25888 | 0.25803 | 0.27434 | 79 | 10 | Fall | 0.40411 | 0.42068 | 0.42068 | 0.92508 | 0.22175 | 0.25803 | 0.45315 | 0.57836 | 0.66261 | 0.85008 | 0.012218 | 0.0064921 | 0.27434 | 0.44411 | 0.66261 | 0 | 0 | 0.85 | 0.85 | 0.85 | 0.85 | 0.92508 | 0.012218 | 0.49846 | 0.31721 | 0
2025-03-20 11:00 | 68769.3393 | 56908.8595 | 11310.2662 | 550.2136 | 0.51079 | 0.26971 | 0.26908 | 0.28122 | 79 | 11 | Fall | 0.41644 | 0.43336 | 0.43336 | 0.9244 | 0.22921 | 0.26908 | 0.51079 | 0.61146 | 0.66261 | 0.85008 | 0.011903 | 0.0067811 | 0.28122 | 0.48314 | 0.66261 | 0 | 0 | 0.85 | 0.85 | 0.85 | 0.85 | 0.9244 | 0.011903 | 0.55063 | 0.35756 | 0
2025-03-20 12:00 | 67341.2216 | 55231.4381 | 11536.4929 | 573.2906 | 0.52101 | 0.28102 | 0.27954 | 0.30782 | 79 | 12 | Fall | 0.43539 | 0.4543 | 0.4543 | 0.92402 | 0.24522 | 0.27954 | 0.52101 | 0.64788 | 0.66261 | 0.85008 | 0.011903 | 0.0064921 | 0.30782 | 0.53927 | 0.66261 | 0 | 0 | 0.85 | 0.85 | 0.85 | 0.85 | 0.92402 | 0.011903 | 0.58716 | 0.36471 | 0
2025-03-20 13:00 | 67183.8071 | 55519.4376 | 11062.6064 | 601.7632 | 0.49961 | 0.29498 | 0.2936 | 0.31987 | 79 | 13 | Fall | 0.46136 | 0.47855 | 0.47855 | 0.92234 | 0.2669 | 0.2936 | 0.49961 | 0.6577 | 0.66261 | 0.85008 | 0.011694 | 0.0098579 | 0.31987 | 0.58521 | 0.66261 | 0 | 0 | 0.85 | 0.85 | 0.85 | 0.85 | 0.92234 | 0.011694 | 0.60493 | 0.34973 | 0
2025-03-20 14:00 | 67326.5316 | 56645.4297 | 10063.4994 | 617.6025 | 0.45449 | 0.30275 | 0.3021 | 0.31438 | 79 | 14 | Fall | 0.48366 | 0.49376 | 0.49376 | 0.92148 | 0.3113 | 0.3021 | 0.45449 | 0.654 | 0.66424 | 0.85008 | 0.011659 | 0.015065 | 0.31438 | 0.62713 | 0.66424 | 0 | 0 | 0.85 | 0.85 | 0.85 | 0.85 | 0.92148 | 0.011659 | 0.61302 | 0.31814 | 0
2025-03-20 15:00 | 67845.5862 | 58954.1438 | 8272.8091 | 618.6332 | 0.37362 | 0.30325 | 0.30256 | 0.31567 | 79 | 15 | Fall | 0.50654 | 0.50702 | 0.50702 | 0.92059 | 0.39325 | 0.30256 | 0.37362 | 0.65838 | 0.66424 | 0.85008 | 0.011415 | 0.018179 | 0.31567 | 0.6525 | 0.66424 | 0 | 0 | 0.85 | 0.85 | 0.85 | 0.85 | 0.92059 | 0.011415 | 0.63439 | 0.26153 | 0.00017779
2025-03-20 16:00 | 69272.3771 | 62943.0622 | 5706.5399 | 622.775 | 0.25772 | 0.30528 | 0.30447 | 0.3199 | 79 | 16 | Fall | 0.52814 | 0.52024 | 0.52024 | 0.92028 | 0.45282 | 0.30447 | 0.25772 | 0.66367 | 0.66641 | 0.85008 | 0.011903 | 0.018609 | 0.3199 | 0.68032 | 0.66641 | 0 | 0 | 0.85 | 0.85 | 0.85 | 0.85 | 0.92028 | 0.011903 | 0.64677 | 0.1804 | 0.03688
2025-03-20 17:00 | 71250.5697 | 68189.8809 | 2400.2585 | 660.4303 | 0.1084 | 0.32374 | 0.32408 | 0.3176 | 79 | 17 | Fall | 0.55921 | 0.52787 | 0.52787 | 0.92028 | 0.49849 | 0.32408 | 0.1084 | 0.6549 | 0.66641 | 0.85008 | 0.012497 | 0.02092 | 0.3176 | 0.69339 | 0.66641 | 0 | 0 | 0.85 | 0.85 | 0.85 | 0.85 | 0.92028 | 0.012497 | 0.65974 | 0.07588 | 0.46447
2025-03-20 18:00 | 76073.3021 | 75175.2461 | 167.8561 | 730.1999 | 0.0075807 | 0.35794 | 0.35982 | 0.324 | 79 | 18 | Fall | 0.56981 | 0.53326 | 0.53326 | 0.92026 | 0.51472 | 0.35982 | 0.0075807 | 0.58607 | 0.66641 | 0.85008 | 0.012776 | 0.030806 | 0.324 | 0.72066 | 0.66641 | 0 | 0 | 0.85 | 0.85 | 0.85 | 0.85 | 0.92026 | 0.012776 | 0.67697 | 0.0053065 | 0.42382
2025-03-20 19:00 | 75614.3433 | 74866.7119 | 0 | 747.6314 | 0 | 0.36649 | 0.36824 | 0.33485 | 79 | 19 | Fall | 0.58792 | 0.53844 | 0.53844 | 0.92081 | 0.51215 | 0.36824 | 0 | 0.30172 | 0.66641 | 0.85008 | 0.012985 | 0.040504 | 0.33485 | 0.70767 | 0.66641 | 0 | 0 | 0.85 | 0.85 | 0.85 | 0.85 | 0.92081 | 0.012985 | 0.6913 | 0 | 0.3403
2025-03-20 20:00 | 73801.2876 | 73063.1569 | 0 | 738.1308 | 0 | 0.36183 | 0.36215 | 0.35604 | 79 | 20 | Fall | 0.58769 | 0.53296 | 0.53296 | 0.92152 | 0.47501 | 0.36215 | 0 | 0.0006045 | 0.66641 | 0.85008 | 0.012671 | 0.027207 | 0.35604 | 0.69538 | 0.66641 | 0 | 0 | 0.85 | 0.85 | 0.85 | 0.85 | 0.92152 | 0.012671 | 0.69331 | 0 | 0.11348
2025-03-20 21:00 | 71026.9734 | 70291.8695 | 0 | 735.1039 | 0 | 0.36035 | 0.35996 | 0.36731 | 79 | 21 | Fall | 0.5589 | 0.51972 | 0.51972 | 0.92369 | 0.43894 | 0.35996 | 0 | 0 | 0.66478 | 0.85008 | 0.012741 | 0.015558 | 0.36731 | 0.62275 | 0.66478 | 0 | 0 | 0.85 | 0.85 | 0.85 | 0.85 | 0.92369 | 0.012741 | 0.67279 | 0 | 0.16147
2025-03-20 22:00 | 66554.9188 | 65818.9019 | 0 | 736.0168 | 0 | 0.36079 | 0.3602 | 0.37149 | 79 | 22 | Fall | 0.51728 | 0.4948 | 0.4948 | 0.92621 | 0.40003 | 0.3602 | 0 | 0 | 0.66478 | 0.85008 | 0.012881 | 0.0070257 | 0.37149 | 0.54639 | 0.66478 | 0 | 0 | 0.85 | 0.85 | 0.85 | 0.85 | 0.92621 | 0.012881 | 0.63052 | 0 | 0.1153
2025-03-20 23:00 | 61953.0711 | 61216.5042 | 0 | 736.5669 | 0 | 0.36106 | 0.36074 | 0.36683 | 79 | 23 | Fall | 0.47532 | 0.45627 | 0.45627 | 0.92842 | 0.36928 | 0.36074 | 0 | 0 | 0.65567 | 0.85008 | 0.012252 | 0.0070257 | 0.36683 | 0.47566 | 0.65567 | 0 | 0 | 0.85 | 0.85 | 0.85 | 0.85 | 0.92842 | 0.012252 | 0.56646 | 0 | 0.067351
2025-03-21 00:00 | 59993.2807 | 59269.1517 | 0 | 724.129 | 0 | 0.35497 | 0.3549 | 0.3562 | 80 | 0 | Fall | 0.40086 | 0.41408 | 0.41408 | 0.9324 | 0.29275 | 0.3549 | 0 | 0 | 0.65196 | 0.85008 | 0.011834 | 0.0070257 | 0.3562 | 0.40145 | 0.65196 | 0 | 0 | 0.85 | 0.85 | 0.85 | 0.85 | 0.9324 | 0.011834 | 0.52583 | 0 | 0.01542
2025-03-21 01:00 | 59352.84 | 58643.123 | 0 | 709.717 | 0 | 0.3479 | 0.34738 | 0.35724 | 80 | 1 | Fall | 0.37675 | 0.40095 | 0.40095 | 0.93332 | 0.26062 | 0.34738 | 0 | 0 | 0.65196 | 0.85008 | 0.012078 | 0.0070257 | 0.35724 | 0.38521 | 0.65196 | 0 | 0 | 0.85 | 0.85 | 0.85 | 0.85 | 0.93332 | 0.012078 | 0.49927 | 0 | 0
2025-03-21 02:00 | 59202.2287 | 58492.7546 | 0 | 709.4741 | 0 | 0.34778 | 0.34692 | 0.36332 | 80 | 2 | Fall | 0.36036 | 0.37824 | 0.37824 | 0.93336 | 0.22473 | 0.34692 | 0 | 0 | 0.65196 | 0.85008 | 0.012357 | 0.0070257 | 0.36332 | 0.38017 | 0.65196 | 0 | 0 | 0.85 | 0.85 | 0.85 | 0.85 | 0.93336 | 0.012357 | 0.49291 | 0 | 0
2025-03-21 03:00 | 59219.6906 | 58496.1288 | 0 | 723.5618 | 0 | 0.35469 | 0.35417 | 0.36396 | 80 | 3 | Fall | 0.34783 | 0.36163 | 0.36163 | 0.93289 | 0.18289 | 0.35417 | 0 | 0 | 0.64813 | 0.85008 | 0.012532 | 0.0070257 | 0.36396 | 0.37147 | 0.64813 | 0 | 0 | 0.85 | 0.85 | 0.85 | 0.85 | 0.93289 | 0.012532 | 0.48498 | 0 | 0
2025-03-21 04:00 | 59906.1267 | 59179.2924 | 0 | 726.8343 | 0 | 0.35629 | 0.35628 | 0.35644 | 80 | 4 | Fall | 0.34209 | 0.36519 | 0.36519 | 0.93361 | 0.16879 | 0.35628 | 0 | 0 | 0.65104 | 0.85008 | 0.012532 | 0.0070257 | 0.35644 | 0.37052 | 0.65104 | 0 | 0 | 0.85 | 0.85 | 0.85 | 0.85 | 0.93361 | 0.012532 | 0.48267 | 0 | 0
2025-03-21 05:00 | 64768.243 | 64061.8774 | 0 | 706.3656 | 0 | 0.34626 | 0.34652 | 0.34152 | 80 | 5 | Fall | 0.34482 | 0.37756 | 0.37756 | 0.93576 | 0.17276 | 0.34652 | 0 | 0 | 0.65104 | 0.85008 | 0.012497 | 0.0064921 | 0.34152 | 0.37314 | 0.65104 | 0 | 0 | 0.85 | 0.85 | 0.85 | 0.85 | 0.93576 | 0.012497 | 0.48379 | 0 | 0
2025-03-21 06:00 | 72210.9631 | 71329.0065 | 221.5859 | 660.3707 | 0.010007 | 0.32371 | 0.32398 | 0.31886 | 80 | 6 | Fall | 0.36517 | 0.39941 | 0.39941 | 0.93715 | 0.18574 | 0.32398 | 0.010007 | 0 | 0.65331 | 0.85008 | 0.012462 | 0.0064921 | 0.31886 | 0.36964 | 0.65331 | 0 | 0 | 0.85 | 0.85 | 0.85 | 0.85 | 0.93715 | 0.012462 | 0.46504 | 0.0070051 | 0
2025-03-21 07:00 | 76345.6292 | 73167.1013 | 2579.758 | 598.7699 | 0.11651 | 0.29351 | 0.29383 | 0.28789 | 80 | 7 | Fall | 0.38197 | 0.40891 | 0.40891 | 0.93839 | 0.20415 | 0.29383 | 0.11651 | 0 | 0.65331 | 0.85008 | 0.012392 | 0.0064921 | 0.28789 | 0.36205 | 0.65331 | 0 | 0 | 0.85 | 0.85 | 0.85 | 0.85 | 0.93839 | 0.012392 | 0.44968 | 0.081555 | 0
2025-03-21 08:00 | 74753.579 | 67861.8854 | 6291.1265 | 600.5671 | 0.28412 | 0.2944 | 0.29557 | 0.27311 | 80 | 8 | Fall | 0.39185 | 0.40697 | 0.40697 | 0.93566 | 0.21485 | 0.29557 | 0.28412 | 0.16223 | 0.65331 | 0.85008 | 0.012357 | 0.0064921 | 0.27311 | 0.40198 | 0.65331 | 0 | 0 | 0.85 | 0.85 | 0.85 | 0.85 | 0.93566 | 0.012357 | 0.45998 | 0.19888 | 0
2025-03-21 09:00 | 73344.9464 | 63044.3665 | 9683.9363 | 616.6436 | 0.43735 | 0.30228 | 0.30399 | 0.27129 | 80 | 9 | Fall | 0.39166 | 0.40877 | 0.40877 | 0.92982 | 0.21991 | 0.30399 | 0.43735 | 0.44952 | 0.65113 | 0.85008 | 0.012252 | 0.0064921 | 0.27129 | 0.39032 | 0.65113 | 0 | 0 | 0.85 | 0.85 | 0.85 | 0.85 | 0.92982 | 0.012252 | 0.46381 | 0.30614 | 0
2025-03-21 10:00 | 71775.0195 | 58959.8994 | 12190.9664 | 624.1538 | 0.55057 | 0.30596 | 0.30799 | 0.26925 | 80 | 10 | Fall | 0.40411 | 0.42068 | 0.42068 | 0.92508 | 0.22175 | 0.30799 | 0.55057 | 0.57836 | 0.66261 | 0.85008 | 0.012218 | 0.0064921 | 0.26925 | 0.44411 | 0.66261 | 0 | 0 | 0.85 | 0.85 | 0.85 | 0.85 | 0.92508 | 0.012218 | 0.49846 | 0.3854 | 0
2025-03-21 11:00 | 68435.7149 | 54337.6781 | 13456.3147 | 641.7221 | 0.60771 | 0.31457 | 0.31687 | 0.27303 | 80 | 11 | Fall | 0.41644 | 0.43336 | 0.43336 | 0.9244 | 0.22921 | 0.31687 | 0.60771 | 0.61146 | 0.66261 | 0.85008 | 0.011903 | 0.0067811 | 0.27303 | 0.48314 | 0.66261 | 0 | 0 | 0.85 | 0.85 | 0.85 | 0.85 | 0.9244 | 0.011903 | 0.55063 | 0.4254 | 0
2025-03-21 12:00 | 66995.5288 | 52560.2104 | 13785.1535 | 650.1649 | 0.62257 | 0.31871 | 0.32089 | 0.27935 | 80 | 12 | Fall | 0.43539 | 0.4543 | 0.4543 | 0.92402 | 0.24522 | 0.32089 | 0.62257 | 0.64788 | 0.66261 | 0.85008 | 0.011903 | 0.0064921 | 0.27935 | 0.53927 | 0.66261 | 0 | 0 | 0.85 | 0.85 | 0.85 | 0.85 | 0.92402 | 0.011903 | 0.58716 | 0.4358 | 0
2025-03-21 13:00 | 66927.4206 | 53094.6501 | 13185.7944 | 646.9761 | 0.5955 | 0.31715 | 0.31886 | 0.28621 | 80 | 13 | Fall | 0.46136 | 0.47855 | 0.47855 | 0.92234 | 0.2669 | 0.31886 | 0.5955 | 0.6577 | 0.66261 | 0.85008 | 0.011694 | 0.0098579 | 0.28621 | 0.58521 | 0.66261 | 0 | 0 | 0.85 | 0.85 | 0.85 | 0.85 | 0.92234 | 0.011694 | 0.60493 | 0.41685 | 0
2025-03-21 14:00 | 67083.5544 | 55119.9627 | 11309.7574 | 653.8343 | 0.51077 | 0.32051 | 0.32175 | 0.29804 | 80 | 14 | Fall | 0.48366 | 0.49376 | 0.49376 | 0.92148 | 0.3113 | 0.32175 | 0.51077 | 0.654 | 0.66424 | 0.85008 | 0.011659 | 0.015065 | 0.29804 | 0.62713 | 0.66424 | 0 | 0 | 0.85 | 0.85 | 0.85 | 0.85 | 0.92148 | 0.011659 | 0.61302 | 0.35754 | 0
2025-03-21 15:00 | 67521.6165 | 58177.861 | 8685.1189 | 658.6366 | 0.39224 | 0.32286 | 0.3235 | 0.31136 | 80 | 15 | Fall | 0.50654 | 0.50702 | 0.50702 | 0.92059 | 0.39325 | 0.3235 | 0.39224 | 0.65838 | 0.66424 | 0.85008 | 0.011415 | 0.018179 | 0.31136 | 0.6525 | 0.66424 | 0 | 0 | 0.85 | 0.85 | 0.85 | 0.85 | 0.92059 | 0.011415 | 0.63439 | 0.27457 | 0.00017779
2025-03-21 16:00 | 68779.1816 | 62655.7874 | 5470.9603 | 652.434 | 0.24708 | 0.31982 | 0.31948 | 0.32598 | 80 | 16 | Fall | 0.52814 | 0.52024 | 0.52024 | 0.92028 | 0.45282 | 0.31948 | 0.24708 | 0.66367 | 0.66641 | 0.85008 | 0.011903 | 0.018609 | 0.32598 | 0.68032 | 0.66641 | 0 | 0 | 0.85 | 0.85 | 0.85 | 0.85 | 0.92028 | 0.011903 | 0.64677 | 0.17296 | 0.03688
2025-03-21 17:00 | 70431.2353 | 67581.3641 | 2207.7096 | 642.1616 | 0.099705 | 0.31479 | 0.31377 | 0.33305 | 80 | 17 | Fall | 0.55921 | 0.52787 | 0.52787 | 0.92028 | 0.49849 | 0.31377 | 0.099705 | 0.6549 | 0.66641 | 0.85008 | 0.012497 | 0.02092 | 0.33305 | 0.69339 | 0.66641 | 0 | 0 | 0.85 | 0.85 | 0.85 | 0.85 | 0.92028 | 0.012497 | 0.65974 | 0.069793 | 0.46447
2025-03-21 18:00 | 75260.6962 | 74443.8633 | 170.101 | 646.7318 | 0.0076821 | 0.31703 | 0.3157 | 0.34093 | 80 | 18 | Fall | 0.56981 | 0.53326 | 0.53326 | 0.92026 | 0.51472 | 0.3157 | 0.0076821 | 0.58607 | 0.66641 | 0.85008 | 0.012776 | 0.030806 | 0.34093 | 0.72066 | 0.66641 | 0 | 0 | 0.85 | 0.85 | 0.85 | 0.85 | 0.92026 | 0.012776 | 0.67697 | 0.0053775 | 0.42382
2025-03-21 19:00 | 74681.5896 | 74037.0822 | 0 | 644.5075 | 0 | 0.31594 | 0.31446 | 0.34264 | 80 | 19 | Fall | 0.58792 | 0.53844 | 0.53844 | 0.92081 | 0.51215 | 0.31446 | 0 | 0.30172 | 0.66641 | 0.85008 | 0.012985 | 0.040504 | 0.34264 | 0.70767 | 0.66641 | 0 | 0 | 0.85 | 0.85 | 0.85 | 0.85 | 0.92081 | 0.012985 | 0.6913 | 0 | 0.3403
2025-03-21 20:00 | 72831.5242 | 72201.494 | 0 | 630.0302 | 0 | 0.30884 | 0.30721 | 0.33836 | 80 | 20 | Fall | 0.58769 | 0.53296 | 0.53296 | 0.92152 | 0.47501 | 0.30721 | 0 | 0.0006045 | 0.66641 | 0.85008 | 0.012671 | 0.027207 | 0.33836 | 0.69538 | 0.66641 | 0 | 0 | 0.85 | 0.85 | 0.85 | 0.85 | 0.92152 | 0.012671 | 0.69331 | 0 | 0.11348
2025-03-21 21:00 | 70035.755 | 69432.06 | 0 | 603.695 | 0 | 0.29593 | 0.29427 | 0.32596 | 80 | 21 | Fall | 0.5589 | 0.51972 | 0.51972 | 0.92369 | 0.43894 | 0.29427 | 0 | 0 | 0.66478 | 0.85008 | 0.012741 | 0.015558 | 0.32596 | 0.62275 | 0.66478 | 0 | 0 | 0.85 | 0.85 | 0.85 | 0.85 | 0.92369 | 0.012741 | 0.67279 | 0 | 0.16147
2025-03-21 22:00 | 65550.2911 | 64968.9648 | 0 | 581.3262 | 0 | 0.28496 | 0.28334 | 0.31433 | 80 | 22 | Fall | 0.51728 | 0.4948 | 0.4948 | 0.92621 | 0.40003 | 0.28334 | 0 | 0 | 0.66478 | 0.85008 | 0.012881 | 0.0070257 | 0.31433 | 0.54639 | 0.66478 | 0 | 0 | 0.85 | 0.85 | 0.85 | 0.85 | 0.92621 | 0.012881 | 0.63052 | 0 | 0.1153
2025-03-21 23:00 | 61009.59 | 60449.6241 | 0 | 559.9659 | 0 | 0.27449 | 0.27313 | 0.29906 | 80 | 23 | Fall | 0.47532 | 0.45627 | 0.45627 | 0.92842 | 0.36928 | 0.27313 | 0 | 0 | 0.65567 | 0.85008 | 0.012252 | 0.0070257 | 0.29906 | 0.47566 | 0.65567 | 0 | 0 | 0.85 | 0.85 | 0.85 | 0.85 | 0.92842 | 0.012252 | 0.56646 | 0 | 0.067351
2025-03-22 00:00 | 37024.708 | 36470.457 | 0 | 554.251 | 0 | 0.27169 | 0.27064 | 0.29065 | 81 | 0 | Spring | 0.27877 | 0.32807 | 0.32807 | 0.86806 | 0.41526 | 0.27064 | 0 | 0 | 0.64562 | 0.85008 | 0.0133 | 0.00079999 | 0.29065 | 0.22892 | 0.64562 | 0 | 0 | 0.85 | 0.85 | 0.85 | 0.85 | 0.86806 | 0.0133 | 0.36461 | 0 | 0.048952
2025-03-22 01:00 | 36378.3396 | 35818.5176 | 0 | 559.822 | 0 | 0.27442 | 0.2736 | 0.28937 | 81 | 1 | Spring | 0.27126 | 0.31736 | 0.31736 | 0.87726 | 0.38 | 0.2736 | 0 | 0 | 0.64562 | 0.85008 | 0.012357 | 0.00079999 | 0.28937 | 0.2248 | 0.64562 | 0 | 0 | 0.85 | 0.85 | 0.85 | 0.85 | 0.87726 | 0.012357 | 0.36019 | 0 | 0
2025-03-22 02:00 | 36200.353 | 35638.5521 | 0 | 561.801 | 0 | 0.27539 | 0.27442 | 0.29298 | 81 | 2 | Spring | 0.2611 | 0.30561 | 0.30561 | 0.87644 | 0.34552 | 0.27442 | 0 | 0 | 0.64562 | 0.85008 | 0.012462 | 0.00079999 | 0.29298 | 0.21959 | 0.64562 | 0 | 0 | 0.85 | 0.85 | 0.85 | 0.85 | 0.87644 | 0.012462 | 0.35507 | 0 | 0.0076969
2025-03-22 03:00 | 36174.545 | 35613.0891 | 0 | 561.4559 | 0 | 0.27522 | 0.2739 | 0.2992 | 81 | 3 | Spring | 0.25348 | 0.29808 | 0.29808 | 0.87591 | 0.33422 | 0.2739 | 0 | 0 | 0.64562 | 0.85008 | 0.013439 | 0.00079999 | 0.2992 | 0.21762 | 0.64562 | 0 | 0 | 0.85 | 0.85 | 0.85 | 0.85 | 0.87591 | 0.013439 | 0.3547 | 0 | 0
2025-03-22 04:00 | 36446.7245 | 35886.0491 | 0 | 560.6754 | 0 | 0.27484 | 0.27337 | 0.30134 | 81 | 4 | Spring | 0.24517 | 0.29516 | 0.29516 | 0.87706 | 0.32769 | 0.27337 | 0 | 0 | 0.64562 | 0.85008 | 0.013579 | 0.00079999 | 0.30134 | 0.22054 | 0.64562 | 0 | 0 | 0.85 | 0.85 | 0.85 | 0.85 | 0.87706 | 0.013579 | 0.36068 | 0 | 0
2025-03-22 05:00 | 38796.7274 | 38244.6575 | 0 | 552.0699 | 0 | 0.27062 | 0.26908 | 0.29858 | 81 | 5 | Spring | 0.24319 | 0.29542 | 0.29542 | 0.87925 | 0.32324 | 0.26908 | 0 | 0 | 0.64562 | 0.85008 | 0.013719 | 0.00079999 | 0.29858 | 0.24903 | 0.64562 | 0 | 0 | 0.85 | 0.85 | 0.85 | 0.85 | 0.87925 | 0.013719 | 0.38813 | 0 | 0
2025-03-22 06:00 | 40904.2177 | 40105.7991 | 276.3638 | 522.0548 | 0.012481 | 0.25591 | 0.25485 | 0.27501 | 81 | 6 | Spring | 0.25416 | 0.29826 | 0.29826 | 0.88123 | 0.35611 | 0.25485 | 0.012481 | 0 | 0.6501 | 0.85008 | 0.013404 | 0.00083936 | 0.27501 | 0.30317 | 0.6501 | 0 | 0 | 0.85 | 0.85 | 0.85 | 0.85 | 0.88123 | 0.013404 | 0.4151 | 0.0087368 | 0
2025-03-22 07:00 | 42002.2769 | 38634.8508 | 2919.3467 | 448.0795 | 0.13184 | 0.21965 | 0.21853 | 0.23981 | 81 | 7 | Spring | 0.26383 | 0.30635 | 0.30635 | 0.88211 | 0.39696 | 0.21853 | 0.13184 | 0 | 0.65669 | 0.85008 | 0.012671 | 0.0010882 | 0.23981 | 0.29 | 0.65669 | 0 | 0 | 0.85 | 0.85 | 0.85 | 0.85 | 0.88211 | 0.012671 | 0.40054 | 0.092291 | 0.0096656
2025-03-22 08:00 | 43871.7266 | 36758.7322 | 6662.0141 | 450.9803 | 0.30087 | 0.22107 | 0.22108 | 0.22082 | 81 | 8 | Spring | 0.26441 | 0.30255 | 0.30255 | 0.88442 | 0.42633 | 0.22108 | 0.30087 | 0 | 0.65669 | 0.85008 | 0.012183 | 0.0010228 | 0.22082 | 0.28372 | 0.65669 | 0 | 0 | 0.85 | 0.85 | 0.85 | 0.85 | 0.88442 | 0.012183 | 0.39226 | 0.21061 | 0.029613
2025-03-22 09:00 | 45128.3744 | 34557.9483 | 10119.0833 | 451.3428 | 0.457 | 0.22125 | 0.2211 | 0.22385 | 81 | 9 | Spring | 0.25911 | 0.30095 | 0.30095 | 0.88542 | 0.45108 | 0.2211 | 0.457 | 0.38061 | 0.65642 | 0.85008 | 0.011659 | 0.00079999 | 0.22385 | 0.26073 | 0.65642 | 0 | 0 | 0.85 | 0.85 | 0.85 | 0.85 | 0.88542 | 0.011659 | 0.37528 | 0.3199 | 0
2025-03-22 10:00 | 45207.871 | 32089.1973 | 12693.9898 | 424.6839 | 0.57329 | 0.20818 | 0.20744 | 0.22149 | 81 | 10 | Spring | 0.26146 | 0.29721 | 0.29721 | 0.88641 | 0.4463 | 0.20744 | 0.57329 | 0.64871 | 0.65688 | 0.85008 | 0.011484 | 0.00079999 | 0.22149 | 0.27476 | 0.65688 | 0 | 0 | 0.85 | 0.85 | 0.85 | 0.85 | 0.88641 | 0.011484 | 0.37825 | 0.4013 | 0
2025-03-22 11:00 | 44749.2552 | 30155.7237 | 14185.845 | 407.6865 | 0.64066 | 0.19985 | 0.19868 | 0.22087 | 81 | 11 | Spring | 0.25473 | 0.28311 | 0.28311 | 0.88809 | 0.41276 | 0.19868 | 0.64066 | 0.69148 | 0.65688 | 0.85008 | 0.01138 | 0.00079999 | 0.22087 | 0.29695 | 0.65688 | 0 | 0 | 0.85 | 0.85 | 0.85 | 0.85 | 0.88809 | 0.01138 | 0.38376 | 0.44846 | 0.0092363
2025-03-22 12:00 | 43950.7933 | 29114.6468 | 14430.4204 | 405.7261 | 0.65171 | 0.19889 | 0.19748 | 0.22433 | 81 | 12 | Spring | 0.24979 | 0.27224 | 0.27224 | 0.88874 | 0.38152 | 0.19748 | 0.65171 | 0.67553 | 0.65688 | 0.85008 | 0.011484 | 0.00080167 | 0.22433 | 0.31905 | 0.65688 | 0 | 0 | 0.85 | 0.85 | 0.85 | 0.85 | 0.88874 | 0.011484 | 0.39243 | 0.45619 | 0.0092363
2025-03-22 13:00 | 41289.1503 | 27281.69 | 13601.3096 | 406.1507 | 0.61426 | 0.19909 | 0.19756 | 0.22685 | 81 | 13 | Spring | 0.2448 | 0.25993 | 0.25993 | 0.88865 | 0.35645 | 0.19756 | 0.61426 | 0.66427 | 0.65688 | 0.85008 | 0.010123 | 0.00079999 | 0.22685 | 0.32335 | 0.65688 | 0 | 0 | 0.85 | 0.85 | 0.85 | 0.85 | 0.88865 | 0.010123 | 0.40028 | 0.42998 | 0.0092363
2025-03-22 14:00 | 40926.1181 | 28687.2645 | 11832.3305 | 406.5231 | 0.53437 | 0.19928 | 0.19792 | 0.22379 | 81 | 14 | Spring | 0.24385 | 0.25881 | 0.25881 | 0.88747 | 0.34975 | 0.19792 | 0.53437 | 0.65679 | 0.65688 | 0.85008 | 0.0099835 | 0.0013328 | 0.22379 | 0.32489 | 0.65688 | 0 | 0 | 0.85 | 0.85 | 0.85 | 0.85 | 0.88747 | 0.0099835 | 0.40115 | 0.37406 | 0.0094141
2025-03-22 15:00 | 40962.5446 | 31464.3462 | 9091.3251 | 406.8733 | 0.41058 | 0.19945 | 0.19836 | 0.21908 | 81 | 15 | Spring | 0.24372 | 0.26351 | 0.26351 | 0.88663 | 0.34492 | 0.19836 | 0.41058 | 0.66692 | 0.65688 | 0.85008 | 0.010088 | 0.0013328 | 0.21908 | 0.33518 | 0.65688 | 0 | 0 | 0.85 | 0.85 | 0.85 | 0.85 | 0.88663 | 0.010088 | 0.4158 | 0.28741 | 0.0094141
2025-03-22 16:00 | 41389.6053 | 35271.9997 | 5718.3386 | 399.267 | 0.25825 | 0.19572 | 0.19452 | 0.21731 | 81 | 16 | Spring | 0.24178 | 0.27908 | 0.27908 | 0.87629 | 0.34371 | 0.19452 | 0.25825 | 0.67652 | 0.66614 | 0.85008 | 0.010018 | 0.0013328 | 0.21731 | 0.36047 | 0.66614 | 0 | 0 | 0.85 | 0.85 | 0.85 | 0.85 | 0.87629 | 0.010018 | 0.43848 | 0.18078 | 0.0092363
2025-03-22 17:00 | 43031.4055 | 40325.2837 | 2320.9795 | 385.1424 | 0.10482 | 0.1888 | 0.18713 | 0.21887 | 81 | 17 | Spring | 0.24363 | 0.29823 | 0.29823 | 0.87688 | 0.36264 | 0.18713 | 0.10482 | 0.6679 | 0.66614 | 0.85008 | 0.010018 | 0.0035317 | 0.21887 | 0.37417 | 0.66614 | 0 | 0 | 0.85 | 0.85 | 0.85 | 0.85 | 0.87688 | 0.010018 | 0.48342 | 0.073374 | 0.28272
2025-03-22 18:00 | 47751.221 | 47163.004 | 198.7259 | 389.4911 | 0.0089749 | 0.19093 | 0.18894 | 0.22685 | 81 | 18 | Spring | 0.25066 | 0.31384 | 0.31384 | 0.87696 | 0.40118 | 0.18894 | 0.0089749 | 0.58773 | 0.66614 | 0.85008 | 0.010158 | 0.027398 | 0.22685 | 0.3962 | 0.66614 | 0 | 0 | 0.85 | 0.85 | 0.85 | 0.85 | 0.87696 | 0.010158 | 0.50599 | 0.0062824 | 0.42211
2025-03-22 19:00 | 47750.017 | 47360.1462 | 0 | 389.8708 | 0 | 0.19111 | 0.18878 | 0.2333 | 81 | 19 | Spring | 0.26664 | 0.33067 | 0.33067 | 0.8775 | 0.42487 | 0.18878 | 0 | 0.23069 | 0.66641 | 0.85008 | 0.010612 | 0.027398 | 0.2333 | 0.41363 | 0.66641 | 0 | 0 | 0.85 | 0.85 | 0.85 | 0.85 | 0.8775 | 0.010612 | 0.52452 | 0 | 0.39185
2025-03-22 20:00 | 47014.1357 | 46633.7562 | 0 | 380.3795 | 0 | 0.18646 | 0.18404 | 0.23025 | 81 | 20 | Spring | 0.28392 | 0.33907 | 0.33907 | 0.87706 | 0.44583 | 0.18404 | 0 | 0 | 0.66641 | 0.85008 | 0.010717 | 0.013216 | 0.23025 | 0.41376 | 0.66641 | 0 | 0 | 0.85 | 0.85 | 0.85 | 0.85 | 0.87706 | 0.010717 | 0.52178 | 0 | 0.34357
2025-03-22 21:00 | 44739.7226 | 44375.3307 | 0 | 364.3919 | 0 | 0.17862 | 0.17671 | 0.21329 | 81 | 21 | Spring | 0.28852 | 0.33774 | 0.33774 | 0.87764 | 0.44688 | 0.17671 | 0 | 0 | 0.66641 | 0.85008 | 0.010682 | 0.0013328 | 0.21329 | 0.40821 | 0.66641 | 0 | 0 | 0.85 | 0.85 | 0.85 | 0.85 | 0.87764 | 0.010682 | 0.49219 | 0 | 0.10075
2025-03-22 22:00 | 41409.0395 | 41069.9836 | 0 | 339.0559 | 0 | 0.1662 | 0.16477 | 0.19208 | 81 | 22 | Spring | 0.27883 | 0.33192 | 0.33192 | 0.87863 | 0.45017 | 0.16477 | 0 | 0 | 0.66641 | 0.85008 | 0.010717 | 0.0013328 | 0.19208 | 0.36384 | 0.66641 | 0 | 0 | 0.85 | 0.85 | 0.85 | 0.85 | 0.87863 | 0.010717 | 0.43629 | 0 | 0.081544
2025-03-22 23:00 | 37684.8298 | 37363.0198 | 0 | 321.81 | 0 | 0.15775 | 0.15682 | 0.17462 | 81 | 23 | Spring | 0.26601 | 0.32932 | 0.32932 | 0.87267 | 0.42104 | 0.15682 | 0 | 0 | 0.65528 | 0.85008 | 0.011973 | 0.0013328 | 0.17462 | 0.30433 | 0.65528 | 0 | 0 | 0.85 | 0.85 | 0.85 | 0.85 | 0.87267 | 0.011973 | 0.38142 | 0 | 0.039465
2025-03-23 00:00 | 35086.4148 | 34766.3857 | 0 | 320.0291 | 0 | 0.15688 | 0.15658 | 0.16232 | 82 | 0 | Spring | 0.27877 | 0.32807 | 0.32807 | 0.86806 | 0.41526 | 0.15658 | 0 | 0 | 0.64562 | 0.85008 | 0.0133 | 0.00079999 | 0.16232 | 0.22892 | 0.64562 | 0 | 0 | 0.85 | 0.85 | 0.85 | 0.85 | 0.86806 | 0.0133 | 0.36461 | 0 | 0.048952
2025-03-23 01:00 | 34389.8955 | 34075.9639 | 0 | 313.9316 | 0 | 0.15389 | 0.15388 | 0.15396 | 82 | 1 | Spring | 0.27126 | 0.31736 | 0.31736 | 0.87726 | 0.38 | 0.15388 | 0 | 0 | 0.64562 | 0.85008 | 0.012357 | 0.00079999 | 0.15396 | 0.2248 | 0.64562 | 0 | 0 | 0.85 | 0.85 | 0.85 | 0.85 | 0.87726 | 0.012357 | 0.36019 | 0 | 0
2025-03-23 02:00 | 34249.6696 | 33943.2561 | 0 | 306.4135 | 0 | 0.1502 | 0.14997 | 0.15447 | 82 | 2 | Spring | 0.2611 | 0.30561 | 0.30561 | 0.87644 | 0.34552 | 0.14997 | 0 | 0 | 0.64562 | 0.85008 | 0.012462 | 0.00079999 | 0.15447 | 0.21959 | 0.64562 | 0 | 0 | 0.85 | 0.85 | 0.85 | 0.85 | 0.87644 | 0.012462 | 0.35507 | 0 | 0.0076969
2025-03-23 03:00 | 34277.2575 | 33967.6279 | 0 | 309.6297 | 0 | 0.15178 | 0.15111 | 0.16385 | 82 | 3 | Spring | 0.25348 | 0.29808 | 0.29808 | 0.87591 | 0.33422 | 0.15111 | 0 | 0 | 0.64562 | 0.85008 | 0.013439 | 0.00079999 | 0.16385 | 0.21762 | 0.64562 | 0 | 0 | 0.85 | 0.85 | 0.85 | 0.85 | 0.87591 | 0.013439 | 0.3547 | 0 | 0
2025-03-23 04:00 | 34583.9527 | 34262.9487 | 0 | 321.0041 | 0 | 0.15735 | 0.1567 | 0.16926 | 82 | 4 | Spring | 0.24517 | 0.29516 | 0.29516 | 0.87706 | 0.32769 | 0.1567 | 0 | 0 | 0.64562 | 0.85008 | 0.013579 | 0.00079999 | 0.16926 | 0.22054 | 0.64562 | 0 | 0 | 0.85 | 0.85 | 0.85 | 0.85 | 0.87706 | 0.013579 | 0.36068 | 0 | 0
2025-03-23 05:00 | 37384.4558 | 37050.5126 | 0 | 333.9433 | 0 | 0.1637 | 0.16308 | 0.17478 | 82 | 5 | Spring | 0.24319 | 0.29542 | 0.29542 | 0.87925 | 0.32324 | 0.16308 | 0 | 0 | 0.64562 | 0.85008 | 0.013719 | 0.00079999 | 0.17478 | 0.24903 | 0.64562 | 0 | 0 | 0.85 | 0.85 | 0.85 | 0.85 | 0.87925 | 0.013719 | 0.38813 | 0 | 0
2025-03-23 06:00 | 39555.7746 | 39109.9553 | 103.7658 | 342.0534 | 0.0046863 | 0.16767 | 0.16706 | 0.17871 | 82 | 6 | Spring | 0.25416 | 0.29826 | 0.29826 | 0.88123 | 0.35611 | 0.16706 | 0.0046863 | 0 | 0.6501 | 0.85008 | 0.013404 | 0.00083936 | 0.17871 | 0.30317 | 0.6501 | 0 | 0 | 0.85 | 0.85 | 0.85 | 0.85 | 0.88123 | 0.013404 | 0.4151 | 0.0032804 | 0
2025-03-23 07:00 | 41061.9846 | 39697.46 | 1035.3487 | 329.176 | 0.046758 | 0.16136 | 0.16069 | 0.17341 | 82 | 7 | Spring | 0.26383 | 0.30635 | 0.30635 | 0.88211 | 0.39696 | 0.16069 | 0.046758 | 0 | 0.65669 | 0.85008 | 0.012671 | 0.0010882 | 0.17341 | 0.29 | 0.65669 | 0 | 0 | 0.85 | 0.85 | 0.85 | 0.85 | 0.88211 | 0.012671 | 0.40054 | 0.032731 | 0.0096656
2025-03-23 08:00 | 43460.3281 | 40365.5147 | 2752.9576 | 341.8558 | 0.12433 | 0.16758 | 0.16724 | 0.1736 | 82 | 8 | Spring | 0.26441 | 0.30255 | 0.30255 | 0.88442 | 0.42633 | 0.16724 | 0.12433 | 0 | 0.65669 | 0.85008 | 0.012183 | 0.0010228 | 0.1736 | 0.28372 | 0.65669 | 0 | 0 | 0.85 | 0.85 | 0.85 | 0.85 | 0.88442 | 0.012183 | 0.39226 | 0.08703 | 0.029613
2025-03-23 09:00 | 45128.3744 | 39833.4086 | 4897.3788 | 397.587 | 0.22118 | 0.1949 | 0.19491 | 0.19471 | 82 | 9 | Spring | 0.25911 | 0.30095 | 0.30095 | 0.88542 | 0.45108 | 0.19491 | 0.22118 | 0.38061 | 0.65642 | 0.85008 | 0.011659 | 0.00079999 | 0.19471 | 0.26073 | 0.65642 | 0 | 0 | 0.85 | 0.85 | 0.85 | 0.85 | 0.88542 | 0.011659 | 0.37528 | 0.15482 | 0
2025-03-23 10:00 | 45207.871 | 37781.4633 | 6991.5739 | 434.8338 | 0.31575 | 0.21315 | 0.21305 | 0.21509 | 82 | 10 | Spring | 0.26146 | 0.29721 | 0.29721 | 0.88641 | 0.4463 | 0.21305 | 0.31575 | 0.64871 | 0.65688 | 0.85008 | 0.011484 | 0.00079999 | 0.21509 | 0.27476 | 0.65688 | 0 | 0 | 0.85 | 0.85 | 0.85 | 0.85 | 0.88641 | 0.011484 | 0.37825 | 0.22103 | 0
2025-03-23 11:00 | 44749.2552 | 35759.0656 | 8523.2444 | 466.9453 | 0.38493 | 0.22889 | 0.22809 | 0.24337 | 82 | 11 | Spring | 0.25473 | 0.28311 | 0.28311 | 0.88809 | 0.41276 | 0.22809 | 0.38493 | 0.69148 | 0.65688 | 0.85008 | 0.01138 | 0.00079999 | 0.24337 | 0.29695 | 0.65688 | 0 | 0 | 0.85 | 0.85 | 0.85 | 0.85 | 0.88809 | 0.01138 | 0.38376 | 0.26945 | 0.0092363
2025-03-23 12:00 | 43950.7933 | 34108.8511 | 9334.4906 | 507.4515 | 0.42156 | 0.24875 | 0.2476 | 0.26954 | 82 | 12 | Spring | 0.24979 | 0.27224 | 0.27224 | 0.88874 | 0.38152 | 0.2476 | 0.42156 | 0.67553 | 0.65688 | 0.85008 | 0.011484 | 0.00080167 | 0.26954 | 0.31905 | 0.65688 | 0 | 0 | 0.85 | 0.85 | 0.85 | 0.85 | 0.88874 | 0.011484 | 0.39243 | 0.2951 | 0.0092363
2025-03-23 13:00 | 41289.1503 | 31076.465 | 9663.6844 | 549.0008 | 0.43643 | 0.26912 | 0.26787 | 0.29167 | 82 | 13 | Spring | 0.2448 | 0.25993 | 0.25993 | 0.88865 | 0.35645 | 0.26787 | 0.43643 | 0.66427 | 0.65688 | 0.85008 | 0.010123 | 0.00079999 | 0.29167 | 0.32335 | 0.65688 | 0 | 0 | 0.85 | 0.85 | 0.85 | 0.85 | 0.88865 | 0.010123 | 0.40028 | 0.3055 | 0.0092363
2025-03-23 14:00 | 40926.1181 | 31315.2882 | 9028.8183 | 582.0116 | 0.40776 | 0.2853 | 0.28432 | 0.30295 | 82 | 14 | Spring | 0.24385 | 0.25881 | 0.25881 | 0.88747 | 0.34975 | 0.28432 | 0.40776 | 0.65679 | 0.65688 | 0.85008 | 0.0099835 | 0.0013328 | 0.30295 | 0.32489 | 0.65688 | 0 | 0 | 0.85 | 0.85 | 0.85 | 0.85 | 0.88747 | 0.0099835 | 0.40115 | 0.28543 | 0.0094141
2025-03-23 15:00 | 40962.5446 | 33097.7076 | 7266.238 | 598.5989 | 0.32816 | 0.29343 | 0.29268 | 0.30699 | 82 | 15 | Spring | 0.24372 | 0.26351 | 0.26351 | 0.88663 | 0.34492 | 0.29268 | 0.32816 | 0.66692 | 0.65688 | 0.85008 | 0.010088 | 0.0013328 | 0.30699 | 0.33518 | 0.65688 | 0 | 0 | 0.85 | 0.85 | 0.85 | 0.85 | 0.88663 | 0.010088 | 0.4158 | 0.22971 | 0.0094141
2025-03-23 16:00 | 41389.6053 | 36124.8237 | 4669.3081 | 595.4735 | 0.21088 | 0.2919 | 0.29105 | 0.30718 | 82 | 16 | Spring | 0.24178 | 0.27908 | 0.27908 | 0.87629 | 0.34371 | 0.29105 | 0.21088 | 0.67652 | 0.66614 | 0.85008 | 0.010018 | 0.0013328 | 0.30718 | 0.36047 | 0.66614 | 0 | 0 | 0.85 | 0.85 | 0.85 | 0.85 | 0.87629 | 0.010018 | 0.43848 | 0.14761 | 0.0092363
2025-03-23 17:00 | 42990.0892 | 40449.8427 | 1966.0351 | 574.2115 | 0.08879 | 0.28148 | 0.28043 | 0.30046 | 82 | 17 | Spring | 0.24363 | 0.29823 | 0.29823 | 0.87688 | 0.36264 | 0.28043 | 0.08879 | 0.6679 | 0.66614 | 0.85008 | 0.010018 | 0.0035317 | 0.30046 | 0.37417 | 0.66614 | 0 | 0 | 0.85 | 0.85 | 0.85 | 0.85 | 0.87688 | 0.010018 | 0.48342 | 0.062153 | 0.28272
2025-03-23 18:00 | 47751.221 | 47013.8336 | 178.2011 | 559.1864 | 0.0080479 | 0.27411 | 0.27255 | 0.3023 | 82 | 18 | Spring | 0.25066 | 0.31384 | 0.31384 | 0.87696 | 0.40118 | 0.27255 | 0.0080479 | 0.58773 | 0.66614 | 0.85008 | 0.010158 | 0.027398 | 0.3023 | 0.3962 | 0.66614 | 0 | 0 | 0.85 | 0.85 | 0.85 | 0.85 | 0.87696 | 0.010158 | 0.50599 | 0.0056335 | 0.42211
2025-03-23 19:00 | 47750.017 | 47203.6827 | 0 | 546.3343 | 0 | 0.26781 | 0.26578 | 0.3045 | 82 | 19 | Spring | 0.26664 | 0.33067 | 0.33067 | 0.8775 | 0.42487 | 0.26578 | 0 | 0.23069 | 0.66641 | 0.85008 | 0.010612 | 0.027398 | 0.3045 | 0.41363 | 0.66641 | 0 | 0 | 0.85 | 0.85 | 0.85 | 0.85 | 0.8775 | 0.010612 | 0.52452 | 0 | 0.39185
2025-03-23 20:00 | 47014.1357 | 46479.1251 | 0 | 535.0105 | 0 | 0.26226 | 0.26008 | 0.30174 | 82 | 20 | Spring | 0.28392 | 0.33907 | 0.33907 | 0.87706 | 0.44583 | 0.26008 | 0 | 0 | 0.66641 | 0.85008 | 0.010717 | 0.013216 | 0.30174 | 0.41376 | 0.66641 | 0 | 0 | 0.85 | 0.85 | 0.85 | 0.85 | 0.87706 | 0.010717 | 0.52178 | 0 | 0.34357
2025-03-23 21:00 | 44739.7226 | 44222.4103 | 0 | 517.3123 | 0 | 0.25358 | 0.25162 | 0.28912 | 82 | 21 | Spring | 0.28852 | 0.33774 | 0.33774 | 0.87764 | 0.44688 | 0.25162 | 0 | 0 | 0.66641 | 0.85008 | 0.010682 | 0.0013328 | 0.28912 | 0.40821 | 0.66641 | 0 | 0 | 0.85 | 0.85 | 0.85 | 0.85 | 0.87764 | 0.010682 | 0.49219 | 0 | 0.10075
2025-03-23 22:00 | 41409.0395 | 40908.501 | 0 | 500.5385 | 0 | 0.24536 | 0.24394 | 0.27099 | 82 | 22 | Spring | 0.27883 | 0.33192 | 0.33192 | 0.87863 | 0.45017 | 0.24394 | 0 | 0 | 0.66641 | 0.85008 | 0.010717 | 0.0013328 | 0.27099 | 0.36384 | 0.66641 | 0 | 0 | 0.85 | 0.85 | 0.85 | 0.85 | 0.87863 | 0.010717 | 0.43629 | 0 | 0.081544
2025-03-23 23:00 | 37684.8298 | 37185.4295 | 0 | 499.4003 | 0 | 0.2448 | 0.24455 | 0.24946 | 82 | 23 | Spring | 0.26601 | 0.32932 | 0.32932 | 0.87267 | 0.42104 | 0.24455 | 0 | 0 | 0.65528 | 0.85008 | 0.011973 | 0.0013328 | 0.24946 | 0.30433 | 0.65528 | 0 | 0 | 0.85 | 0.85 | 0.85 | 0.85 | 0.87267 | 0.011973 | 0.38142 | 0 | 0.039465
2025-03-24 00:00 | 57619.0231 | 57108.9792 | 0 | 510.0439 | 0 | 0.25002 | 0.251 | 0.23242 | 83 | 0 | Fall | 0.40086 | 0.41408 | 0.41408 | 0.9324 | 0.29275 | 0.251 | 0 | 0 | 0.65196 | 0.85008 | 0.011834 | 0.0070257 | 0.23242 | 0.40145 | 0.65196 | 0 | 0 | 0.85 | 0.85 | 0.85 | 0.85 | 0.9324 | 0.011834 | 0.52583 | 0 | 0.01542
2025-03-24 01:00 | 56899.4673 | 56385.1093 | 0 | 514.358 | 0 | 0.25214 | 0.25403 | 0.21793 | 83 | 1 | Fall | 0.37675 | 0.40095 | 0.40095 | 0.93332 | 0.26062 | 0.25403 | 0 | 0 | 0.65196 | 0.85008 | 0.012078 | 0.0070257 | 0.21793 | 0.38521 | 0.65196 | 0 | 0 | 0.85 | 0.85 | 0.85 | 0.85 | 0.93332 | 0.012078 | 0.49927 | 0 | 0
2025-03-24 02:00 | 56694.1459 | 56188.7546 | 0 | 505.3913 | 0 | 0.24774 | 0.25041 | 0.19945 | 83 | 2 | Fall | 0.36036 | 0.37824 | 0.37824 | 0.93336 | 0.22473 | 0.25041 | 0 | 0 | 0.65196 | 0.85008 | 0.012357 | 0.0070257 | 0.19945 | 0.38017 | 0.65196 | 0 | 0 | 0.85 | 0.85 | 0.85 | 0.85 | 0.93336 | 0.012357 | 0.49291 | 0 | 0
2025-03-24 03:00 | 56678.6208 | 56183.2698 | 0 | 495.3509 | 0 | 0.24282 | 0.24615 | 0.18254 | 83 | 3 | Fall | 0.34783 | 0.36163 | 0.36163 | 0.93289 | 0.18289 | 0.24615 | 0 | 0 | 0.64813 | 0.85008 | 0.012532 | 0.0070257 | 0.18254 | 0.37147 | 0.64813 | 0 | 0 | 0.85 | 0.85 | 0.85 | 0.85 | 0.93289 | 0.012532 | 0.48498 | 0 | 0
2025-03-24 04:00 | 57348.4293 | 56871.1522 | 0 | 477.2771 | 0 | 0.23396 | 0.23748 | 0.17041 | 83 | 4 | Fall | 0.34209 | 0.36519 | 0.36519 | 0.93361 | 0.16879 | 0.23748 | 0 | 0 | 0.65104 | 0.85008 | 0.012532 | 0.0070257 | 0.17041 | 0.37052 | 0.65104 | 0 | 0 | 0.85 | 0.85 | 0.85 | 0.85 | 0.93361 | 0.012532 | 0.48267 | 0 | 0
2025-03-24 05:00 | 62232.2687 | 61792.6771 | 0 | 439.5917 | 0 | 0.21549 | 0.21839 | 0.16299 | 83 | 5 | Fall | 0.34482 | 0.37756 | 0.37756 | 0.93576 | 0.17276 | 0.21839 | 0 | 0 | 0.65104 | 0.85008 | 0.012497 | 0.0064921 | 0.16299 | 0.37314 | 0.65104 | 0 | 0 | 0.85 | 0.85 | 0.85 | 0.85 | 0.93576 | 0.012497 | 0.48379 | 0 | 0
2025-03-24 06:00 | 69747.3993 | 69138.2608 | 222.7039 | 386.4346 | 0.010058 | 0.18943 | 0.19147 | 0.15252 | 83 | 6 | Fall | 0.36517 | 0.39941 | 0.39941 | 0.93715 | 0.18574 | 0.19147 | 0.010058 | 0 | 0.65331 | 0.85008 | 0.012462 | 0.0064921 | 0.15252 | 0.36964 | 0.65331 | 0 | 0 | 0.85 | 0.85 | 0.85 | 0.85 | 0.93715 | 0.012462 | 0.46504 | 0.0070404 | 0
2025-03-24 07:00 | 74297.9953 | 71853.5726 | 2136.5892 | 307.8335 | 0.096493 | 0.1509 | 0.15183 | 0.13398 | 83 | 7 | Fall | 0.38197 | 0.40891 | 0.40891 | 0.93839 | 0.20415 | 0.15183 | 0.096493 | 0 | 0.65331 | 0.85008 | 0.012392 | 0.0064921 | 0.13398 | 0.36205 | 0.65331 | 0 | 0 | 0.85 | 0.85 | 0.85 | 0.85 | 0.93839 | 0.012392 | 0.44968 | 0.067545 | 0
2025-03-24 08:00 | 73449.6548 | 68110.9754 | 5056.4502 | 282.2292 | 0.22836 | 0.13835 | 0.13966 | 0.11462 | 83 | 8 | Fall | 0.39185 | 0.40697 | 0.40697 | 0.93566 | 0.21485 | 0.13966 | 0.22836 | 0.16223 | 0.65331 | 0.85008 | 0.012357 | 0.0064921 | 0.11462 | 0.40198 | 0.65331 | 0 | 0 | 0.85 | 0.85 | 0.85 | 0.85 | 0.93566 | 0.012357 | 0.45998 | 0.15985 | 0
2025-03-24 09:00 | 72537.436 | 64196.5976 | 8036.8092 | 304.0292 | 0.36296 | 0.14903 | 0.15111 | 0.11148 | 83 | 9 | Fall | 0.39166 | 0.40877 | 0.40877 | 0.92982 | 0.21991 | 0.15111 | 0.36296 | 0.44952 | 0.65113 | 0.85008 | 0.012252 | 0.0064921 | 0.11148 | 0.39032 | 0.65113 | 0 | 0 | 0.85 | 0.85 | 0.85 | 0.85 | 0.92982 | 0.012252 | 0.46381 | 0.25407 | 0
2025-03-24 10:00 | 71329.5612 | 60581.3909 | 10444.803 | 303.3674 | 0.47171 | 0.14871 | 0.15039 | 0.11837 | 83 | 10 | Fall | 0.40411 | 0.42068 | 0.42068 | 0.92508 | 0.22175 | 0.15039 | 0.47171 | 0.57836 | 0.66261 | 0.85008 | 0.012218 | 0.0064921 | 0.11837 | 0.44411 | 0.66261 | 0 | 0 | 0.85 | 0.85 | 0.85 | 0.85 | 0.92508 | 0.012218 | 0.49846 | 0.3302 | 0
2025-03-24 11:00 | 68291.6986 | 55879.8228 | 12108.2003 | 303.6755 | 0.54683 | 0.14886 | 0.15005 | 0.12742 | 83 | 11 | Fall | 0.41644 | 0.43336 | 0.43336 | 0.9244 | 0.22921 | 0.15005 | 0.54683 | 0.61146 | 0.66261 | 0.85008 | 0.011903 | 0.0067811 | 0.12742 | 0.48314 | 0.66261 | 0 | 0 | 0.85 | 0.85 | 0.85 | 0.85 | 0.9244 | 0.011903 | 0.55063 | 0.38278 | 0
2025-03-24 12:00 | 66995.5288 | 54253.5961 | 12434.724 | 307.2087 | 0.56158 | 0.15059 | 0.15143 | 0.1354 | 83 | 12 | Fall | 0.43539 | 0.4543 | 0.4543 | 0.92402 | 0.24522 | 0.15143 | 0.56158 | 0.64788 | 0.66261 | 0.85008 | 0.011903 | 0.0064921 | 0.1354 | 0.53927 | 0.66261 | 0 | 0 | 0.85 | 0.85 | 0.85 | 0.85 | 0.92402 | 0.011903 | 0.58716 | 0.3931 | 0
2025-03-24 13:00 | 66927.4206 | 54616.5694 | 11995.9643 | 314.8869 | 0.54176 | 0.15436 | 0.15495 | 0.14365 | 83 | 13 | Fall | 0.46136 | 0.47855 | 0.47855 | 0.92234 | 0.2669 | 0.15495 | 0.54176 | 0.6577 | 0.66261 | 0.85008 | 0.011694 | 0.0098579 | 0.14365 | 0.58521 | 0.66261 | 0 | 0 | 0.85 | 0.85 | 0.85 | 0.85 | 0.92234 | 0.011694 | 0.60493 | 0.37923 | 0
2025-03-24 14:00 | 67083.5544 | 56301.6199 | 10452.4514 | 329.4832 | 0.47205 | 0.16151 | 0.16186 | 0.15522 | 83 | 14 | Fall | 0.48366 | 0.49376 | 0.49376 | 0.92148 | 0.3113 | 0.16186 | 0.47205 | 0.654 | 0.66424 | 0.85008 | 0.011659 | 0.015065 | 0.15522 | 0.62713 | 0.66424 | 0 | 0 | 0.85 | 0.85 | 0.85 | 0.85 | 0.92148 | 0.011659 | 0.61302 | 0.33044 | 0
2025-03-24 15:00 | 67521.6165 | 59200.019 | 7981.6115 | 339.9861 | 0.36047 | 0.16666 | 0.167 | 0.16047 | 83 | 15 | Fall | 0.50654 | 0.50702 | 0.50702 | 0.92059 | 0.39325 | 0.167 | 0.36047 | 0.65838 | 0.66424 | 0.85008 | 0.011415 | 0.018179 | 0.16047 | 0.6525 | 0.66424 | 0 | 0 | 0.85 | 0.85 | 0.85 | 0.85 | 0.92059 | 0.011415 | 0.63439 | 0.25233 | 0.00017779
2025-03-24 16:00 | 68779.1816 | 63485.4265 | 4957.063 | 336.6922 | 0.22387 | 0.16505 | 0.16509 | 0.16417 | 83 | 16 | Fall | 0.52814 | 0.52024 | 0.52024 | 0.92028 | 0.45282 | 0.16509 | 0.22387 | 0.66367 | 0.66641 | 0.85008 | 0.011903 | 0.018609 | 0.16417 | 0.68032 | 0.66641 | 0 | 0 | 0.85 | 0.85 | 0.85 | 0.85 | 0.92028 | 0.011903 | 0.64677 | 0.15671 | 0.03688
2025-03-24 17:00 | 70323.2008 | 68004.0329 | 1998.3392 | 320.8287 | 0.090249 | 0.15727 | 0.15662 | 0.16907 | 83 | 17 | Fall | 0.55921 | 0.52787 | 0.52787 | 0.92028 | 0.49849 | 0.15662 | 0.090249 | 0.6549 | 0.66641 | 0.85008 | 0.012497 | 0.02092 | 0.16907 | 0.69339 | 0.66641 | 0 | 0 | 0.85 | 0.85 | 0.85 | 0.85 | 0.92028 | 0.012497 | 0.65974 | 0.063174 | 0.46447
2025-03-24 18:00 | 74735.0501 | 74207.025 | 182.0581 | 345.967 | 0.0082221 | 0.16959 | 0.16873 | 0.18517 | 83 | 18 | Fall | 0.56981 | 0.53326 | 0.53326 | 0.92026 | 0.51472 | 0.16873 | 0.0082221 | 0.58607 | 0.66641 | 0.85008 | 0.012776 | 0.030806 | 0.18517 | 0.72066 | 0.66641 | 0 | 0 | 0.85 | 0.85 | 0.85 | 0.85 | 0.92026 | 0.012776 | 0.67697 | 0.0057555 | 0.42382
2025-03-24 19:00 | 73955.8762 | 73590.9778 | 0 | 364.8984 | 0 | 0.17887 | 0.17843 | 0.1868 | 83 | 19 | Fall | 0.58792 | 0.53844 | 0.53844 | 0.92081 | 0.51215 | 0.17843 | 0 | 0.30172 | 0.66641 | 0.85008 | 0.012985 | 0.040504 | 0.1868 | 0.70767 | 0.66641 | 0 | 0 | 0.85 | 0.85 | 0.85 | 0.85 | 0.92081 | 0.012985 | 0.6913 | 0 | 0.3403
2025-03-24 20:00 | 71945.9715 | 71581.117 | 0 | 364.8545 | 0 | 0.17885 | 0.17885 | 0.17877 | 83 | 20 | Fall | 0.58769 | 0.53296 | 0.53296 | 0.92152 | 0.47501 | 0.17885 | 0 | 0.0006045 | 0.66641 | 0.85008 | 0.012671 | 0.027207 | 0.17877 | 0.69538 | 0.66641 | 0 | 0 | 0.85 | 0.85 | 0.85 | 0.85 | 0.92152 | 0.012671 | 0.69331 | 0 | 0.11348
2025-03-24 21:00 | 69006.7223 | 68649.5178 | 0 | 357.2046 | 0 | 0.1751 | 0.17458 | 0.18458 | 83 | 21 | Fall | 0.5589 | 0.51972 | 0.51972 | 0.92369 | 0.43894 | 0.17458 | 0 | 0 | 0.66478 | 0.85008 | 0.012741 | 0.015558 | 0.18458 | 0.62275 | 0.66478 | 0 | 0 | 0.85 | 0.85 | 0.85 | 0.85 | 0.92369 | 0.012741 | 0.67279 | 0 | 0.16147
2025-03-24 22:00 | 64396.2833 | 64051.2419 | 0 | 345.0414 | 0 | 0.16914 | 0.16869 | 0.17724 | 83 | 22 | Fall | 0.51728 | 0.4948 | 0.4948 | 0.92621 | 0.40003 | 0.16869 | 0 | 0 | 0.66478 | 0.85008 | 0.012881 | 0.0070257 | 0.17724 | 0.54639 | 0.66478 | 0 | 0 | 0.85 | 0.85 | 0.85 | 0.85 | 0.92621 | 0.012881 | 0.63052 | 0 | 0.1153
2025-03-24 23:00 | 59679.1154 | 59349.665 | 0 | 329.4504 | 0 | 0.1615 | 0.16116 | 0.16762 | 83 | 23 | Fall | 0.47532 | 0.45627 | 0.45627 | 0.92842 | 0.36928 | 0.16116 | 0 | 0 | 0.65567 | 0.85008 | 0.012252 | 0.0070257 | 0.16762 | 0.47566 | 0.65567 | 0 | 0 | 0.85 | 0.85 | 0.85 | 0.85 | 0.92842 | 0.012252 | 0.56646 | 0 | 0.067351
2025-03-25 00:00 | 57724.9569 | 57396.4095 | 0 | 328.5474 | 0 | 0.16105 | 0.16126 | 0.15737 | 84 | 0 | Fall | 0.40086 | 0.41408 | 0.41408 | 0.9324 | 0.29275 | 0.16126 | 0 | 0 | 0.65196 | 0.85008 | 0.011834 | 0.0070257 | 0.15737 | 0.40145 | 0.65196 | 0 | 0 | 0.85 | 0.85 | 0.85 | 0.85 | 0.9324 | 0.011834 | 0.52583 | 0 | 0.01542
2025-03-25 01:00 | 57059.5748 | 56728.211 | 0 | 331.3638 | 0 | 0.16243 | 0.1631 | 0.15029 | 84 | 1 | Fall | 0.37675 | 0.40095 | 0.40095 | 0.93332 | 0.26062 | 0.1631 | 0 | 0 | 0.65196 | 0.85008 | 0.012078 | 0.0070257 | 0.15029 | 0.38521 | 0.65196 | 0 | 0 | 0.85 | 0.85 | 0.85 | 0.85 | 0.93332 | 0.012078 | 0.49927 | 0 | 0
2025-03-25 02:00 | 56884.2903 | 56550.3753 | 0 | 333.915 | 0 | 0.16368 | 0.16439 | 0.15091 | 84 | 2 | Fall | 0.36036 | 0.37824 | 0.37824 | 0.93336 | 0.22473 | 0.16439 | 0 | 0 | 0.65196 | 0.85008 | 0.012357 | 0.0070257 | 0.15091 | 0.38017 | 0.65196 | 0 | 0 | 0.85 | 0.85 | 0.85 | 0.85 | 0.93336 | 0.012357 | 0.49291 | 0 | 0
2025-03-25 03:00 | 56864.206 | 56531.8326 | 0 | 332.3735 | 0 | 0.16293 | 0.16399 | 0.14376 | 84 | 3 | Fall | 0.34783 | 0.36163 | 0.36163 | 0.93289 | 0.18289 | 0.16399 | 0 | 0 | 0.64813 | 0.85008 | 0.012532 | 0.0070257 | 0.14376 | 0.37147 | 0.64813 | 0 | 0 | 0.85 | 0.85 | 0.85 | 0.85 | 0.93289 | 0.012532 | 0.48498 | 0 | 0
2025-03-25 04:00 | 57500.223 | 57165.9264 | 0 | 334.2967 | 0 | 0.16387 | 0.16483 | 0.14649 | 84 | 4 | Fall | 0.34209 | 0.36519 | 0.36519 | 0.93361 | 0.16879 | 0.16483 | 0 | 0 | 0.65104 | 0.85008 | 0.012532 | 0.0070257 | 0.14649 | 0.37052 | 0.65104 | 0 | 0 | 0.85 | 0.85 | 0.85 | 0.85 | 0.93361 | 0.012532 | 0.48267 | 0 | 0
2025-03-25 05:00 | 62339.0071 | 61997.3569 | 0 | 341.6502 | 0 | 0.16748 | 0.16841 | 0.15062 | 84 | 5 | Fall | 0.34482 | 0.37756 | 0.37756 | 0.93576 | 0.17276 | 0.16841 | 0 | 0 | 0.65104 | 0.85008 | 0.012497 | 0.0064921 | 0.15062 | 0.37314 | 0.65104 | 0 | 0 | 0.85 | 0.85 | 0.85 | 0.85 | 0.93576 | 0.012497 | 0.48379 | 0 | 0
2025-03-25 06:00 | 69795.9411 | 69270.9575 | 196.4626 | 328.521 | 0.0088726 | 0.16104 | 0.16172 | 0.14877 | 84 | 6 | Fall | 0.36517 | 0.39941 | 0.39941 | 0.93715 | 0.18574 | 0.16172 | 0.0088726 | 0 | 0.65331 | 0.85008 | 0.012462 | 0.0064921 | 0.14877 | 0.36964 | 0.65331 | 0 | 0 | 0.85 | 0.85 | 0.85 | 0.85 | 0.93715 | 0.012462 | 0.46504 | 0.0062109 | 0
2025-03-25 07:00 | 74269.1285 | 72223.5265 | 1757.3308 | 288.2712 | 0.079365 | 0.14131 | 0.14133 | 0.14097 | 84 | 7 | Fall | 0.38197 | 0.40891 | 0.40891 | 0.93839 | 0.20415 | 0.14133 | 0.079365 | 0 | 0.65331 | 0.85008 | 0.012392 | 0.0064921 | 0.14097 | 0.36205 | 0.65331 | 0 | 0 | 0.85 | 0.85 | 0.85 | 0.85 | 0.93839 | 0.012392 | 0.44968 | 0.055555 | 0
2025-03-25 08:00 | 73449.6548 | 69002.3368 | 4177.8151 | 269.5029 | 0.18868 | 0.13211 | 0.13195 | 0.13505 | 84 | 8 | Fall | 0.39185 | 0.40697 | 0.40697 | 0.93566 | 0.21485 | 0.13195 | 0.18868 | 0.16223 | 0.65331 | 0.85008 | 0.012357 | 0.0064921 | 0.13505 | 0.40198 | 0.65331 | 0 | 0 | 0.85 | 0.85 | 0.85 | 0.85 | 0.93566 | 0.012357 | 0.45998 | 0.13207 | 0
2025-03-25 09:00 | 72537.436 | 65776.0766 | 6475.9217 | 285.4377 | 0.29247 | 0.13992 | 0.14002 | 0.13808 | 84 | 9 | Fall | 0.39166 | 0.40877 | 0.40877 | 0.92982 | 0.21991 | 0.14002 | 0.29247 | 0.44952 | 0.65113 | 0.85008 | 0.012252 | 0.0064921 | 0.13808 | 0.39032 | 0.65113 | 0 | 0 | 0.85 | 0.85 | 0.85 | 0.85 | 0.92982 | 0.012252 | 0.46381 | 0.20473 | 0
2025-03-25 10:00 | 71329.5612 | 62646.4795 | 8399.1152 | 283.9664 | 0.37932 | 0.1392 | 0.13928 | 0.13776 | 84 | 10 | Fall | 0.40411 | 0.42068 | 0.42068 | 0.92508 | 0.22175 | 0.13928 | 0.37932 | 0.57836 | 0.66261 | 0.85008 | 0.012218 | 0.0064921 | 0.13776 | 0.44411 | 0.66261 | 0 | 0 | 0.85 | 0.85 | 0.85 | 0.85 | 0.92508 | 0.012218 | 0.49846 | 0.26552 | 0
2025-03-25 11:00 | 68291.6986 | 58404.3689 | 9606.7434 | 280.5863 | 0.43386 | 0.13754 | 0.13769 | 0.13484 | 84 | 11 | Fall | 0.41644 | 0.43336 | 0.43336 | 0.9244 | 0.22921 | 0.13769 | 0.43386 | 0.61146 | 0.66261 | 0.85008 | 0.011903 | 0.0067811 | 0.13484 | 0.48314 | 0.66261 | 0 | 0 | 0.85 | 0.85 | 0.85 | 0.85 | 0.9244 | 0.011903 | 0.55063 | 0.3037 | 0
2025-03-25 12:00 | 66995.5288 | 57299.2033 | 9412.6487 | 283.6768 | 0.42509 | 0.13906 | 0.13942 | 0.13251 | 84 | 12 | Fall | 0.43539 | 0.4543 | 0.4543 | 0.92402 | 0.24522 | 0.13942 | 0.42509 | 0.64788 | 0.66261 | 0.85008 | 0.011903 | 0.0064921 | 0.13251 | 0.53927 | 0.66261 | 0 | 0 | 0.85 | 0.85 | 0.85 | 0.85 | 0.92402 | 0.011903 | 0.58716 | 0.29757 | 0
2025-03-25 13:00 | 66927.4206 | 57722.6674 | 8901.8605 | 302.8927 | 0.40203 | 0.14848 | 0.14888 | 0.14116 | 84 | 13 | Fall | 0.46136 | 0.47855 | 0.47855 | 0.92234 | 0.2669 | 0.14888 | 0.40203 | 0.6577 | 0.66261 | 0.85008 | 0.011694 | 0.0098579 | 0.14116 | 0.58521 | 0.66261 | 0 | 0 | 0.85 | 0.85 | 0.85 | 0.85 | 0.92234 | 0.011694 | 0.60493 | 0.28142 | 0
2025-03-25 14:00 | 67083.5544 | 58590.2261 | 8162.6989 | 330.6294 | 0.36864 | 0.16207 | 0.16262 | 0.15214 | 84 | 14 | Fall | 0.48366 | 0.49376 | 0.49376 | 0.92148 | 0.3113 | 0.16262 | 0.36864 | 0.654 | 0.66424 | 0.85008 | 0.011659 | 0.015065 | 0.15214 | 0.62713 | 0.66424 | 0 | 0 | 0.85 | 0.85 | 0.85 | 0.85 | 0.92148 | 0.011659 | 0.61302 | 0.25805 | 0
2025-03-25 15:00 | 67521.6165 | 60623.2221 | 6544.0244 | 354.3701 | 0.29554 | 0.17371 | 0.1746 | 0.15771 | 84 | 15 | Fall | 0.50654 | 0.50702 | 0.50702 | 0.92059 | 0.39325 | 0.1746 | 0.29554 | 0.65838 | 0.66424 | 0.85008 | 0.011415 | 0.018179 | 0.15771 | 0.6525 | 0.66424 | 0 | 0 | 0.85 | 0.85 | 0.85 | 0.85 | 0.92059 | 0.011415 | 0.63439 | 0.20688 | 0.00017779
2025-03-25 16:00 | 68779.1816 | 64046.5105 | 4365.394 | 367.2772 | 0.19715 | 0.18004 | 0.18145 | 0.15458 | 84 | 16 | Fall | 0.52814 | 0.52024 | 0.52024 | 0.92028 | 0.45282 | 0.18145 | 0.19715 | 0.66367 | 0.66641 | 0.85008 | 0.011903 | 0.018609 | 0.15458 | 0.68032 | 0.66641 | 0 | 0 | 0.85 | 0.85 | 0.85 | 0.85 | 0.92028 | 0.011903 | 0.64677 | 0.13801 | 0.03688
2025-03-25 17:00 | 70290.2103 | 67979.5611 | 1933.6572 | 376.992 | 0.087328 | 0.1848 | 0.18673 | 0.14992 | 84 | 17 | Fall | 0.55921 | 0.52787 | 0.52787 | 0.92028 | 0.49849 | 0.18673 | 0.087328 | 0.6549 | 0.66641 | 0.85008 | 0.012497 | 0.02092 | 0.14992 | 0.69339 | 0.66641 | 0 | 0 | 0.85 | 0.85 | 0.85 | 0.85 | 0.92028 | 0.012497 | 0.65974 | 0.06113 | 0.46447
2025-03-25 18:00 | 74735.0501 | 74145.995 | 184.7669 | 404.2881 | 0.0083444 | 0.19818 | 0.20073 | 0.15206 | 84 | 18 | Fall | 0.56981 | 0.53326 | 0.53326 | 0.92026 | 0.51472 | 0.20073 | 0.0083444 | 0.58607 | 0.66641 | 0.85008 | 0.012776 | 0.030806 | 0.15206 | 0.72066 | 0.66641 | 0 | 0 | 0.85 | 0.85 | 0.85 | 0.85 | 0.92026 | 0.012776 | 0.67697 | 0.0058411 | 0.42382
2025-03-25 19:00 | 74028.823 | 73603.388 | 0 | 425.4349 | 0 | 0.20855 | 0.21164 | 0.15262 | 84 | 19 | Fall | 0.58792 | 0.53844 | 0.53844 | 0.92081 | 0.51215 | 0.21164 | 0 | 0.30172 | 0.66641 | 0.85008 | 0.012985 | 0.040504 | 0.15262 | 0.70767 | 0.66641 | 0 | 0 | 0.85 | 0.85 | 0.85 | 0.85 | 0.92081 | 0.012985 | 0.6913 | 0 | 0.3403
2025-03-25 20:00 | 72128.3385 | 71690.3714 | 0 | 437.967 | 0 | 0.21469 | 0.21781 | 0.15833 | 84 | 20 | Fall | 0.58769 | 0.53296 | 0.53296 | 0.92152 | 0.47501 | 0.21781 | 0 | 0.0006045 | 0.66641 | 0.85008 | 0.012671 | 0.027207 | 0.15833 | 0.69538 | 0.66641 | 0 | 0 | 0.85 | 0.85 | 0.85 | 0.85 | 0.92152 | 0.012671 | 0.69331 | 0 | 0.11348
2025-03-25 21:00 | 69268.2045 | 68825.564 | 0 | 442.6404 | 0 | 0.21698 | 0.2201 | 0.16063 | 84 | 21 | Fall | 0.5589 | 0.51972 | 0.51972 | 0.92369 | 0.43894 | 0.2201 | 0 | 0 | 0.66478 | 0.85008 | 0.012741 | 0.015558 | 0.16063 | 0.62275 | 0.66478 | 0 | 0 | 0.85 | 0.85 | 0.85 | 0.85 | 0.92369 | 0.012741 | 0.67279 | 0 | 0.16147
2025-03-25 22:00 | 64701.2117 | 64254.0758 | 0 | 447.1359 | 0 | 0.21918 | 0.22235 | 0.162 | 84 | 22 | Fall | 0.51728 | 0.4948 | 0.4948 | 0.92621 | 0.40003 | 0.22235 | 0 | 0 | 0.66478 | 0.85008 | 0.012881 | 0.0070257 | 0.162 | 0.54639 | 0.66478 | 0 | 0 | 0.85 | 0.85 | 0.85 | 0.85 | 0.92621 | 0.012881 | 0.63052 | 0 | 0.1153
2025-03-25 23:00 | 60010.5942 | 59557.4496 | 0 | 453.1446 | 0 | 0.22213 | 0.2254 | 0.16299 | 84 | 23 | Fall | 0.47532 | 0.45627 | 0.45627 | 0.92842 | 0.36928 | 0.2254 | 0 | 0 | 0.65567 | 0.85008 | 0.012252 | 0.0070257 | 0.16299 | 0.47566 | 0.65567 | 0 | 0 | 0.85 | 0.85 | 0.85 | 0.85 | 0.92842 | 0.012252 | 0.56646 | 0 | 0.067351
2025-03-26 00:00 | 57992.3391 | 57531.5344 | 0 | 460.8047 | 0 | 0.22588 | 0.22916 | 0.16671 | 85 | 0 | Fall | 0.40086 | 0.41408 | 0.41408 | 0.9324 | 0.29275 | 0.22916 | 0 | 0 | 0.65196 | 0.85008 | 0.011834 | 0.0070257 | 0.16671 | 0.40145 | 0.65196 | 0 | 0 | 0.85 | 0.85 | 0.85 | 0.85 | 0.9324 | 0.011834 | 0.52583 | 0 | 0.01542
2025-03-26 01:00 | 57357.7985 | 56882.1403 | 0 | 475.6582 | 0 | 0.23317 | 0.23707 | 0.16254 | 85 | 1 | Fall | 0.37675 | 0.40095 | 0.40095 | 0.93332 | 0.26062 | 0.23707 | 0 | 0 | 0.65196 | 0.85008 | 0.012078 | 0.0070257 | 0.16254 | 0.38521 | 0.65196 | 0 | 0 | 0.85 | 0.85 | 0.85 | 0.85 | 0.93332 | 0.012078 | 0.49927 | 0 | 0
2025-03-26 02:00 | 57288.716 | 56804.7235 | 0 | 483.9925 | 0 | 0.23725 | 0.24167 | 0.15731 | 85 | 2 | Fall | 0.36036 | 0.37824 | 0.37824 | 0.93336 | 0.22473 | 0.24167 | 0 | 0 | 0.65196 | 0.85008 | 0.012357 | 0.0070257 | 0.15731 | 0.38017 | 0.65196 | 0 | 0 | 0.85 | 0.85 | 0.85 | 0.85 | 0.93336 | 0.012357 | 0.49291 | 0 | 0
2025-03-26 03:00 | 57485.863 | 56996.9259 | 0 | 488.9371 | 0 | 0.23968 | 0.24421 | 0.15779 | 85 | 3 | Fall | 0.34783 | 0.36163 | 0.36163 | 0.93289 | 0.18289 | 0.24421 | 0 | 0 | 0.64813 | 0.85008 | 0.012532 | 0.0070257 | 0.15779 | 0.37147 | 0.64813 | 0 | 0 | 0.85 | 0.85 | 0.85 | 0.85 | 0.93289 | 0.012532 | 0.48498 | 0 | 0
2025-03-26 04:00 | 58339.3795 | 57852.1317 | 0 | 487.2478 | 0 | 0.23885 | 0.24306 | 0.1627 | 85 | 4 | Fall | 0.34209 | 0.36519 | 0.36519 | 0.93361 | 0.16879 | 0.24306 | 0 | 0 | 0.65104 | 0.85008 | 0.012532 | 0.0070257 | 0.1627 | 0.37052 | 0.65104 | 0 | 0 | 0.85 | 0.85 | 0.85 | 0.85 | 0.93361 | 0.012532 | 0.48267 | 0 | 0
2025-03-26 05:00 | 63366.1625 | 62884.2817 | 0 | 481.8808 | 0 | 0.23622 | 0.24001 | 0.16771 | 85 | 5 | Fall | 0.34482 | 0.37756 | 0.37756 | 0.93576 | 0.17276 | 0.24001 | 0 | 0 | 0.65104 | 0.85008 | 0.012497 | 0.0064921 | 0.16771 | 0.37314 | 0.65104 | 0 | 0 | 0.85 | 0.85 | 0.85 | 0.85 | 0.93576 | 0.012497 | 0.48379 | 0 | 0
2025-03-26 06:00 | 70947.5352 | 70332.9133 | 154.9883 | 459.6336 | 0.0069996 | 0.22531 | 0.22815 | 0.17392 | 85 | 6 | Fall | 0.36517 | 0.39941 | 0.39941 | 0.93715 | 0.18574 | 0.22815 | 0.0069996 | 0 | 0.65331 | 0.85008 | 0.012462 | 0.0064921 | 0.17392 | 0.36964 | 0.65331 | 0 | 0 | 0.85 | 0.85 | 0.85 | 0.85 | 0.93715 | 0.012462 | 0.46504 | 0.0048997 | 0
2025-03-26 07:00 | 75454.84 | 73650.7532 | 1384.8009 | 419.2858 | 0.06254 | 0.20553 | 0.20768 | 0.16666 | 85 | 7 | Fall | 0.38197 | 0.40891 | 0.40891 | 0.93839 | 0.20415 | 0.20768 | 0.06254 | 0 | 0.65331 | 0.85008 | 0.012392 | 0.0064921 | 0.16666 | 0.36205 | 0.65331 | 0 | 0 | 0.85 | 0.85 | 0.85 | 0.85 | 0.93839 | 0.012392 | 0.44968 | 0.043778 | 0
2025-03-26 08:00 | 74514.0881 | 70753.751 | 3353.5254 | 406.8117 | 0.15145 | 0.19942 | 0.2016 | 0.16004 | 85 | 8 | Fall | 0.39185 | 0.40697 | 0.40697 | 0.93566 | 0.21485 | 0.2016 | 0.15145 | 0.16223 | 0.65331 | 0.85008 | 0.012357 | 0.0064921 | 0.16004 | 0.40198 | 0.65331 | 0 | 0 | 0.85 | 0.85 | 0.85 | 0.85 | 0.93566 | 0.012357 | 0.45998 | 0.10602 | 0
2025-03-26 09:00 | 73309.2775 | 67024.0865 | 5858.7 | 426.491 | 0.26459 | 0.20906 | 0.21044 | 0.18429 | 85 | 9 | Fall | 0.39166 | 0.40877 | 0.40877 | 0.92982 | 0.21991 | 0.21044 | 0.26459 | 0.44952 | 0.65113 | 0.85008 | 0.012252 | 0.0064921 | 0.18429 | 0.39032 | 0.65113 | 0 | 0 | 0.85 | 0.85 | 0.85 | 0.85 | 0.92982 | 0.012252 | 0.46381 | 0.18521 | 0
2025-03-26 10:00 | 71735.596 | 63110.6958 | 8181.1608 | 443.7394 | 0.36948 | 0.21752 | 0.21835 | 0.2025 | 85 | 10 | Fall | 0.40411 | 0.42068 | 0.42068 | 0.92508 | 0.22175 | 0.21835 | 0.36948 | 0.57836 | 0.66261 | 0.85008 | 0.012218 | 0.0064921 | 0.2025 | 0.44411 | 0.66261 | 0 | 0 | 0.85 | 0.85 | 0.85 | 0.85 | 0.92508 | 0.012218 | 0.49846 | 0.25863 | 0
2025-03-26 11:00 | 68343.1905 | 58294.3721 | 9595.7125 | 453.106 | 0.43336 | 0.22211 | 0.22271 | 0.21129 | 85 | 11 | Fall | 0.41644 | 0.43336 | 0.43336 | 0.9244 | 0.22921 | 0.22271 | 0.43336 | 0.61146 | 0.66261 | 0.85008 | 0.011903 | 0.0067811 | 0.21129 | 0.48314 | 0.66261 | 0 | 0 | 0.85 | 0.85 | 0.85 | 0.85 | 0.9244 | 0.011903 | 0.55063 | 0.30335 | 0
2025-03-26 12:00 | 66995.5288 | 56661.4758 | 9881.3045 | 452.7485 | 0.44626 | 0.22194 | 0.22243 | 0.21303 | 85 | 12 | Fall | 0.43539 | 0.4543 | 0.4543 | 0.92402 | 0.24522 | 0.22243 | 0.44626 | 0.64788 | 0.66261 | 0.85008 | 0.011903 | 0.0064921 | 0.21303 | 0.53927 | 0.66261 | 0 | 0 | 0.85 | 0.85 | 0.85 | 0.85 | 0.92402 | 0.011903 | 0.58716 | 0.31238 | 0
2025-03-26 13:00 | 66927.4206 | 56948.0659 | 9518.1175 | 461.2371 | 0.42986 | 0.2261 | 0.22681 | 0.21324 | 85 | 13 | Fall | 0.46136 | 0.47855 | 0.47855 | 0.92234 | 0.2669 | 0.22681 | 0.42986 | 0.6577 | 0.66261 | 0.85008 | 0.011694 | 0.0098579 | 0.21324 | 0.58521 | 0.66261 | 0 | 0 | 0.85 | 0.85 | 0.85 | 0.85 | 0.92234 | 0.011694 | 0.60493 | 0.3009 | 0
2025-03-26 14:00 | 67083.5544 | 58044.3597 | 8554.5365 | 484.6582 | 0.38634 | 0.23758 | 0.23858 | 0.21946 | 85 | 14 | Fall | 0.48366 | 0.49376 | 0.49376 | 0.92148 | 0.3113 | 0.23858 | 0.38634 | 0.654 | 0.66424 | 0.85008 | 0.011659 | 0.015065 | 0.21946 | 0.62713 | 0.66424 | 0 | 0 | 0.85 | 0.85 | 0.85 | 0.85 | 0.92148 | 0.011659 | 0.61302 | 0.27044 | 0
2025-03-26 15:00 | 67521.6165 | 59992.108 | 7032.1425 | 497.3661 | 0.31759 | 0.24381 | 0.24541 | 0.21482 | 85 | 15 | Fall | 0.50654 | 0.50702 | 0.50702 | 0.92059 | 0.39325 | 0.24541 | 0.31759 | 0.65838 | 0.66424 | 0.85008 | 0.011415 | 0.018179 | 0.21482 | 0.6525 | 0.66424 | 0 | 0 | 0.85 | 0.85 | 0.85 | 0.85 | 0.92059 | 0.011415 | 0.63439 | 0.22231 | 0.00017779
2025-03-26 16:00 | 68779.1816 | 63588.2518 | 4710.3602 | 480.5696 | 0.21273 | 0.23557 | 0.23742 | 0.20229 | 85 | 16 | Fall | 0.52814 | 0.52024 | 0.52024 | 0.92028 | 0.45282 | 0.23742 | 0.21273 | 0.66367 | 0.66641 | 0.85008 | 0.011903 | 0.018609 | 0.20229 | 0.68032 | 0.66641 | 0 | 0 | 0.85 | 0.85 | 0.85 | 0.85 | 0.92028 | 0.011903 | 0.64677 | 0.14891 | 0.03688
2025-03-26 17:00 | 70258.4002 | 67747.7955 | 2063.8852 | 446.7195 | 0.093209 | 0.21898 | 0.22006 | 0.1995 | 85 | 17 | Fall | 0.55921 | 0.52787 | 0.52787 | 0.92028 | 0.49849 | 0.22006 | 0.093209 | 0.6549 | 0.66641 | 0.85008 | 0.012497 | 0.02092 | 0.1995 | 0.69339 | 0.66641 | 0 | 0 | 0.85 | 0.85 | 0.85 | 0.85 | 0.92028 | 0.012497 | 0.65974 | 0.065246 | 0.46447
2025-03-26 18:00 | 74862.1706 | 74179.6849 | 240.434 | 442.0517 | 0.010858 | 0.21669 | 0.21668 | 0.21686 | 85 | 18 | Fall | 0.56981 | 0.53326 | 0.53326 | 0.92026 | 0.51472 | 0.21668 | 0.010858 | 0.58607 | 0.66641 | 0.85008 | 0.012776 | 0.030806 | 0.21686 | 0.72066 | 0.66641 | 0 | 0 | 0.85 | 0.85 | 0.85 | 0.85 | 0.92026 | 0.012776 | 0.67697 | 0.0076009 | 0.42382
2025-03-26 19:00 | 74418.4984 | 73984.7135 | 0 | 433.7849 | 0 | 0.21264 | 0.21156 | 0.23215 | 85 | 19 | Fall | 0.58792 | 0.53844 | 0.53844 | 0.92081 | 0.51215 | 0.21156 | 0 | 0.30172 | 0.66641 | 0.85008 | 0.012985 | 0.040504 | 0.23215 | 0.70767 | 0.66641 | 0 | 0 | 0.85 | 0.85 | 0.85 | 0.85 | 0.92081 | 0.012985 | 0.6913 | 0 | 0.3403
2025-03-26 20:00 | 72573.2603 | 72163.6462 | 0 | 409.6142 | 0 | 0.20079 | 0.19846 | 0.24289 | 85 | 20 | Fall | 0.58769 | 0.53296 | 0.53296 | 0.92152 | 0.47501 | 0.19846 | 0 | 0.0006045 | 0.66641 | 0.85008 | 0.012671 | 0.027207 | 0.24289 | 0.69538 | 0.66641 | 0 | 0 | 0.85 | 0.85 | 0.85 | 0.85 | 0.92152 | 0.012671 | 0.69331 | 0 | 0.11348
2025-03-26 21:00 | 69736.7268 | 69312.4567 | 0 | 424.27 | 0 | 0.20798 | 0.20602 | 0.2434 | 85 | 21 | Fall | 0.5589 | 0.51972 | 0.51972 | 0.92369 | 0.43894 | 0.20602 | 0 | 0 | 0.66478 | 0.85008 | 0.012741 | 0.015558 | 0.2434 | 0.62275 | 0.66478 | 0 | 0 | 0.85 | 0.85 | 0.85 | 0.85 | 0.92369 | 0.012741 | 0.67279 | 0 | 0.16147
2025-03-26 22:00 | 65220.9577 | 64771.4082 | 0 | 449.5494 | 0 | 0.22037 | 0.21966 | 0.23322 | 85 | 22 | Fall | 0.51728 | 0.4948 | 0.4948 | 0.92621 | 0.40003 | 0.21966 | 0 | 0 | 0.66478 | 0.85008 | 0.012881 | 0.0070257 | 0.23322 | 0.54639 | 0.66478 | 0 | 0 | 0.85 | 0.85 | 0.85 | 0.85 | 0.92621 | 0.012881 | 0.63052 | 0 | 0.1153
2025-03-26 23:00 | 60611.3326 | 60152.8142 | 0 | 458.5184 | 0 | 0.22476 | 0.22464 | 0.22704 | 85 | 23 | Fall | 0.47532 | 0.45627 | 0.45627 | 0.92842 | 0.36928 | 0.22464 | 0 | 0 | 0.65567 | 0.85008 | 0.012252 | 0.0070257 | 0.22704 | 0.47566 | 0.65567 | 0 | 0 | 0.85 | 0.85 | 0.85 | 0.85 | 0.92842 | 0.012252 | 0.56646 | 0 | 0.067351
2025-03-27 00:00 | 58629.8191 | 58149.3839 | 0 | 480.4352 | 0 | 0.23551 | 0.23583 | 0.22971 | 86 | 0 | Fall | 0.40086 | 0.41408 | 0.41408 | 0.9324 | 0.29275 | 0.23583 | 0 | 0 | 0.65196 | 0.85008 | 0.011834 | 0.0070257 | 0.22971 | 0.40145 | 0.65196 | 0 | 0 | 0.85 | 0.85 | 0.85 | 0.85 | 0.9324 | 0.011834 | 0.52583 | 0 | 0.01542
2025-03-27 01:00 | 57940.5684 | 57435.5012 | 0 | 505.0672 | 0 | 0.24758 | 0.24856 | 0.22982 | 86 | 1 | Fall | 0.37675 | 0.40095 | 0.40095 | 0.93332 | 0.26062 | 0.24856 | 0 | 0 | 0.65196 | 0.85008 | 0.012078 | 0.0070257 | 0.22982 | 0.38521 | 0.65196 | 0 | 0 | 0.85 | 0.85 | 0.85 | 0.85 | 0.93332 | 0.012078 | 0.49927 | 0 | 0
2025-03-27 02:00 | 57743.2926 | 57223.1679 | 0 | 520.1247 | 0 | 0.25496 | 0.25548 | 0.24571 | 86 | 2 | Fall | 0.36036 | 0.37824 | 0.37824 | 0.93336 | 0.22473 | 0.25548 | 0 | 0 | 0.65196 | 0.85008 | 0.012357 | 0.0070257 | 0.24571 | 0.38017 | 0.65196 | 0 | 0 | 0.85 | 0.85 | 0.85 | 0.85 | 0.93336 | 0.012357 | 0.49291 | 0 | 0
2025-03-27 03:00 | 57766.1182 | 57238.9627 | 0 | 527.1554 | 0 | 0.25841 | 0.25845 | 0.25771 | 86 | 3 | Fall | 0.34783 | 0.36163 | 0.36163 | 0.93289 | 0.18289 | 0.25845 | 0 | 0 | 0.64813 | 0.85008 | 0.012532 | 0.0070257 | 0.25771 | 0.37147 | 0.64813 | 0 | 0 | 0.85 | 0.85 | 0.85 | 0.85 | 0.93289 | 0.012532 | 0.48498 | 0 | 0
2025-03-27 04:00 | 58484.7367 | 57950.1892 | 0 | 534.5475 | 0 | 0.26203 | 0.26255 | 0.25275 | 86 | 4 | Fall | 0.34209 | 0.36519 | 0.36519 | 0.93361 | 0.16879 | 0.26255 | 0 | 0 | 0.65104 | 0.85008 | 0.012532 | 0.0070257 | 0.25275 | 0.37052 | 0.65104 | 0 | 0 | 0.85 | 0.85 | 0.85 | 0.85 | 0.93361 | 0.012532 | 0.48267 | 0 | 0
2025-03-27 05:00 | 63392.1766 | 62853.81 | 0 | 538.3666 | 0 | 0.26391 | 0.26494 | 0.24525 | 86 | 5 | Fall | 0.34482 | 0.37756 | 0.37756 | 0.93576 | 0.17276 | 0.26494 | 0 | 0 | 0.65104 | 0.85008 | 0.012497 | 0.0064921 | 0.24525 | 0.37314 | 0.65104 | 0 | 0 | 0.85 | 0.85 | 0.85 | 0.85 | 0.93576 | 0.012497 | 0.48379 | 0 | 0
2025-03-27 06:00 | 70858.7654 | 70009.0326 | 323.1196 | 526.6131 | 0.014593 | 0.25814 | 0.25923 | 0.23847 | 86 | 6 | Fall | 0.36517 | 0.39941 | 0.39941 | 0.93715 | 0.18574 | 0.25923 | 0.014593 | 0 | 0.65331 | 0.85008 | 0.012462 | 0.0064921 | 0.23847 | 0.36964 | 0.65331 | 0 | 0 | 0.85 | 0.85 | 0.85 | 0.85 | 0.93715 | 0.012462 | 0.46504 | 0.010215 | 0
2025-03-27 07:00 | 74875.7921 | 71782.6726 | 2615.6872 | 477.4323 | 0.11813 | 0.23404 | 0.23448 | 0.22596 | 86 | 7 | Fall | 0.38197 | 0.40891 | 0.40891 | 0.93839 | 0.20415 | 0.23448 | 0.11813 | 0 | 0.65331 | 0.85008 | 0.012392 | 0.0064921 | 0.22596 | 0.36205 | 0.65331 | 0 | 0 | 0.85 | 0.85 | 0.85 | 0.85 | 0.93839 | 0.012392 | 0.44968 | 0.082691 | 0
2025-03-27 08:00 | 73592.5983 | 67344.0567 | 5806.976 | 441.5657 | 0.26225 | 0.21645 | 0.21644 | 0.21667 | 86 | 8 | Fall | 0.39185 | 0.40697 | 0.40697 | 0.93566 | 0.21485 | 0.21644 | 0.26225 | 0.16223 | 0.65331 | 0.85008 | 0.012357 | 0.0064921 | 0.21667 | 0.40198 | 0.65331 | 0 | 0 | 0.85 | 0.85 | 0.85 | 0.85 | 0.93566 | 0.012357 | 0.45998 | 0.18358 | 0
2025-03-27 09:00 | 72537.436 | 63019.0688 | 9015.8729 | 502.4943 | 0.40718 | 0.24632 | 0.24744 | 0.2261 | 86 | 9 | Fall | 0.39166 | 0.40877 | 0.40877 | 0.92982 | 0.21991 | 0.24744 | 0.40718 | 0.44952 | 0.65113 | 0.85008 | 0.012252 | 0.0064921 | 0.2261 | 0.39032 | 0.65113 | 0 | 0 | 0.85 | 0.85 | 0.85 | 0.85 | 0.92982 | 0.012252 | 0.46381 | 0.28502 | 0
2025-03-27 10:00 | 71329.5612 | 59063.5051 | 11711.0821 | 554.974 | 0.5289 | 0.27205 | 0.27348 | 0.24621 | 86 | 10 | Fall | 0.40411 | 0.42068 | 0.42068 | 0.92508 | 0.22175 | 0.27348 | 0.5289 | 0.57836 | 0.66261 | 0.85008 | 0.012218 | 0.0064921 | 0.24621 | 0.44411 | 0.66261 | 0 | 0 | 0.85 | 0.85 | 0.85 | 0.85 | 0.92508 | 0.012218 | 0.49846 | 0.37023 | 0
2025-03-27 11:00 | 68291.6986 | 54047.5446 | 13668.0849 | 576.0692 | 0.61728 | 0.28239 | 0.2833 | 0.2659 | 86 | 11 | Fall | 0.41644 | 0.43336 | 0.43336 | 0.9244 | 0.22921 | 0.2833 | 0.61728 | 0.61146 | 0.66261 | 0.85008 | 0.011903 | 0.0067811 | 0.2659 | 0.48314 | 0.66261 | 0 | 0 | 0.85 | 0.85 | 0.85 | 0.85 | 0.9244 | 0.011903 | 0.55063 | 0.43209 | 0
2025-03-27 12:00 | 66995.5288 | 51756.1597 | 14637.2006 | 602.1685 | 0.66105 | 0.29518 | 0.29539 | 0.29135 | 86 | 12 | Fall | 0.43539 | 0.4543 | 0.4543 | 0.92402 | 0.24522 | 0.29539 | 0.66105 | 0.64788 | 0.66261 | 0.85008 | 0.011903 | 0.0064921 | 0.29135 | 0.53927 | 0.66261 | 0 | 0 | 0.85 | 0.85 | 0.85 | 0.85 | 0.92402 | 0.011903 | 0.58716 | 0.46273 | 0
2025-03-27 13:00 | 66927.4206 | 52135.4176 | 14162.1141 | 629.8889 | 0.63959 | 0.30877 | 0.30853 | 0.31307 | 86 | 13 | Fall | 0.46136 | 0.47855 | 0.47855 | 0.92234 | 0.2669 | 0.30853 | 0.63959 | 0.6577 | 0.66261 | 0.85008 | 0.011694 | 0.0098579 | 0.31307 | 0.58521 | 0.66261 | 0 | 0 | 0.85 | 0.85 | 0.85 | 0.85 | 0.92234 | 0.011694 | 0.60493 | 0.44771 | 0
2025-03-27 14:00 | 67083.5544 | 53908.3121 | 12532.1453 | 643.0971 | 0.56598 | 0.31524 | 0.31452 | 0.32837 | 86 | 14 | Fall | 0.48366 | 0.49376 | 0.49376 | 0.92148 | 0.3113 | 0.31452 | 0.56598 | 0.654 | 0.66424 | 0.85008 | 0.011659 | 0.015065 | 0.32837 | 0.62713 | 0.66424 | 0 | 0 | 0.85 | 0.85 | 0.85 | 0.85 | 0.92148 | 0.011659 | 0.61302 | 0.39618 | 0
2025-03-27 15:00 | 67521.6165 | 56847.6585 | 10032.9004 | 641.0576 | 0.45311 | 0.31424 | 0.31257 | 0.34452 | 86 | 15 | Fall | 0.50654 | 0.50702 | 0.50702 | 0.92059 | 0.39325 | 0.31257 | 0.45311 | 0.65838 | 0.66424 | 0.85008 | 0.011415 | 0.018179 | 0.34452 | 0.6525 | 0.66424 | 0 | 0 | 0.85 | 0.85 | 0.85 | 0.85 | 0.92059 | 0.011415 | 0.63439 | 0.31717 | 0.00017779
2025-03-27 16:00 | 68779.1816 | 61427.83 | 6722.0345 | 629.3171 | 0.30358 | 0.30849 | 0.30616 | 0.35057 | 86 | 16 | Fall | 0.52814 | 0.52024 | 0.52024 | 0.92028 | 0.45282 | 0.30616 | 0.30358 | 0.66367 | 0.66641 | 0.85008 | 0.011903 | 0.018609 | 0.35057 | 0.68032 | 0.66641 | 0 | 0 | 0.85 | 0.85 | 0.85 | 0.85 | 0.92028 | 0.011903 | 0.64677 | 0.21251 | 0.03688
2025-03-27 17:00 | 70227.7131 | 66552.192 | 3062.572 | 612.9491 | 0.13831 | 0.30047 | 0.29819 | 0.34168 | 86 | 17 | Fall | 0.55921 | 0.52787 | 0.52787 | 0.92028 | 0.49849 | 0.29819 | 0.13831 | 0.6549 | 0.66641 | 0.85008 | 0.012497 | 0.02092 | 0.34168 | 0.69339 | 0.66641 | 0 | 0 | 0.85 | 0.85 | 0.85 | 0.85 | 0.92028 | 0.012497 | 0.65974 | 0.096818 | 0.46447
2025-03-27 18:00 | 74735.0501 | 73764.2158 | 363.1961 | 607.6382 | 0.016403 | 0.29786 | 0.29606 | 0.33051 | 86 | 18 | Fall | 0.56981 | 0.53326 | 0.53326 | 0.92026 | 0.51472 | 0.29606 | 0.016403 | 0.58607 | 0.66641 | 0.85008 | 0.012776 | 0.030806 | 0.33051 | 0.72066 | 0.66641 | 0 | 0 | 0.85 | 0.85 | 0.85 | 0.85 | 0.92026 | 0.012776 | 0.67697 | 0.011482 | 0.42382
2025-03-27 19:00 | 73955.8762 | 73367.1588 | 0 | 588.7173 | 0 | 0.28859 | 0.28696 | 0.31808 | 86 | 19 | Fall | 0.58792 | 0.53844 | 0.53844 | 0.92081 | 0.51215 | 0.28696 | 0 | 0.30172 | 0.66641 | 0.85008 | 0.012985 | 0.040504 | 0.31808 | 0.70767 | 0.66641 | 0 | 0 | 0.85 | 0.85 | 0.85 | 0.85 | 0.92081 | 0.012985 | 0.6913 | 0 | 0.3403
2025-03-27 20:00 | 71945.9715 | 71399.5833 | 0 | 546.3881 | 0 | 0.26784 | 0.26588 | 0.30319 | 86 | 20 | Fall | 0.58769 | 0.53296 | 0.53296 | 0.92152 | 0.47501 | 0.26588 | 0 | 0.0006045 | 0.66641 | 0.85008 | 0.012671 | 0.027207 | 0.30319 | 0.69538 | 0.66641 | 0 | 0 | 0.85 | 0.85 | 0.85 | 0.85 | 0.92152 | 0.012671 | 0.69331 | 0 | 0.11348
2025-03-27 21:00 | 69006.7223 | 68487.7809 | 0 | 518.9414 | 0 | 0.25438 | 0.25258 | 0.28693 | 86 | 21 | Fall | 0.5589 | 0.51972 | 0.51972 | 0.92369 | 0.43894 | 0.25258 | 0 | 0 | 0.66478 | 0.85008 | 0.012741 | 0.015558 | 0.28693 | 0.62275 | 0.66478 | 0 | 0 | 0.85 | 0.85 | 0.85 | 0.85 | 0.92369 | 0.012741 | 0.67279 | 0 | 0.16147
2025-03-27 22:00 | 64396.2833 | 63910.3074 | 0 | 485.9759 | 0 | 0.23822 | 0.23659 | 0.26772 | 86 | 22 | Fall | 0.51728 | 0.4948 | 0.4948 | 0.92621 | 0.40003 | 0.23659 | 0 | 0 | 0.66478 | 0.85008 | 0.012881 | 0.0070257 | 0.26772 | 0.54639 | 0.66478 | 0 | 0 | 0.85 | 0.85 | 0.85 | 0.85 | 0.92621 | 0.012881 | 0.63052 | 0 | 0.1153
2025-03-27 23:00 | 59677.238 | 59238.6155 | 0 | 438.6225 | 0 | 0.21501 | 0.21361 | 0.24035 | 86 | 23 | Fall | 0.47532 | 0.45627 | 0.45627 | 0.92842 | 0.36928 | 0.21361 | 0 | 0 | 0.65567 | 0.85008 | 0.012252 | 0.0070257 | 0.24035 | 0.47566 | 0.65567 | 0 | 0 | 0.85 | 0.85 | 0.85 | 0.85 | 0.92842 | 0.012252 | 0.56646 | 0 | 0.067351
2025-03-28 00:00 | 57686.0698 | 57278.2766 | 0 | 407.7932 | 0 | 0.1999 | 0.19894 | 0.21715 | 87 | 0 | Fall | 0.40086 | 0.41408 | 0.41408 | 0.9324 | 0.29275 | 0.19894 | 0 | 0 | 0.65196 | 0.85008 | 0.011834 | 0.0070257 | 0.21715 | 0.40145 | 0.65196 | 0 | 0 | 0.85 | 0.85 | 0.85 | 0.85 | 0.9324 | 0.011834 | 0.52583 | 0 | 0.01542
2025-03-28 01:00 | 57024.7105 | 56634.133 | 0 | 390.5775 | 0 | 0.19146 | 0.19065 | 0.20614 | 87 | 1 | Fall | 0.37675 | 0.40095 | 0.40095 | 0.93332 | 0.26062 | 0.19065 | 0 | 0 | 0.65196 | 0.85008 | 0.012078 | 0.0070257 | 0.20614 | 0.38521 | 0.65196 | 0 | 0 | 0.85 | 0.85 | 0.85 | 0.85 | 0.93332 | 0.012078 | 0.49927 | 0 | 0
2025-03-28 02:00 | 56862.299 | 56496.4104 | 0 | 365.8886 | 0 | 0.17936 | 0.17813 | 0.20151 | 87 | 2 | Fall | 0.36036 | 0.37824 | 0.37824 | 0.93336 | 0.22473 | 0.17813 | 0 | 0 | 0.65196 | 0.85008 | 0.012357 | 0.0070257 | 0.20151 | 0.38017 | 0.65196 | 0 | 0 | 0.85 | 0.85 | 0.85 | 0.85 | 0.93336 | 0.012357 | 0.49291 | 0 | 0
2025-03-28 03:00 | 56888.8792 | 56533.4941 | 0 | 355.3851 | 0 | 0.17421 | 0.17255 | 0.20424 | 87 | 3 | Fall | 0.34783 | 0.36163 | 0.36163 | 0.93289 | 0.18289 | 0.17255 | 0 | 0 | 0.64813 | 0.85008 | 0.012532 | 0.0070257 | 0.20424 | 0.37147 | 0.64813 | 0 | 0 | 0.85 | 0.85 | 0.85 | 0.85 | 0.93289 | 0.012532 | 0.48498 | 0 | 0
2025-03-28 04:00 | 57605.8886 | 57242.9746 | 0 | 362.914 | 0 | 0.1779 | 0.17656 | 0.20202 | 87 | 4 | Fall | 0.34209 | 0.36519 | 0.36519 | 0.93361 | 0.16879 | 0.17656 | 0 | 0 | 0.65104 | 0.85008 | 0.012532 | 0.0070257 | 0.20202 | 0.37052 | 0.65104 | 0 | 0 | 0.85 | 0.85 | 0.85 | 0.85 | 0.93361 | 0.012532 | 0.48267 | 0 | 0
2025-03-28 05:00 | 62522.9832 | 62154.5494 | 0 | 368.4338 | 0 | 0.1806 | 0.17974 | 0.19626 | 87 | 5 | Fall | 0.34482 | 0.37756 | 0.37756 | 0.93576 | 0.17276 | 0.17974 | 0 | 0 | 0.65104 | 0.85008 | 0.012497 | 0.0064921 | 0.19626 | 0.37314 | 0.65104 | 0 | 0 | 0.85 | 0.85 | 0.85 | 0.85 | 0.93576 | 0.012497 | 0.48379 | 0 | 0
2025-03-28 06:00 | 69985.281 | 69211.3202 | 424.7859 | 349.1749 | 0.019184 | 0.17116 | 0.1701 | 0.19047 | 87 | 6 | Fall | 0.36517 | 0.39941 | 0.39941 | 0.93715 | 0.18574 | 0.1701 | 0.019184 | 0 | 0.65331 | 0.85008 | 0.012462 | 0.0064921 | 0.19047 | 0.36964 | 0.65331 | 0 | 0 | 0.85 | 0.85 | 0.85 | 0.85 | 0.93715 | 0.012462 | 0.46504 | 0.013429 | 0
2025-03-28 07:00 | 74188.5277 | 70746.9178 | 3131.2131 | 310.3967 | 0.14141 | 0.15216 | 0.15049 | 0.18228 | 87 | 7 | Fall | 0.38197 | 0.40891 | 0.40891 | 0.93839 | 0.20415 | 0.15049 | 0.14141 | 0 | 0.65331 | 0.85008 | 0.012392 | 0.0064921 | 0.18228 | 0.36205 | 0.65331 | 0 | 0 | 0.85 | 0.85 | 0.85 | 0.85 | 0.93839 | 0.012392 | 0.44968 | 0.098988 | 0
2025-03-28 08:00 | 73449.6548 | 66567.632 | 6588.3522 | 293.6706 | 0.29754 | 0.14396 | 0.14269 | 0.16677 | 87 | 8 | Fall | 0.39185 | 0.40697 | 0.40697 | 0.93566 | 0.21485 | 0.14269 | 0.29754 | 0.16223 | 0.65331 | 0.85008 | 0.012357 | 0.0064921 | 0.16677 | 0.40198 | 0.65331 | 0 | 0 | 0.85 | 0.85 | 0.85 | 0.85 | 0.93566 | 0.012357 | 0.45998 | 0.20828 | 0
2025-03-28 09:00 | 72537.436 | 62415.9406 | 9813.4865 | 308.0088 | 0.4432 | 0.15098 | 0.15011 | 0.16685 | 87 | 9 | Fall | 0.39166 | 0.40877 | 0.40877 | 0.92982 | 0.21991 | 0.15011 | 0.4432 | 0.44952 | 0.65113 | 0.85008 | 0.012252 | 0.0064921 | 0.16685 | 0.39032 | 0.65113 | 0 | 0 | 0.85 | 0.85 | 0.85 | 0.85 | 0.92982 | 0.012252 | 0.46381 | 0.31024 | 0
2025-03-28 10:00 | 71329.5612 | 58931.8201 | 12061.6579 | 336.0833 | 0.54473 | 0.16475 | 0.16435 | 0.17191 | 87 | 10 | Fall | 0.40411 | 0.42068 | 0.42068 | 0.92508 | 0.22175 | 0.16435 | 0.54473 | 0.57836 | 0.66261 | 0.85008 | 0.012218 | 0.0064921 | 0.17191 | 0.44411 | 0.66261 | 0 | 0 | 0.85 | 0.85 | 0.85 | 0.85 | 0.92508 | 0.012218 | 0.49846 | 0.38131 | 0
2025-03-28 11:00 | 68291.6986 | 54647.3869 | 13305.4283 | 338.8834 | 0.6009 | 0.16612 | 0.16596 | 0.16904 | 87 | 11 | Fall | 0.41644 | 0.43336 | 0.43336 | 0.9244 | 0.22921 | 0.16596 | 0.6009 | 0.61146 | 0.66261 | 0.85008 | 0.011903 | 0.0067811 | 0.16904 | 0.48314 | 0.66261 | 0 | 0 | 0.85 | 0.85 | 0.85 | 0.85 | 0.9244 | 0.011903 | 0.55063 | 0.42063 | 0
2025-03-28 12:00 | 66995.5288 | 52879.1245 | 13794.0726 | 322.3317 | 0.62297 | 0.15801 | 0.15776 | 0.16243 | 87 | 12 | Fall | 0.43539 | 0.4543 | 0.4543 | 0.92402 | 0.24522 | 0.15776 | 0.62297 | 0.64788 | 0.66261 | 0.85008 | 0.011903 | 0.0064921 | 0.16243 | 0.53927 | 0.66261 | 0 | 0 | 0.85 | 0.85 | 0.85 | 0.85 | 0.92402 | 0.011903 | 0.58716 | 0.43608 | 0
2025-03-28 13:00 | 66927.4206 | 53456.7628 | 13156.0714 | 314.5863 | 0.59415 | 0.15421 | 0.15354 | 0.16626 | 87 | 13 | Fall | 0.46136 | 0.47855 | 0.47855 | 0.92234 | 0.2669 | 0.15354 | 0.59415 | 0.6577 | 0.66261 | 0.85008 | 0.011694 | 0.0098579 | 0.16626 | 0.58521 | 0.66261 | 0 | 0 | 0.85 | 0.85 | 0.85 | 0.85 | 0.92234 | 0.011694 | 0.60493 | 0.41591 | 0
2025-03-28 14:00 | 67083.5544 | 55602.9924 | 11147.8366 | 332.7254 | 0.50346 | 0.1631 | 0.1625 | 0.17392 | 87 | 14 | Fall | 0.48366 | 0.49376 | 0.49376 | 0.92148 | 0.3113 | 0.1625 | 0.50346 | 0.654 | 0.66424 | 0.85008 | 0.011659 | 0.015065 | 0.17392 | 0.62713 | 0.66424 | 0 | 0 | 0.85 | 0.85 | 0.85 | 0.85 | 0.92148 | 0.011659 | 0.61302 | 0.35242 | 0
2025-03-28 15:00 | 67521.6165 | 58691.5485 | 8487.2838 | 342.7843 | 0.3833 | 0.16803 | 0.16746 | 0.17829 | 87 | 15 | Fall | 0.50654 | 0.50702 | 0.50702 | 0.92059 | 0.39325 | 0.16746 | 0.3833 | 0.65838 | 0.66424 | 0.85008 | 0.011415 | 0.018179 | 0.17829 | 0.6525 | 0.66424 | 0 | 0 | 0.85 | 0.85 | 0.85 | 0.85 | 0.92059 | 0.011415 | 0.63439 | 0.26831 | 0.00017779
2025-03-28 16:00 | 68779.1816 | 62968.1479 | 5470.5069 | 340.5268 | 0.24706 | 0.16692 | 0.16638 | 0.17679 | 87 | 16 | Fall | 0.52814 | 0.52024 | 0.52024 | 0.92028 | 0.45282 | 0.16638 | 0.24706 | 0.66367 | 0.66641 | 0.85008 | 0.011903 | 0.018609 | 0.17679 | 0.68032 | 0.66641 | 0 | 0 | 0.85 | 0.85 | 0.85 | 0.85 | 0.92028 | 0.011903 | 0.64677 | 0.17294 | 0.03688
2025-03-28 17:00 | 70198.095 | 67401.529 | 2465.3267 | 331.2392 | 0.11134 | 0.16237 | 0.16168 | 0.17491 | 87 | 17 | Fall | 0.55921 | 0.52787 | 0.52787 | 0.92028 | 0.49849 | 0.16168 | 0.11134 | 0.6549 | 0.66641 | 0.85008 | 0.012497 | 0.02092 | 0.17491 | 0.69339 | 0.66641 | 0 | 0 | 0.85 | 0.85 | 0.85 | 0.85 | 0.92028 | 0.012497 | 0.65974 | 0.077937 | 0.46447
2025-03-28 18:00 | 74735.0501 | 74104.6707 | 298.5618 | 331.8176 | 0.013484 | 0.16266 | 0.16164 | 0.18104 | 87 | 18 | Fall | 0.56981 | 0.53326 | 0.53326 | 0.92026 | 0.51472 | 0.16164 | 0.013484 | 0.58607 | 0.66641 | 0.85008 | 0.012776 | 0.030806 | 0.18104 | 0.72066 | 0.66641 | 0 | 0 | 0.85 | 0.85 | 0.85 | 0.85 | 0.92026 | 0.012776 | 0.67697 | 0.0094386 | 0.42382
2025-03-28 19:00 | 73955.8762 | 73635.1325 | 0 | 320.7436 | 0 | 0.15723 | 0.15547 | 0.18897 | 87 | 19 | Fall | 0.58792 | 0.53844 | 0.53844 | 0.92081 | 0.51215 | 0.15547 | 0 | 0.30172 | 0.66641 | 0.85008 | 0.012985 | 0.040504 | 0.18897 | 0.70767 | 0.66641 | 0 | 0 | 0.85 | 0.85 | 0.85 | 0.85 | 0.92081 | 0.012985 | 0.6913 | 0 | 0.3403
2025-03-28 20:00 | 71945.9715 | 71636.0853 | 0 | 309.8861 | 0 | 0.1519 | 0.14969 | 0.19203 | 87 | 20 | Fall | 0.58769 | 0.53296 | 0.53296 | 0.92152 | 0.47501 | 0.14969 | 0 | 0.0006045 | 0.66641 | 0.85008 | 0.012671 | 0.027207 | 0.19203 | 0.69538 | 0.66641 | 0 | 0 | 0.85 | 0.85 | 0.85 | 0.85 | 0.92152 | 0.012671 | 0.69331 | 0 | 0.11348
2025-03-28 21:00 | 69006.7223 | 68692.3372 | 0 | 314.3851 | 0 | 0.15411 | 0.1522 | 0.18871 | 87 | 21 | Fall | 0.5589 | 0.51972 | 0.51972 | 0.92369 | 0.43894 | 0.1522 | 0 | 0 | 0.66478 | 0.85008 | 0.012741 | 0.015558 | 0.18871 | 0.62275 | 0.66478 | 0 | 0 | 0.85 | 0.85 | 0.85 | 0.85 | 0.92369 | 0.012741 | 0.67279 | 0 | 0.16147
2025-03-28 22:00 | 64396.2833 | 64078.5022 | 0 | 317.7811 | 0 | 0.15578 | 0.15398 | 0.18814 | 87 | 22 | Fall | 0.51728 | 0.4948 | 0.4948 | 0.92621 | 0.40003 | 0.15398 | 0 | 0 | 0.66478 | 0.85008 | 0.012881 | 0.0070257 | 0.18814 | 0.54639 | 0.66478 | 0 | 0 | 0.85 | 0.85 | 0.85 | 0.85 | 0.92621 | 0.012881 | 0.63052 | 0 | 0.1153
2025-03-28 23:00 | 59683.4063 | 59368.6144 | 0 | 314.7919 | 0 | 0.15431 | 0.15238 | 0.18924 | 87 | 23 | Fall | 0.47532 | 0.45627 | 0.45627 | 0.92842 | 0.36928 | 0.15238 | 0 | 0 | 0.65567 | 0.85008 | 0.012252 | 0.0070257 | 0.18924 | 0.47566 | 0.65567 | 0 | 0 | 0.85 | 0.85 | 0.85 | 0.85 | 0.92842 | 0.012252 | 0.56646 | 0 | 0.067351
2025-03-29 00:00 | 35437.2836 | 35115.423 | 0 | 321.8606 | 0 | 0.15777 | 0.15597 | 0.19034 | 88 | 0 | Spring | 0.27877 | 0.32807 | 0.32807 | 0.86806 | 0.41526 | 0.15597 | 0 | 0 | 0.64562 | 0.85008 | 0.0133 | 0.00079999 | 0.19034 | 0.22892 | 0.64562 | 0 | 0 | 0.85 | 0.85 | 0.85 | 0.85 | 0.86806 | 0.0133 | 0.36461 | 0 | 0.048952
2025-03-29 01:00 | 34855.5214 | 34515.5714 | 0 | 339.95 | 0 | 0.16664 | 0.16517 | 0.19318 | 88 | 1 | Spring | 0.27126 | 0.31736 | 0.31736 | 0.87726 | 0.38 | 0.16517 | 0 | 0 | 0.64562 | 0.85008 | 0.012357 | 0.00079999 | 0.19318 | 0.2248 | 0.64562 | 0 | 0 | 0.85 | 0.85 | 0.85 | 0.85 | 0.87726 | 0.012357 | 0.36019 | 0 | 0
2025-03-29 02:00 | 34868.9934 | 34512.2345 | 0 | 356.7589 | 0 | 0.17488 | 0.17419 | 0.18731 | 88 | 2 | Spring | 0.2611 | 0.30561 | 0.30561 | 0.87644 | 0.34552 | 0.17419 | 0 | 0 | 0.64562 | 0.85008 | 0.012462 | 0.00079999 | 0.18731 | 0.21959 | 0.64562 | 0 | 0 | 0.85 | 0.85 | 0.85 | 0.85 | 0.87644 | 0.012462 | 0.35507 | 0 | 0.0076969
2025-03-29 03:00 | 35098.07 | 34747.8087 | 0 | 350.2613 | 0 | 0.1717 | 0.17126 | 0.17957 | 88 | 3 | Spring | 0.25348 | 0.29808 | 0.29808 | 0.87591 | 0.33422 | 0.17126 | 0 | 0 | 0.64562 | 0.85008 | 0.013439 | 0.00079999 | 0.17957 | 0.21762 | 0.64562 | 0 | 0 | 0.85 | 0.85 | 0.85 | 0.85 | 0.87591 | 0.013439 | 0.3547 | 0 | 0
2025-03-29 04:00 | 35608.614 | 35267.4556 | 0 | 341.1583 | 0 | 0.16723 | 0.16636 | 0.18305 | 88 | 4 | Spring | 0.24517 | 0.29516 | 0.29516 | 0.87706 | 0.32769 | 0.16636 | 0 | 0 | 0.64562 | 0.85008 | 0.013579 | 0.00079999 | 0.18305 | 0.22054 | 0.64562 | 0 | 0 | 0.85 | 0.85 | 0.85 | 0.85 | 0.87706 | 0.013579 | 0.36068 | 0 | 0
2025-03-29 05:00 | 38217.9804 | 37878.2213 | 0 | 339.759 | 0 | 0.16655 | 0.16548 | 0.18595 | 88 | 5 | Spring | 0.24319 | 0.29542 | 0.29542 | 0.87925 | 0.32324 | 0.16548 | 0 | 0 | 0.64562 | 0.85008 | 0.013719 | 0.00079999 | 0.18595 | 0.24903 | 0.64562 | 0 | 0 | 0.85 | 0.85 | 0.85 | 0.85 | 0.87925 | 0.013719 | 0.38813 | 0 | 0
2025-03-29 06:00 | 40443.741 | 39714.4739 | 407.1394 | 322.1277 | 0.018387 | 0.15791 | 0.15696 | 0.17504 | 88 | 6 | Spring | 0.25416 | 0.29826 | 0.29826 | 0.88123 | 0.35611 | 0.15696 | 0.018387 | 0 | 0.6501 | 0.85008 | 0.013404 | 0.00083936 | 0.17504 | 0.30317 | 0.6501 | 0 | 0 | 0.85 | 0.85 | 0.85 | 0.85 | 0.88123 | 0.013404 | 0.4151 | 0.012871 | 0
2025-03-29 07:00 | 41473.1735 | 38167.109 | 3029.3845 | 276.68 | 0.13681 | 0.13563 | 0.13478 | 0.15096 | 88 | 7 | Spring | 0.26383 | 0.30635 | 0.30635 | 0.88211 | 0.39696 | 0.13478 | 0.13681 | 0 | 0.65669 | 0.85008 | 0.012671 | 0.0010882 | 0.15096 | 0.29 | 0.65669 | 0 | 0 | 0.85 | 0.85 | 0.85 | 0.85 | 0.88211 | 0.012671 | 0.40054 | 0.095769 | 0.0096656
2025-03-29 08:00 | 43509.9426 | 37024.5191 | 6233.2472 | 252.1764 | 0.28151 | 0.12362 | 0.12323 | 0.13063 | 88 | 8 | Spring | 0.26441 | 0.30255 | 0.30255 | 0.88442 | 0.42633 | 0.12323 | 0.28151 | 0 | 0.65669 | 0.85008 | 0.012183 | 0.0010228 | 0.13063 | 0.28372 | 0.65669 | 0 | 0 | 0.85 | 0.85 | 0.85 | 0.85 | 0.88442 | 0.012183 | 0.39226 | 0.19705 | 0.029613
2025-03-29 09:00 | 45128.3744 | 35907.3543 | 8941.6211 | 279.3991 | 0.40382 | 0.13696 | 0.13717 | 0.13318 | 88 | 9 | Spring | 0.25911 | 0.30095 | 0.30095 | 0.88542 | 0.45108 | 0.13717 | 0.40382 | 0.38061 | 0.65642 | 0.85008 | 0.011659 | 0.00079999 | 0.13318 | 0.26073 | 0.65642 | 0 | 0 | 0.85 | 0.85 | 0.85 | 0.85 | 0.88542 | 0.011659 | 0.37528 | 0.28268 | 0
2025-03-29 10:00 | 45207.871 | 34281.8554 | 10632.1086 | 293.9069 | 0.48017 | 0.14407 | 0.14448 | 0.13666 | 88 | 10 | Spring | 0.26146 | 0.29721 | 0.29721 | 0.88641 | 0.4463 | 0.14448 | 0.48017 | 0.64871 | 0.65688 | 0.85008 | 0.011484 | 0.00079999 | 0.13666 | 0.27476 | 0.65688 | 0 | 0 | 0.85 | 0.85 | 0.85 | 0.85 | 0.88641 | 0.011484 | 0.37825 | 0.33612 | 0
2025-03-29 11:00 | 44749.2552 | 33267.1305 | 11178.1319 | 303.9928 | 0.50483 | 0.14902 | 0.15015 | 0.12857 | 88 | 11 | Spring | 0.25473 | 0.28311 | 0.28311 | 0.88809 | 0.41276 | 0.15015 | 0.50483 | 0.69148 | 0.65688 | 0.85008 | 0.01138 | 0.00079999 | 0.12857 | 0.29695 | 0.65688 | 0 | 0 | 0.85 | 0.85 | 0.85 | 0.85 | 0.88809 | 0.01138 | 0.38376 | 0.35338 | 0.0092363
2025-03-29 12:00 | 43950.7933 | 32734.7784 | 10926.7367 | 289.2781 | 0.49347 | 0.1418 | 0.1433 | 0.1148 | 88 | 12 | Spring | 0.24979 | 0.27224 | 0.27224 | 0.88874 | 0.38152 | 0.1433 | 0.49347 | 0.67553 | 0.65688 | 0.85008 | 0.011484 | 0.00080167 | 0.1148 | 0.31905 | 0.65688 | 0 | 0 | 0.85 | 0.85 | 0.85 | 0.85 | 0.88874 | 0.011484 | 0.39243 | 0.34543 | 0.0092363
2025-03-29 13:00 | 41289.1503 | 30542.2024 | 10481.5528 | 265.3952 | 0.47337 | 0.1301 | 0.13162 | 0.10246 | 88 | 13 | Spring | 0.2448 | 0.25993 | 0.25993 | 0.88865 | 0.35645 | 0.13162 | 0.47337 | 0.66427 | 0.65688 | 0.85008 | 0.010123 | 0.00079999 | 0.10246 | 0.32335 | 0.65688 | 0 | 0 | 0.85 | 0.85 | 0.85 | 0.85 | 0.88865 | 0.010123 | 0.40028 | 0.33136 | 0.0092363
2025-03-29 14:00 | 40926.1181 | 31336.7556 | 9341.2231 | 248.1394 | 0.42187 | 0.12164 | 0.12297 | 0.097607 | 88 | 14 | Spring | 0.24385 | 0.25881 | 0.25881 | 0.88747 | 0.34975 | 0.12297 | 0.42187 | 0.65679 | 0.65688 | 0.85008 | 0.0099835 | 0.0013328 | 0.097607 | 0.32489 | 0.65688 | 0 | 0 | 0.85 | 0.85 | 0.85 | 0.85 | 0.88747 | 0.0099835 | 0.40115 | 0.29531 | 0.0094141
2025-03-29 15:00 | 40962.5446 | 33199.897 | 7508.9264 | 253.7212 | 0.33912 | 0.12437 | 0.12548 | 0.10441 | 88 | 15 | Spring | 0.24372 | 0.26351 | 0.26351 | 0.88663 | 0.34492 | 0.12548 | 0.33912 | 0.66692 | 0.65688 | 0.85008 | 0.010088 | 0.0013328 | 0.10441 | 0.33518 | 0.65688 | 0 | 0 | 0.85 | 0.85 | 0.85 | 0.85 | 0.88663 | 0.010088 | 0.4158 | 0.23738 | 0.0094141
2025-03-29 16:00 | 41389.6053 | 35912.7347 | 5215.8522 | 261.0184 | 0.23556 | 0.12795 | 0.12791 | 0.12871 | 88 | 16 | Spring | 0.24178 | 0.27908 | 0.27908 | 0.87629 | 0.34371 | 0.12791 | 0.23556 | 0.67652 | 0.66614 | 0.85008 | 0.010018 | 0.0013328 | 0.12871 | 0.36047 | 0.66614 | 0 | 0 | 0.85 | 0.85 | 0.85 | 0.85 | 0.87629 | 0.010018 | 0.43848 | 0.16489 | 0.0092363
2025-03-29 17:00 | 42771.611 | 39958.0054 | 2544.28 | 269.3255 | 0.1149 | 0.13202 | 0.1309 | 0.15228 | 88 | 17 | Spring | 0.24363 | 0.29823 | 0.29823 | 0.87688 | 0.36264 | 0.1309 | 0.1149 | 0.6679 | 0.66614 | 0.85008 | 0.010018 | 0.0035317 | 0.15228 | 0.37417 | 0.66614 | 0 | 0 | 0.85 | 0.85 | 0.85 | 0.85 | 0.87688 | 0.010018 | 0.48342 | 0.080433 | 0.28272
2025-03-29 18:00 | 47751.221 | 47125.4262 | 333.5346 | 292.2602 | 0.015063 | 0.14326 | 0.14203 | 0.16556 | 88 | 18 | Spring | 0.25066 | 0.31384 | 0.31384 | 0.87696 | 0.40118 | 0.14203 | 0.015063 | 0.58773 | 0.66614 | 0.85008 | 0.010158 | 0.027398 | 0.16556 | 0.3962 | 0.66614 | 0 | 0 | 0.85 | 0.85 | 0.85 | 0.85 | 0.87696 | 0.010158 | 0.50599 | 0.010544 | 0.42211
2025-03-29 19:00 | 48104.1309 | 47802.1215 | 0 | 302.0093 | 0 | 0.14804 | 0.14677 | 0.17103 | 88 | 19 | Spring | 0.26664 | 0.33067 | 0.33067 | 0.8775 | 0.42487 | 0.14677 | 0 | 0.23069 | 0.66641 | 0.85008 | 0.010612 | 0.027398 | 0.17103 | 0.41363 | 0.66641 | 0 | 0 | 0.85 | 0.85 | 0.85 | 0.85 | 0.8775 | 0.010612 | 0.52452 | 0 | 0.39185
2025-03-29 20:00 | 47679.7753 | 47370.739 | 0 | 309.0363 | 0 | 0.15149 | 0.15017 | 0.17537 | 88 | 20 | Spring | 0.28392 | 0.33907 | 0.33907 | 0.87706 | 0.44583 | 0.15017 | 0 | 0 | 0.66641 | 0.85008 | 0.010717 | 0.013216 | 0.17537 | 0.41376 | 0.66641 | 0 | 0 | 0.85 | 0.85 | 0.85 | 0.85 | 0.87706 | 0.010717 | 0.52178 | 0 | 0.34357
2025-03-29 21:00 | 45658.4769 | 45333.5603 | 0 | 324.9167 | 0 | 0.15927 | 0.15806 | 0.18115 | 88 | 21 | Spring | 0.28852 | 0.33774 | 0.33774 | 0.87764 | 0.44688 | 0.15806 | 0 | 0 | 0.66641 | 0.85008 | 0.010682 | 0.0013328 | 0.18115 | 0.40821 | 0.66641 | 0 | 0 | 0.85 | 0.85 | 0.85 | 0.85 | 0.87764 | 0.010682 | 0.49219 | 0 | 0.10075
2025-03-29 22:00 | 42562.6182 | 42220.0536 | 0 | 342.5646 | 0 | 0.16792 | 0.16668 | 0.19039 | 88 | 22 | Spring | 0.27883 | 0.33192 | 0.33192 | 0.87863 | 0.45017 | 0.16668 | 0 | 0 | 0.66641 | 0.85008 | 0.010717 | 0.0013328 | 0.19039 | 0.36384 | 0.66641 | 0 | 0 | 0.85 | 0.85 | 0.85 | 0.85 | 0.87863 | 0.010717 | 0.43629 | 0 | 0.081544
2025-03-29 23:00 | 39046.6823 | 38685.5892 | 0 | 361.093 | 0 | 0.17701 | 0.17669 | 0.18281 | 88 | 23 | Spring | 0.26601 | 0.32932 | 0.32932 | 0.87267 | 0.42104 | 0.17669 | 0 | 0 | 0.65528 | 0.85008 | 0.011973 | 0.0013328 | 0.18281 | 0.30433 | 0.65528 | 0 | 0 | 0.85 | 0.85 | 0.85 | 0.85 | 0.87267 | 0.011973 | 0.38142 | 0 | 0.039465
2025-03-30 00:00 | 36613.1754 | 36243.9862 | 0 | 369.1892 | 0 | 0.18098 | 0.18161 | 0.16955 | 89 | 0 | Spring | 0.27877 | 0.32807 | 0.32807 | 0.86806 | 0.41526 | 0.18161 | 0 | 0 | 0.64562 | 0.85008 | 0.0133 | 0.00079999 | 0.16955 | 0.22892 | 0.64562 | 0 | 0 | 0.85 | 0.85 | 0.85 | 0.85 | 0.86806 | 0.0133 | 0.36461 | 0 | 0.048952
2025-03-30 01:00 | 36037.0183 | 35664.2958 | 0 | 372.7225 | 0 | 0.18271 | 0.18408 | 0.15793 | 89 | 1 | Spring | 0.27126 | 0.31736 | 0.31736 | 0.87726 | 0.38 | 0.18408 | 0 | 0 | 0.64562 | 0.85008 | 0.012357 | 0.00079999 | 0.15793 | 0.2248 | 0.64562 | 0 | 0 | 0.85 | 0.85 | 0.85 | 0.85 | 0.87726 | 0.012357 | 0.36019 | 0 | 0
2025-03-30 02:00 | 35963.4637 | 35592.7723 | 0 | 370.6914 | 0 | 0.18171 | 0.18354 | 0.14874 | 89 | 2 | Spring | 0.2611 | 0.30561 | 0.30561 | 0.87644 | 0.34552 | 0.18354 | 0 | 0 | 0.64562 | 0.85008 | 0.012462 | 0.00079999 | 0.14874 | 0.21959 | 0.64562 | 0 | 0 | 0.85 | 0.85 | 0.85 | 0.85 | 0.87644 | 0.012462 | 0.35507 | 0 | 0.0076969
2025-03-30 03:00 | 36065.3929 | 35703.215 | 0 | 362.1779 | 0 | 0.17754 | 0.17964 | 0.13958 | 89 | 3 | Spring | 0.25348 | 0.29808 | 0.29808 | 0.87591 | 0.33422 | 0.17964 | 0 | 0 | 0.64562 | 0.85008 | 0.013439 | 0.00079999 | 0.13958 | 0.21762 | 0.64562 | 0 | 0 | 0.85 | 0.85 | 0.85 | 0.85 | 0.87591 | 0.013439 | 0.3547 | 0 | 0
2025-03-30 04:00 | 36404.8337 | 36059.5427 | 0 | 345.291 | 0 | 0.16926 | 0.1709 | 0.13963 | 89 | 4 | Spring | 0.24517 | 0.29516 | 0.29516 | 0.87706 | 0.32769 | 0.1709 | 0 | 0 | 0.64562 | 0.85008 | 0.013579 | 0.00079999 | 0.13963 | 0.22054 | 0.64562 | 0 | 0 | 0.85 | 0.85 | 0.85 | 0.85 | 0.87706 | 0.013579 | 0.36068 | 0 | 0
2025-03-30 05:00 | 38802.6276 | 38449.9789 | 0 | 352.6487 | 0 | 0.17287 | 0.17373 | 0.15723 | 89 | 5 | Spring | 0.24319 | 0.29542 | 0.29542 | 0.87925 | 0.32324 | 0.17373 | 0 | 0 | 0.64562 | 0.85008 | 0.013719 | 0.00079999 | 0.15723 | 0.24903 | 0.64562 | 0 | 0 | 0.85 | 0.85 | 0.85 | 0.85 | 0.87925 | 0.013719 | 0.38813 | 0 | 0
2025-03-30 06:00 | 40918.4316 | 40169.6357 | 390.2159 | 358.58 | 0.017623 | 0.17577 | 0.17588 | 0.17384 | 89 | 6 | Spring | 0.25416 | 0.29826 | 0.29826 | 0.88123 | 0.35611 | 0.17588 | 0.017623 | 0 | 0.6501 | 0.85008 | 0.013404 | 0.00083936 | 0.17384 | 0.30317 | 0.6501 | 0 | 0 | 0.85 | 0.85 | 0.85 | 0.85 | 0.88123 | 0.013404 | 0.4151 | 0.012336 | 0
2025-03-30 07:00 | 41593.636 | 38676.4279 | 2596.6029 | 320.6052 | 0.11727 | 0.15716 | 0.15644 | 0.17025 | 89 | 7 | Spring | 0.26383 | 0.30635 | 0.30635 | 0.88211 | 0.39696 | 0.15644 | 0.11727 | 0 | 0.65669 | 0.85008 | 0.012671 | 0.0010882 | 0.17025 | 0.29 | 0.65669 | 0 | 0 | 0.85 | 0.85 | 0.85 | 0.85 | 0.88211 | 0.012671 | 0.40054 | 0.082087 | 0.0096656
2025-03-30 08:00 | 43481.783 | 37588.7316 | 5570.9924 | 322.059 | 0.2516 | 0.15787 | 0.15786 | 0.15806 | 89 | 8 | Spring | 0.26441 | 0.30255 | 0.30255 | 0.88442 | 0.42633 | 0.15786 | 0.2516 | 0 | 0.65669 | 0.85008 | 0.012183 | 0.0010228 | 0.15806 | 0.28372 | 0.65669 | 0 | 0 | 0.85 | 0.85 | 0.85 | 0.85 | 0.88442 | 0.012183 | 0.39226 | 0.17612 | 0.029613
2025-03-30 09:00 | 45128.3744 | 36124.8225 | 8636.7904 | 366.7615 | 0.39005 | 0.17979 | 0.18036 | 0.16937 | 89 | 9 | Spring | 0.25911 | 0.30095 | 0.30095 | 0.88542 | 0.45108 | 0.18036 | 0.39005 | 0.38061 | 0.65642 | 0.85008 | 0.011659 | 0.00079999 | 0.16937 | 0.26073 | 0.65642 | 0 | 0 | 0.85 | 0.85 | 0.85 | 0.85 | 0.88542 | 0.011659 | 0.37528 | 0.27304 | 0
2025-03-30 10:00 | 45207.871 | 33838.6759 | 10969.5883 | 399.6067 | 0.49541 | 0.19589 | 0.19671 | 0.18091 | 89 | 10 | Spring | 0.26146 | 0.29721 | 0.29721 | 0.88641 | 0.4463 | 0.19671 | 0.49541 | 0.64871 | 0.65688 | 0.85008 | 0.011484 | 0.00079999 | 0.18091 | 0.27476 | 0.65688 | 0 | 0 | 0.85 | 0.85 | 0.85 | 0.85 | 0.88641 | 0.011484 | 0.37825 | 0.34679 | 0
2025-03-30 11:00 | 44749.2552 | 32446.6684 | 11894.3909 | 408.1959 | 0.53717 | 0.2001 | 0.20077 | 0.18787 | 89 | 11 | Spring | 0.25473 | 0.28311 | 0.28311 | 0.88809 | 0.41276 | 0.20077 | 0.53717 | 0.69148 | 0.65688 | 0.85008 | 0.01138 | 0.00079999 | 0.18787 | 0.29695 | 0.65688 | 0 | 0 | 0.85 | 0.85 | 0.85 | 0.85 | 0.88809 | 0.01138 | 0.38376 | 0.37602 | 0.0092363
2025-03-30 12:00 | 43950.7933 | 32463.1509 | 11076.6132 | 411.0292 | 0.50024 | 0.20148 | 0.2024 | 0.18496 | 89 | 12 | Spring | 0.24979 | 0.27224 | 0.27224 | 0.88874 | 0.38152 | 0.2024 | 0.50024 | 0.67553 | 0.65688 | 0.85008 | 0.011484 | 0.00080167 | 0.18496 | 0.31905 | 0.65688 | 0 | 0 | 0.85 | 0.85 | 0.85 | 0.85 | 0.88874 | 0.011484 | 0.39243 | 0.35017 | 0.0092363
2025-03-30 13:00 | 41289.1503 | 31154.4328 | 9732.6936 | 402.0239 | 0.43955 | 0.19707 | 0.1979 | 0.18209 | 89 | 13 | Spring | 0.2448 | 0.25993 | 0.25993 | 0.88865 | 0.35645 | 0.1979 | 0.43955 | 0.66427 | 0.65688 | 0.85008 | 0.010123 | 0.00079999 | 0.18209 | 0.32335 | 0.65688 | 0 | 0 | 0.85 | 0.85 | 0.85 | 0.85 | 0.88865 | 0.010123 | 0.40028 | 0.30768 | 0.0092363
2025-03-30 14:00 | 40926.1181 | 32045.6237 | 8492.4238 | 388.0706 | 0.38354 | 0.19023 | 0.19097 | 0.17689 | 89 | 14 | Spring | 0.24385 | 0.25881 | 0.25881 | 0.88747 | 0.34975 | 0.19097 | 0.38354 | 0.65679 | 0.65688 | 0.85008 | 0.0099835 | 0.0013328 | 0.17689 | 0.32489 | 0.65688 | 0 | 0 | 0.85 | 0.85 | 0.85 | 0.85 | 0.88747 | 0.0099835 | 0.40115 | 0.26847 | 0.0094141
2025-03-30 15:00 | 40962.5446 | 33553.1598 | 7024.3823 | 385.0024 | 0.31724 | 0.18873 | 0.18916 | 0.18088 | 89 | 15 | Spring | 0.24372 | 0.26351 | 0.26351 | 0.88663 | 0.34492 | 0.18916 | 0.31724 | 0.66692 | 0.65688 | 0.85008 | 0.010088 | 0.0013328 | 0.18088 | 0.33518 | 0.65688 | 0 | 0 | 0.85 | 0.85 | 0.85 | 0.85 | 0.88663 | 0.010088 | 0.4158 | 0.22206 | 0.0094141
2025-03-30 16:00 | 41389.6053 | 36199.3143 | 4802.688 | 387.603 | 0.2169 | 0.19 | 0.1898 | 0.19358 | 89 | 16 | Spring | 0.24178 | 0.27908 | 0.27908 | 0.87629 | 0.34371 | 0.1898 | 0.2169 | 0.67652 | 0.66614 | 0.85008 | 0.010018 | 0.0013328 | 0.19358 | 0.36047 | 0.66614 | 0 | 0 | 0.85 | 0.85 | 0.85 | 0.85 | 0.87629 | 0.010018 | 0.43848 | 0.15183 | 0.0092363
2025-03-30 17:00 | 42739.4929 | 40057.6205 | 2282.3822 | 399.4902 | 0.10308 | 0.19583 | 0.19557 | 0.20052 | 89 | 17 | Spring | 0.24363 | 0.29823 | 0.29823 | 0.87688 | 0.36264 | 0.19557 | 0.10308 | 0.6679 | 0.66614 | 0.85008 | 0.010018 | 0.0035317 | 0.20052 | 0.37417 | 0.66614 | 0 | 0 | 0.85 | 0.85 | 0.85 | 0.85 | 0.87688 | 0.010018 | 0.48342 | 0.072154 | 0.28272
2025-03-30 18:00 | 47751.221 | 47023.7386 | 300.2227 | 427.2597 | 0.013559 | 0.20944 | 0.20947 | 0.2089 | 89 | 18 | Spring | 0.25066 | 0.31384 | 0.31384 | 0.87696 | 0.40118 | 0.20947 | 0.013559 | 0.58773 | 0.66614 | 0.85008 | 0.010158 | 0.027398 | 0.2089 | 0.3962 | 0.66614 | 0 | 0 | 0.85 | 0.85 | 0.85 | 0.85 | 0.87696 | 0.010158 | 0.50599 | 0.0094911 | 0.42211
2025-03-30 19:00 | 47750.017 | 47314.4489 | 0 | 435.5681 | 0 | 0.21351 | 0.21371 | 0.20997 | 89 | 19 | Spring | 0.26664 | 0.33067 | 0.33067 | 0.8775 | 0.42487 | 0.21371 | 0 | 0.23069 | 0.66641 | 0.85008 | 0.010612 | 0.027398 | 0.20997 | 0.41363 | 0.66641 | 0 | 0 | 0.85 | 0.85 | 0.85 | 0.85 | 0.8775 | 0.010612 | 0.52452 | 0 | 0.39185
2025-03-30 20:00 | 47105.9896 | 46684.152 | 0 | 421.8376 | 0 | 0.20678 | 0.20706 | 0.20178 | 89 | 20 | Spring | 0.28392 | 0.33907 | 0.33907 | 0.87706 | 0.44583 | 0.20706 | 0 | 0 | 0.66641 | 0.85008 | 0.010717 | 0.013216 | 0.20178 | 0.41376 | 0.66641 | 0 | 0 | 0.85 | 0.85 | 0.85 | 0.85 | 0.87706 | 0.010717 | 0.52178 | 0 | 0.34357
2025-03-30 21:00 | 45112.7168 | 44707.5133 | 0 | 405.2035 | 0 | 0.19863 | 0.19876 | 0.19621 | 89 | 21 | Spring | 0.28852 | 0.33774 | 0.33774 | 0.87764 | 0.44688 | 0.19876 | 0 | 0 | 0.66641 | 0.85008 | 0.010682 | 0.0013328 | 0.19621 | 0.40821 | 0.66641 | 0 | 0 | 0.85 | 0.85 | 0.85 | 0.85 | 0.87764 | 0.010682 | 0.49219 | 0 | 0.10075
2025-03-30 22:00 | 42060.5189 | 41673.4229 | 0 | 387.0959 | 0 | 0.18975 | 0.18998 | 0.18557 | 89 | 22 | Spring | 0.27883 | 0.33192 | 0.33192 | 0.87863 | 0.45017 | 0.18998 | 0 | 0 | 0.66641 | 0.85008 | 0.010717 | 0.0013328 | 0.18557 | 0.36384 | 0.66641 | 0 | 0 | 0.85 | 0.85 | 0.85 | 0.85 | 0.87863 | 0.010717 | 0.43629 | 0 | 0.081544
2025-03-30 23:00 | 38601.519 | 38222.6201 | 0 | 378.8989 | 0 | 0.18573 | 0.18661 | 0.16993 | 89 | 23 | Spring | 0.26601 | 0.32932 | 0.32932 | 0.87267 | 0.42104 | 0.18661 | 0 | 0 | 0.65528 | 0.85008 | 0.011973 | 0.0013328 | 0.16993 | 0.30433 | 0.65528 | 0 | 0 | 0.85 | 0.85 | 0.85 | 0.85 | 0.87267 | 0.011973 | 0.38142 | 0 | 0.039465
2025-03-31 00:00 | 58431.0927 | 58051.9993 | 0 | 379.0934 | 0 | 0.18583 | 0.18711 | 0.16267 | 90 | 0 | Fall | 0.40086 | 0.41408 | 0.41408 | 0.9324 | 0.29275 | 0.18711 | 0 | 0 | 0.65196 | 0.85008 | 0.011834 | 0.0070257 | 0.16267 | 0.40145 | 0.65196 | 0 | 0 | 0.85 | 0.85 | 0.85 | 0.85 | 0.9324 | 0.011834 | 0.52583 | 0 | 0.01542
2025-03-31 01:00 | 57935.4728 | 57556.3797 | 0 | 379.0931 | 0 | 0.18583 | 0.18689 | 0.16666 | 90 | 1 | Fall | 0.37675 | 0.40095 | 0.40095 | 0.93332 | 0.26062 | 0.18689 | 0 | 0 | 0.65196 | 0.85008 | 0.012078 | 0.0070257 | 0.16666 | 0.38521 | 0.65196 | 0 | 0 | 0.85 | 0.85 | 0.85 | 0.85 | 0.93332 | 0.012078 | 0.49927 | 0 | 0
2025-03-31 02:00 | 57905.2774 | 57526.5972 | 0 | 378.6802 | 0 | 0.18563 | 0.18631 | 0.17333 | 90 | 2 | Fall | 0.36036 | 0.37824 | 0.37824 | 0.93336 | 0.22473 | 0.18631 | 0 | 0 | 0.65196 | 0.85008 | 0.012357 | 0.0070257 | 0.17333 | 0.38017 | 0.65196 | 0 | 0 | 0.85 | 0.85 | 0.85 | 0.85 | 0.93336 | 0.012357 | 0.49291 | 0 | 0
2025-03-31 03:00 | 58005.0726 | 57624.9387 | 0 | 380.1339 | 0 | 0.18634 | 0.18683 | 0.17748 | 90 | 3 | Fall | 0.34783 | 0.36163 | 0.36163 | 0.93289 | 0.18289 | 0.18683 | 0 | 0 | 0.64813 | 0.85008 | 0.012532 | 0.0070257 | 0.17748 | 0.37147 | 0.64813 | 0 | 0 | 0.85 | 0.85 | 0.85 | 0.85 | 0.93289 | 0.012532 | 0.48498 | 0 | 0
2025-03-31 04:00 | 58736.8323 | 58357.8895 | 0 | 378.9428 | 0 | 0.18576 | 0.18601 | 0.18123 | 90 | 4 | Fall | 0.34209 | 0.36519 | 0.36519 | 0.93361 | 0.16879 | 0.18601 | 0 | 0 | 0.65104 | 0.85008 | 0.012532 | 0.0070257 | 0.18123 | 0.37052 | 0.65104 | 0 | 0 | 0.85 | 0.85 | 0.85 | 0.85 | 0.93361 | 0.012532 | 0.48267 | 0 | 0
2025-03-31 05:00 | 63630.3265 | 63256.462 | 0 | 373.8645 | 0 | 0.18327 | 0.18305 | 0.18712 | 90 | 5 | Fall | 0.34482 | 0.37756 | 0.37756 | 0.93576 | 0.17276 | 0.18305 | 0 | 0 | 0.65104 | 0.85008 | 0.012497 | 0.0064921 | 0.18712 | 0.37314 | 0.65104 | 0 | 0 | 0.85 | 0.85 | 0.85 | 0.85 | 0.93576 | 0.012497 | 0.48379 | 0 | 0
2025-03-31 06:00 | 71066.6101 | 70246.77 | 459.7176 | 360.1225 | 0.020762 | 0.17653 | 0.17568 | 0.19189 | 90 | 6 | Fall | 0.36517 | 0.39941 | 0.39941 | 0.93715 | 0.18574 | 0.17568 | 0.020762 | 0 | 0.65331 | 0.85008 | 0.012462 | 0.0064921 | 0.19189 | 0.36964 | 0.65331 | 0 | 0 | 0.85 | 0.85 | 0.85 | 0.85 | 0.93715 | 0.012462 | 0.46504 | 0.014533 | 0
2025-03-31 07:00 | 74803.3268 | 71395.2356 | 3076.3306 | 331.7606 | 0.13893 | 0.16263 | 0.1615 | 0.18305 | 90 | 7 | Fall | 0.38197 | 0.40891 | 0.40891 | 0.93839 | 0.20415 | 0.1615 | 0.13893 | 0 | 0.65331 | 0.85008 | 0.012392 | 0.0064921 | 0.18305 | 0.36205 | 0.65331 | 0 | 0 | 0.85 | 0.85 | 0.85 | 0.85 | 0.93839 | 0.012392 | 0.44968 | 0.097253 | 0
2025-03-31 08:00 | 73501.1467 | 66948.6799 | 6245.445 | 307.0218 | 0.28206 | 0.1505 | 0.14973 | 0.16452 | 90 | 8 | Fall | 0.39185 | 0.40697 | 0.40697 | 0.93566 | 0.21485 | 0.14973 | 0.28206 | 0.16223 | 0.65331 | 0.85008 | 0.012357 | 0.0064921 | 0.16452 | 0.40198 | 0.65331 | 0 | 0 | 0.85 | 0.85 | 0.85 | 0.85 | 0.93566 | 0.012357 | 0.45998 | 0.19744 | 0
2025-03-31 09:00 | 72537.436 | 63285.3324 | 8929.9574 | 322.1462 | 0.40329 | 0.15791 | 0.15766 | 0.16251 | 90 | 9 | Fall | 0.39166 | 0.40877 | 0.40877 | 0.92982 | 0.21991 | 0.15766 | 0.40329 | 0.44952 | 0.65113 | 0.85008 | 0.012252 | 0.0064921 | 0.16251 | 0.39032 | 0.65113 | 0 | 0 | 0.85 | 0.85 | 0.85 | 0.85 | 0.92982 | 0.012252 | 0.46381 | 0.28231 | 0
2025-03-31 10:00 | 71329.5612 | 60297.3291 | 10695.1127 | 337.1194 | 0.48301 | 0.16525 | 0.16531 | 0.16417 | 90 | 10 | Fall | 0.40411 | 0.42068 | 0.42068 | 0.92508 | 0.22175 | 0.16531 | 0.48301 | 0.57836 | 0.66261 | 0.85008 | 0.012218 | 0.0064921 | 0.16417 | 0.44411 | 0.66261 | 0 | 0 | 0.85 | 0.85 | 0.85 | 0.85 | 0.92508 | 0.012218 | 0.49846 | 0.33811 | 0
2025-03-31 11:00 | 68291.6986 | 56235.1655 | 11704.9769 | 351.5562 | 0.52862 | 0.17233 | 0.17289 | 0.16227 | 90 | 11 | Fall | 0.41644 | 0.43336 | 0.43336 | 0.9244 | 0.22921 | 0.17289 | 0.52862 | 0.61146 | 0.66261 | 0.85008 | 0.011903 | 0.0067811 | 0.16227 | 0.48314 | 0.66261 | 0 | 0 | 0.85 | 0.85 | 0.85 | 0.85 | 0.9244 | 0.011903 | 0.55063 | 0.37003 | 0
2025-03-31 12:00 | 66995.5288 | 54669.9331 | 11959.6395 | 365.9562 | 0.54012 | 0.17939 | 0.1805 | 0.15929 | 90 | 12 | Fall | 0.43539 | 0.4543 | 0.4543 | 0.92402 | 0.24522 | 0.1805 | 0.54012 | 0.64788 | 0.66261 | 0.85008 | 0.011903 | 0.0064921 | 0.15929 | 0.53927 | 0.66261 | 0 | 0 | 0.85 | 0.85 | 0.85 | 0.85 | 0.92402 | 0.011903 | 0.58716 | 0.37809 | 0
2025-03-31 13:00 | 66927.4206 | 54544.1288 | 12002.1154 | 381.1764 | 0.54204 | 0.18685 | 0.18842 | 0.15854 | 90 | 13 | Fall | 0.46136 | 0.47855 | 0.47855 | 0.92234 | 0.2669 | 0.18842 | 0.54204 | 0.6577 | 0.66261 | 0.85008 | 0.011694 | 0.0098579 | 0.15854 | 0.58521 | 0.66261 | 0 | 0 | 0.85 | 0.85 | 0.85 | 0.85 | 0.92234 | 0.011694 | 0.60493 | 0.37943 | 0
2025-03-31 14:00 | 67083.5544 | 56497.7229 | 10193.323 | 392.5085 | 0.46035 | 0.19241 | 0.1939 | 0.16537 | 90 | 14 | Fall | 0.48366 | 0.49376 | 0.49376 | 0.92148 | 0.3113 | 0.1939 | 0.46035 | 0.654 | 0.66424 | 0.85008 | 0.011659 | 0.015065 | 0.16537 | 0.62713 | 0.66424 | 0 | 0 | 0.85 | 0.85 | 0.85 | 0.85 | 0.92148 | 0.011659 | 0.61302 | 0.32225 | 0
2025-03-31 15:00 | 67521.6165 | 59271.5325 | 7840.4796 | 409.6044 | 0.35409 | 0.20079 | 0.20174 | 0.18362 | 90 | 15 | Fall | 0.50654 | 0.50702 | 0.50702 | 0.92059 | 0.39325 | 0.20174 | 0.35409 | 0.65838 | 0.66424 | 0.85008 | 0.011415 | 0.018179 | 0.18362 | 0.6525 | 0.66424 | 0 | 0 | 0.85 | 0.85 | 0.85 | 0.85 | 0.92059 | 0.011415 | 0.63439 | 0.24786 | 0.00017779
2025-03-31 16:00 | 68779.1816 | 63221.3756 | 5148.4232 | 409.3829 | 0.23251 | 0.20068 | 0.20089 | 0.19679 | 90 | 16 | Fall | 0.52814 | 0.52024 | 0.52024 | 0.92028 | 0.45282 | 0.20089 | 0.23251 | 0.66367 | 0.66641 | 0.85008 | 0.011903 | 0.018609 | 0.19679 | 0.68032 | 0.66641 | 0 | 0 | 0.85 | 0.85 | 0.85 | 0.85 | 0.92028 | 0.011903 | 0.64677 | 0.16276 | 0.03688
2025-03-31 17:00 | 70115.1652 | 67332.996 | 2377.9624 | 404.2068 | 0.10739 | 0.19814 | 0.19772 | 0.20577 | 90 | 17 | Fall | 0.55921 | 0.52787 | 0.52787 | 0.92028 | 0.49849 | 0.19772 | 0.10739 | 0.6549 | 0.66641 | 0.85008 | 0.012497 | 0.02092 | 0.20577 | 0.69339 | 0.66641 | 0 | 0 | 0.85 | 0.85 | 0.85 | 0.85 | 0.92028 | 0.012497 | 0.65974 | 0.075176 | 0.46447
2025-03-31 18:00 | 74735.0501 | 74006.4753 | 327.9082 | 400.6666 | 0.014809 | 0.19641 | 0.19491 | 0.2235 | 90 | 18 | Fall | 0.56981 | 0.53326 | 0.53326 | 0.92026 | 0.51472 | 0.19491 | 0.014809 | 0.58607 | 0.66641 | 0.85008 | 0.012776 | 0.030806 | 0.2235 | 0.72066 | 0.66641 | 0 | 0 | 0.85 | 0.85 | 0.85 | 0.85 | 0.92026 | 0.012776 | 0.67697 | 0.010366 | 0.42382
2025-03-31 19:00 | 73955.8762 | 73558.6244 | 0 | 397.2517 | 0 | 0.19473 | 0.19274 | 0.23079 | 90 | 19 | Fall | 0.58792 | 0.53844 | 0.53844 | 0.92081 | 0.51215 | 0.19274 | 0 | 0.30172 | 0.66641 | 0.85008 | 0.012985 | 0.040504 | 0.23079 | 0.70767 | 0.66641 | 0 | 0 | 0.85 | 0.85 | 0.85 | 0.85 | 0.92081 | 0.012985 | 0.6913 | 0 | 0.3403
2025-03-31 20:00 | 71945.9715 | 71563.6181 | 0 | 382.3533 | 0 | 0.18743 | 0.18512 | 0.2291 | 90 | 20 | Fall | 0.58769 | 0.53296 | 0.53296 | 0.92152 | 0.47501 | 0.18512 | 0 | 0.0006045 | 0.66641 | 0.85008 | 0.012671 | 0.027207 | 0.2291 | 0.69538 | 0.66641 | 0 | 0 | 0.85 | 0.85 | 0.85 | 0.85 | 0.92152 | 0.012671 | 0.69331 | 0 | 0.11348
2025-03-31 21:00 | 69006.7223 | 68639.1862 | 0 | 367.5361 | 0 | 0.18016 | 0.17745 | 0.22926 | 90 | 21 | Fall | 0.5589 | 0.51972 | 0.51972 | 0.92369 | 0.43894 | 0.17745 | 0 | 0 | 0.66478 | 0.85008 | 0.012741 | 0.015558 | 0.22926 | 0.62275 | 0.66478 | 0 | 0 | 0.85 | 0.85 | 0.85 | 0.85 | 0.92369 | 0.012741 | 0.67279 | 0 | 0.16147
2025-03-31 22:00 | 64464.9391 | 64101.675 | 0 | 363.2641 | 0 | 0.17807 | 0.17556 | 0.22345 | 90 | 22 | Fall | 0.51728 | 0.4948 | 0.4948 | 0.92621 | 0.40003 | 0.17556 | 0 | 0 | 0.66478 | 0.85008 | 0.012881 | 0.0070257 | 0.22345 | 0.54639 | 0.66478 | 0 | 0 | 0.85 | 0.85 | 0.85 | 0.85 | 0.92621 | 0.012881 | 0.63052 | 0 | 0.1153
2025-03-31 23:00 | 60008.9851 | 59646.6333 | 0 | 362.3518 | 0 | 0.17762 | 0.17558 | 0.21455 | 90 | 23 | Fall | 0.47532 | 0.45627 | 0.45627 | 0.92842 | 0.36928 | 0.17558 | 0 | 0 | 0.65567 | 0.85008 | 0.012252 | 0.0070257 | 0.21455 | 0.47566 | 0.65567 | 0 | 0 | 0.85 | 0.85 | 0.85 | 0.85 | 0.92842 | 0.012252 | 0.56646 | 0 | 0.067351
2025-04-01 00:00 | 54652.642 | 54288.0406 | 0 | 364.6013 | 0 | 0.17873 | 0.17711 | 0.20799 | 91 | 0 | Fall | 0.40086 | 0.41408 | 0.41408 | 0.9324 | 0.29275 | 0.17711 | 0 | 0 | 0.65196 | 0.85008 | 0.011834 | 0.0070257 | 0.20799 | 0.40145 | 0.65196 | 0 | 0 | 0.85 | 0.85 | 0.85 | 0.85 | 0.9324 | 0.011834 | 0.52583 | 0 | 0.01542
2025-04-01 01:00 | 54244.9037 | 53879.7224 | 0 | 365.1813 | 0 | 0.17901 | 0.17763 | 0.20397 | 91 | 1 | Fall | 0.37675 | 0.40095 | 0.40095 | 0.93332 | 0.26062 | 0.17763 | 0 | 0 | 0.65196 | 0.85008 | 0.012078 | 0.0070257 | 0.20397 | 0.38521 | 0.65196 | 0 | 0 | 0.85 | 0.85 | 0.85 | 0.85 | 0.93332 | 0.012078 | 0.49927 | 0 | 0
2025-04-01 02:00 | 54296.9055 | 53928.8451 | 0 | 368.0604 | 0 | 0.18042 | 0.17926 | 0.20148 | 91 | 2 | Fall | 0.36036 | 0.37824 | 0.37824 | 0.93336 | 0.22473 | 0.17926 | 0 | 0 | 0.65196 | 0.85008 | 0.012357 | 0.0070257 | 0.20148 | 0.38017 | 0.65196 | 0 | 0 | 0.85 | 0.85 | 0.85 | 0.85 | 0.93336 | 0.012357 | 0.49291 | 0 | 0
2025-04-01 03:00 | 54411.5053 | 54037.4482 | 0 | 374.057 | 0 | 0.18336 | 0.18259 | 0.19728 | 91 | 3 | Fall | 0.34783 | 0.36163 | 0.36163 | 0.93289 | 0.18289 | 0.18259 | 0 | 0 | 0.64813 | 0.85008 | 0.012532 | 0.0070257 | 0.19728 | 0.37147 | 0.64813 | 0 | 0 | 0.85 | 0.85 | 0.85 | 0.85 | 0.93289 | 0.012532 | 0.48498 | 0 | 0
2025-04-01 04:00 | 55012.6578 | 54632.3103 | 0 | 380.3475 | 0 | 0.18644 | 0.18631 | 0.18892 | 91 | 4 | Fall | 0.34209 | 0.36519 | 0.36519 | 0.93361 | 0.16879 | 0.18631 | 0 | 0 | 0.65104 | 0.85008 | 0.012532 | 0.0070257 | 0.18892 | 0.37052 | 0.65104 | 0 | 0 | 0.85 | 0.85 | 0.85 | 0.85 | 0.93361 | 0.012532 | 0.48267 | 0 | 0
2025-04-01 05:00 | 59107.7503 | 58729.6788 | 0 | 378.0716 | 0 | 0.18533 | 0.18524 | 0.18688 | 91 | 5 | Fall | 0.34482 | 0.37756 | 0.37756 | 0.93576 | 0.17276 | 0.18524 | 0 | 0 | 0.65104 | 0.85008 | 0.012497 | 0.0064921 | 0.18688 | 0.37314 | 0.65104 | 0 | 0 | 0.85 | 0.85 | 0.85 | 0.85 | 0.93576 | 0.012497 | 0.48379 | 0 | 0
2025-04-01 06:00 | 65497.7186 | 64524.9007 | 611.8457 | 360.9721 | 0.027632 | 0.17695 | 0.17697 | 0.1766 | 91 | 6 | Fall | 0.36517 | 0.39941 | 0.39941 | 0.93715 | 0.18574 | 0.17697 | 0.027632 | 0 | 0.65331 | 0.85008 | 0.012462 | 0.0064921 | 0.1766 | 0.36964 | 0.65331 | 0 | 0 | 0.85 | 0.85 | 0.85 | 0.85 | 0.93715 | 0.012462 | 0.46504 | 0.019343 | 0
2025-04-01 07:00 | 67156.2008 | 62930.4061 | 3903.8357 | 321.959 | 0.17631 | 0.15782 | 0.15808 | 0.15313 | 91 | 7 | Fall | 0.38197 | 0.40891 | 0.40891 | 0.93839 | 0.20415 | 0.15808 | 0.17631 | 0 | 0.65331 | 0.85008 | 0.012392 | 0.0064921 | 0.15313 | 0.36205 | 0.65331 | 0 | 0 | 0.85 | 0.85 | 0.85 | 0.85 | 0.93839 | 0.012392 | 0.44968 | 0.12341 | 0
2025-04-01 08:00 | 65960.334 | 57894.3984 | 7730.019 | 335.9166 | 0.3491 | 0.16466 | 0.16626 | 0.13586 | 91 | 8 | Fall | 0.39185 | 0.40697 | 0.40697 | 0.93566 | 0.21485 | 0.16626 | 0.3491 | 0.16223 | 0.65331 | 0.85008 | 0.012357 | 0.0064921 | 0.13586 | 0.40198 | 0.65331 | 0 | 0 | 0.85 | 0.85 | 0.85 | 0.85 | 0.93566 | 0.012357 | 0.45998 | 0.24437 | 0
2025-04-01 09:00 | 65081.2086 | 53924.3242 | 10801.9725 | 354.9119 | 0.48784 | 0.17398 | 0.17572 | 0.14245 | 91 | 9 | Fall | 0.39166 | 0.40877 | 0.40877 | 0.92982 | 0.21991 | 0.17572 | 0.48784 | 0.44952 | 0.65113 | 0.85008 | 0.012252 | 0.0064921 | 0.14245 | 0.39032 | 0.65113 | 0 | 0 | 0.85 | 0.85 | 0.85 | 0.85 | 0.92982 | 0.012252 | 0.46381 | 0.34149 | 0
2025-04-01 10:00 | 64089.7821 | 51051.8475 | 12679.86 | 358.0746 | 0.57265 | 0.17553 | 0.17681 | 0.15241 | 91 | 10 | Fall | 0.40411 | 0.42068 | 0.42068 | 0.92508 | 0.22175 | 0.17681 | 0.57265 | 0.57836 | 0.66261 | 0.85008 | 0.012218 | 0.0064921 | 0.15241 | 0.44411 | 0.66261 | 0 | 0 | 0.85 | 0.85 | 0.85 | 0.85 | 0.92508 | 0.012218 | 0.49846 | 0.40085 | 0
2025-04-01 11:00 | 61561.5822 | 47480.3555 | 13720.09 | 361.1367 | 0.61963 | 0.17703 | 0.17803 | 0.15889 | 91 | 11 | Fall | 0.41644 | 0.43336 | 0.43336 | 0.9244 | 0.22921 | 0.17803 | 0.61963 | 0.61146 | 0.66261 | 0.85008 | 0.011903 | 0.0067811 | 0.15889 | 0.48314 | 0.66261 | 0 | 0 | 0.85 | 0.85 | 0.85 | 0.85 | 0.9244 | 0.011903 | 0.55063 | 0.43374 | 0
2025-04-01 12:00 | 60724.218 | 46245.1143 | 14115.9458 | 363.1579 | 0.6375 | 0.17802 | 0.17896 | 0.16109 | 91 | 12 | Fall | 0.43539 | 0.4543 | 0.4543 | 0.92402 | 0.24522 | 0.17896 | 0.6375 | 0.64788 | 0.66261 | 0.85008 | 0.011903 | 0.0064921 | 0.16109 | 0.53927 | 0.66261 | 0 | 0 | 0.85 | 0.85 | 0.85 | 0.85 | 0.92402 | 0.011903 | 0.58716 | 0.44625 | 0
2025-04-01 13:00 | 60576.6587 | 46775.4 | 13442.572 | 358.6867 | 0.60709 | 0.17583 | 0.17669 | 0.16031 | 91 | 13 | Fall | 0.46136 | 0.47855 | 0.47855 | 0.92234 | 0.2669 | 0.17669 | 0.60709 | 0.6577 | 0.66261 | 0.85008 | 0.011694 | 0.0098579 | 0.16031 | 0.58521 | 0.66261 | 0 | 0 | 0.85 | 0.85 | 0.85 | 0.85 | 0.92234 | 0.011694 | 0.60493 | 0.42497 | 0
2025-04-01 14:00 | 60651.9102 | 48371.5795 | 11924.4038 | 355.9269 | 0.53853 | 0.17447 | 0.17512 | 0.16283 | 91 | 14 | Fall | 0.48366 | 0.49376 | 0.49376 | 0.92148 | 0.3113 | 0.17512 | 0.53853 | 0.654 | 0.66424 | 0.85008 | 0.011659 | 0.015065 | 0.16283 | 0.62713 | 0.66424 | 0 | 0 | 0.85 | 0.85 | 0.85 | 0.85 | 0.92148 | 0.011659 | 0.61302 | 0.37697 | 0
2025-04-01 15:00 | 61107.5378 | 51199.4588 | 9559.1759 | 348.9031 | 0.43171 | 0.17103 | 0.17086 | 0.17413 | 91 | 15 | Fall | 0.50654 | 0.50702 | 0.50702 | 0.92059 | 0.39325 | 0.17086 | 0.43171 | 0.65838 | 0.66424 | 0.85008 | 0.011415 | 0.018179 | 0.17413 | 0.6525 | 0.66424 | 0 | 0 | 0.85 | 0.85 | 0.85 | 0.85 | 0.92059 | 0.011415 | 0.63439 | 0.3022 | 0.00017779
2025-04-01 16:00 | 62540.7159 | 55796.4871 | 6405.3181 | 338.9108 | 0.28928 | 0.16613 | 0.16489 | 0.18854 | 91 | 16 | Fall | 0.52814 | 0.52024 | 0.52024 | 0.92028 | 0.45282 | 0.16489 | 0.28928 | 0.66367 | 0.66641 | 0.85008 | 0.011903 | 0.018609 | 0.18854 | 0.68032 | 0.66641 | 0 | 0 | 0.85 | 0.85 | 0.85 | 0.85 | 0.92028 | 0.011903 | 0.64677 | 0.20249 | 0.03688
2025-04-01 17:00 | 64179.1299 | 60879.4323 | 2970.114 | 329.5837 | 0.13414 | 0.16156 | 0.15955 | 0.19792 | 91 | 17 | Fall | 0.55921 | 0.52787 | 0.52787 | 0.92028 | 0.49849 | 0.15955 | 0.13414 | 0.6549 | 0.66641 | 0.85008 | 0.012497 | 0.02092 | 0.19792 | 0.69339 | 0.66641 | 0 | 0 | 0.85 | 0.85 | 0.85 | 0.85 | 0.92028 | 0.012497 | 0.65974 | 0.093895 | 0.46447
2025-04-01 18:00 | 69905.5391 | 69120.8961 | 442.6148 | 342.0282 | 0.019989 | 0.16766 | 0.16497 | 0.21624 | 91 | 18 | Fall | 0.56981 | 0.53326 | 0.53326 | 0.92026 | 0.51472 | 0.16497 | 0.019989 | 0.58607 | 0.66641 | 0.85008 | 0.012776 | 0.030806 | 0.21624 | 0.72066 | 0.66641 | 0 | 0 | 0.85 | 0.85 | 0.85 | 0.85 | 0.92026 | 0.012776 | 0.67697 | 0.013993 | 0.42382
2025-04-01 19:00 | 69683.9149 | 69335.6259 | 0 | 348.289 | 0 | 0.17073 | 0.16785 | 0.22286 | 91 | 19 | Fall | 0.58792 | 0.53844 | 0.53844 | 0.92081 | 0.51215 | 0.16785 | 0 | 0.30172 | 0.66641 | 0.85008 | 0.012985 | 0.040504 | 0.22286 | 0.70767 | 0.66641 | 0 | 0 | 0.85 | 0.85 | 0.85 | 0.85 | 0.92081 | 0.012985 | 0.6913 | 0 | 0.3403
2025-04-01 20:00 | 68077.2333 | 67737.5341 | 0 | 339.6991 | 0 | 0.16652 | 0.16389 | 0.21407 | 91 | 20 | Fall | 0.58769 | 0.53296 | 0.53296 | 0.92152 | 0.47501 | 0.16389 | 0 | 0.0006045 | 0.66641 | 0.85008 | 0.012671 | 0.027207 | 0.21407 | 0.69538 | 0.66641 | 0 | 0 | 0.85 | 0.85 | 0.85 | 0.85 | 0.92152 | 0.012671 | 0.69331 | 0 | 0.11348
2025-04-01 21:00 | 65068.9289 | 64728.016 | 0 | 340.9129 | 0 | 0.16711 | 0.16521 | 0.20146 | 91 | 21 | Fall | 0.5589 | 0.51972 | 0.51972 | 0.92369 | 0.43894 | 0.16521 | 0 | 0 | 0.66478 | 0.85008 | 0.012741 | 0.015558 | 0.20146 | 0.62275 | 0.66478 | 0 | 0 | 0.85 | 0.85 | 0.85 | 0.85 | 0.92369 | 0.012741 | 0.67279 | 0 | 0.16147
2025-04-01 22:00 | 60419.6765 | 60068.8037 | 0 | 350.8728 | 0 | 0.172 | 0.17106 | 0.18892 | 91 | 22 | Fall | 0.51728 | 0.4948 | 0.4948 | 0.92621 | 0.40003 | 0.17106 | 0 | 0 | 0.66478 | 0.85008 | 0.012881 | 0.0070257 | 0.18892 | 0.54639 | 0.66478 | 0 | 0 | 0.85 | 0.85 | 0.85 | 0.85 | 0.92621 | 0.012881 | 0.63052 | 0 | 0.1153
2025-04-01 23:00 | 56039.467 | 55667.2641 | 0 | 372.2029 | 0 | 0.18245 | 0.18287 | 0.17486 | 91 | 23 | Fall | 0.47532 | 0.45627 | 0.45627 | 0.92842 | 0.36928 | 0.18287 | 0 | 0 | 0.65567 | 0.85008 | 0.012252 | 0.0070257 | 0.17486 | 0.47566 | 0.65567 | 0 | 0 | 0.85 | 0.85 | 0.85 | 0.85 | 0.92842 | 0.012252 | 0.56646 | 0 | 0.067351
2025-04-02 00:00 | 54189.6641 | 53803.687 | 0 | 385.9771 | 0 | 0.1892 | 0.19051 | 0.16567 | 92 | 0 | Fall | 0.40086 | 0.41408 | 0.41408 | 0.9324 | 0.29275 | 0.19051 | 0 | 0 | 0.65196 | 0.85008 | 0.011834 | 0.0070257 | 0.16567 | 0.40145 | 0.65196 | 0 | 0 | 0.85 | 0.85 | 0.85 | 0.85 | 0.9324 | 0.011834 | 0.52583 | 0 | 0.01542
2025-04-02 01:00 | 53625.6426 | 53231.1476 | 0 | 394.495 | 0 | 0.19338 | 0.19497 | 0.16471 | 92 | 1 | Fall | 0.37675 | 0.40095 | 0.40095 | 0.93332 | 0.26062 | 0.19497 | 0 | 0 | 0.65196 | 0.85008 | 0.012078 | 0.0070257 | 0.16471 | 0.38521 | 0.65196 | 0 | 0 | 0.85 | 0.85 | 0.85 | 0.85 | 0.93332 | 0.012078 | 0.49927 | 0 | 0
2025-04-02 02:00 | 53533.5567 | 53121.5385 | 0 | 412.0182 | 0 | 0.20197 | 0.20393 | 0.16661 | 92 | 2 | Fall | 0.36036 | 0.37824 | 0.37824 | 0.93336 | 0.22473 | 0.20393 | 0 | 0 | 0.65196 | 0.85008 | 0.012357 | 0.0070257 | 0.16661 | 0.38017 | 0.65196 | 0 | 0 | 0.85 | 0.85 | 0.85 | 0.85 | 0.93336 | 0.012357 | 0.49291 | 0 | 0
2025-04-02 03:00 | 53521.6845 | 53090.9255 | 0 | 430.7589 | 0 | 0.21116 | 0.21343 | 0.17009 | 92 | 3 | Fall | 0.34783 | 0.36163 | 0.36163 | 0.93289 | 0.18289 | 0.21343 | 0 | 0 | 0.64813 | 0.85008 | 0.012532 | 0.0070257 | 0.17009 | 0.37147 | 0.64813 | 0 | 0 | 0.85 | 0.85 | 0.85 | 0.85 | 0.93289 | 0.012532 | 0.48498 | 0 | 0
2025-04-02 04:00 | 54039.0493 | 53603.5527 | 0 | 435.4966 | 0 | 0.21348 | 0.21552 | 0.17662 | 92 | 4 | Fall | 0.34209 | 0.36519 | 0.36519 | 0.93361 | 0.16879 | 0.21552 | 0 | 0 | 0.65104 | 0.85008 | 0.012532 | 0.0070257 | 0.17662 | 0.37052 | 0.65104 | 0 | 0 | 0.85 | 0.85 | 0.85 | 0.85 | 0.93361 | 0.012532 | 0.48267 | 0 | 0
2025-04-02 05:00 | 58081.9721 | 57654.361 | 0 | 427.6111 | 0 | 0.20961 | 0.21098 | 0.18496 | 92 | 5 | Fall | 0.34482 | 0.37756 | 0.37756 | 0.93576 | 0.17276 | 0.21098 | 0 | 0 | 0.65104 | 0.85008 | 0.012497 | 0.0064921 | 0.18496 | 0.37314 | 0.65104 | 0 | 0 | 0.85 | 0.85 | 0.85 | 0.85 | 0.93576 | 0.012497 | 0.48379 | 0 | 0
2025-04-02 06:00 | 64563.6325 | 63489.4714 | 672.6694 | 401.4917 | 0.030379 | 0.19681 | 0.19744 | 0.18546 | 92 | 6 | Fall | 0.36517 | 0.39941 | 0.39941 | 0.93715 | 0.18574 | 0.19744 | 0.030379 | 0 | 0.65331 | 0.85008 | 0.012462 | 0.0064921 | 0.18546 | 0.36964 | 0.65331 | 0 | 0 | 0.85 | 0.85 | 0.85 | 0.85 | 0.93715 | 0.012462 | 0.46504 | 0.021265 | 0
2025-04-02 07:00 | 66920.1726 | 62538.0577 | 4043.502 | 338.6129 | 0.18261 | 0.16599 | 0.1658 | 0.16942 | 92 | 7 | Fall | 0.38197 | 0.40891 | 0.40891 | 0.93839 | 0.20415 | 0.1658 | 0.18261 | 0 | 0.65331 | 0.85008 | 0.012392 | 0.0064921 | 0.16942 | 0.36205 | 0.65331 | 0 | 0 | 0.85 | 0.85 | 0.85 | 0.85 | 0.93839 | 0.012392 | 0.44968 | 0.12783 | 0
2025-04-02 08:00 | 65960.334 | 57607.1259 | 8014.105 | 339.1031 | 0.36193 | 0.16623 | 0.16692 | 0.15367 | 92 | 8 | Fall | 0.39185 | 0.40697 | 0.40697 | 0.93566 | 0.21485 | 0.16692 | 0.36193 | 0.16223 | 0.65331 | 0.85008 | 0.012357 | 0.0064921 | 0.15367 | 0.40198 | 0.65331 | 0 | 0 | 0.85 | 0.85 | 0.85 | 0.85 | 0.93566 | 0.012357 | 0.45998 | 0.25335 | 0
2025-04-02 09:00 | 65081.2086 | 53288.4446 | 11439.7234 | 353.0405 | 0.51664 | 0.17306 | 0.17383 | 0.15908 | 92 | 9 | Fall | 0.39166 | 0.40877 | 0.40877 | 0.92982 | 0.21991 | 0.17383 | 0.51664 | 0.44952 | 0.65113 | 0.85008 | 0.012252 | 0.0064921 | 0.15908 | 0.39032 | 0.65113 | 0 | 0 | 0.85 | 0.85 | 0.85 | 0.85 | 0.92982 | 0.012252 | 0.46381 | 0.36165 | 0
2025-04-02 10:00 | 64089.7821 | 49890.971 | 13843.5141 | 355.297 | 0.6252 | 0.17417 | 0.17498 | 0.15948 | 92 | 10 | Fall | 0.40411 | 0.42068 | 0.42068 | 0.92508 | 0.22175 | 0.17498 | 0.6252 | 0.57836 | 0.66261 | 0.85008 | 0.012218 | 0.0064921 | 0.15948 | 0.44411 | 0.66261 | 0 | 0 | 0.85 | 0.85 | 0.85 | 0.85 | 0.92508 | 0.012218 | 0.49846 | 0.43764 | 0
2025-04-02 11:00 | 61561.5822 | 45882.1719 | 15314.6544 | 364.7559 | 0.69164 | 0.1788 | 0.17996 | 0.15787 | 92 | 11 | Fall | 0.41644 | 0.43336 | 0.43336 | 0.9244 | 0.22921 | 0.17996 | 0.69164 | 0.61146 | 0.66261 | 0.85008 | 0.011903 | 0.0067811 | 0.15787 | 0.48314 | 0.66261 | 0 | 0 | 0.85 | 0.85 | 0.85 | 0.85 | 0.9244 | 0.011903 | 0.55063 | 0.48415 | 0
2025-04-02 12:00 | 60724.218 | 44588.3918 | 15763.2615 | 372.5646 | 0.7119 | 0.18263 | 0.18386 | 0.16045 | 92 | 12 | Fall | 0.43539 | 0.4543 | 0.4543 | 0.92402 | 0.24522 | 0.18386 | 0.7119 | 0.64788 | 0.66261 | 0.85008 | 0.011903 | 0.0064921 | 0.16045 | 0.53927 | 0.66261 | 0 | 0 | 0.85 | 0.85 | 0.85 | 0.85 | 0.92402 | 0.011903 | 0.58716 | 0.49833 | 0
2025-04-02 13:00 | 60576.6587 | 45052.7071 | 15146.4612 | 377.4904 | 0.68404 | 0.18504 | 0.18619 | 0.16438 | 92 | 13 | Fall | 0.46136 | 0.47855 | 0.47855 | 0.92234 | 0.2669 | 0.18619 | 0.68404 | 0.6577 | 0.66261 | 0.85008 | 0.011694 | 0.0098579 | 0.16438 | 0.58521 | 0.66261 | 0 | 0 | 0.85 | 0.85 | 0.85 | 0.85 | 0.92234 | 0.011694 | 0.60493 | 0.47883 | 0
2025-04-02 14:00 | 60651.9102 | 46759.6885 | 13502.8947 | 389.327 | 0.60982 | 0.19085 | 0.19207 | 0.16867 | 92 | 14 | Fall | 0.48366 | 0.49376 | 0.49376 | 0.92148 | 0.3113 | 0.19207 | 0.60982 | 0.654 | 0.66424 | 0.85008 | 0.011659 | 0.015065 | 0.16867 | 0.62713 | 0.66424 | 0 | 0 | 0.85 | 0.85 | 0.85 | 0.85 | 0.92148 | 0.011659 | 0.61302 | 0.42687 | 0
2025-04-02 15:00 | 61107.5378 | 49797.8083 | 10902.392 | 407.3375 | 0.49237 | 0.19968 | 0.20107 | 0.1744 | 92 | 15 | Fall | 0.50654 | 0.50702 | 0.50702 | 0.92059 | 0.39325 | 0.20107 | 0.49237 | 0.65838 | 0.66424 | 0.85008 | 0.011415 | 0.018179 | 0.1744 | 0.6525 | 0.66424 | 0 | 0 | 0.85 | 0.85 | 0.85 | 0.85 | 0.92059 | 0.011415 | 0.63439 | 0.34466 | 0.00017779
2025-04-02 16:00 | 62540.7159 | 54622.4847 | 7505.6738 | 412.5574 | 0.33897 | 0.20223 | 0.20346 | 0.18 | 92 | 16 | Fall | 0.52814 | 0.52024 | 0.52024 | 0.92028 | 0.45282 | 0.20346 | 0.33897 | 0.66367 | 0.66641 | 0.85008 | 0.011903 | 0.018609 | 0.18 | 0.68032 | 0.66641 | 0 | 0 | 0.85 | 0.85 | 0.85 | 0.85 | 0.92028 | 0.011903 | 0.64677 | 0.23728 | 0.03688
2025-04-02 17:00 | 64148.9059 | 60070.0789 | 3677.2051 | 401.6219 | 0.16607 | 0.19687 | 0.19778 | 0.18051 | 92 | 17 | Fall | 0.55921 | 0.52787 | 0.52787 | 0.92028 | 0.49849 | 0.19778 | 0.16607 | 0.6549 | 0.66641 | 0.85008 | 0.012497 | 0.02092 | 0.18051 | 0.69339 | 0.66641 | 0 | 0 | 0.85 | 0.85 | 0.85 | 0.85 | 0.92028 | 0.012497 | 0.65974 | 0.11625 | 0.46447
2025-04-02 18:00 | 69905.5391 | 68941.5658 | 549.4984 | 414.4749 | 0.024816 | 0.20317 | 0.20413 | 0.18595 | 92 | 18 | Fall | 0.56981 | 0.53326 | 0.53326 | 0.92026 | 0.51472 | 0.20413 | 0.024816 | 0.58607 | 0.66641 | 0.85008 | 0.012776 | 0.030806 | 0.18595 | 0.72066 | 0.66641 | 0 | 0 | 0.85 | 0.85 | 0.85 | 0.85 | 0.92026 | 0.012776 | 0.67697 | 0.017372 | 0.42382
2025-04-02 19:00 | 69683.9149 | 69257.3236 | 0 | 426.5912 | 0 | 0.20911 | 0.20953 | 0.20156 | 92 | 19 | Fall | 0.58792 | 0.53844 | 0.53844 | 0.92081 | 0.51215 | 0.20953 | 0 | 0.30172 | 0.66641 | 0.85008 | 0.012985 | 0.040504 | 0.20156 | 0.70767 | 0.66641 | 0 | 0 | 0.85 | 0.85 | 0.85 | 0.85 | 0.92081 | 0.012985 | 0.6913 | 0 | 0.3403
2025-04-02 20:00 | 68077.2333 | 67659.7362 | 0 | 417.4971 | 0 | 0.20466 | 0.20377 | 0.22074 | 92 | 20 | Fall | 0.58769 | 0.53296 | 0.53296 | 0.92152 | 0.47501 | 0.20377 | 0 | 0.0006045 | 0.66641 | 0.85008 | 0.012671 | 0.027207 | 0.22074 | 0.69538 | 0.66641 | 0 | 0 | 0.85 | 0.85 | 0.85 | 0.85 | 0.92152 | 0.012671 | 0.69331 | 0 | 0.11348
2025-04-02 21:00 | 65068.9289 | 64663.694 | 0 | 405.2349 | 0 | 0.19864 | 0.19659 | 0.23571 | 92 | 21 | Fall | 0.5589 | 0.51972 | 0.51972 | 0.92369 | 0.43894 | 0.19659 | 0 | 0 | 0.66478 | 0.85008 | 0.012741 | 0.015558 | 0.23571 | 0.62275 | 0.66478 | 0 | 0 | 0.85 | 0.85 | 0.85 | 0.85 | 0.92369 | 0.012741 | 0.67279 | 0 | 0.16147
2025-04-02 22:00 | 60419.6765 | 60021.6124 | 0 | 398.064 | 0 | 0.19513 | 0.19276 | 0.23802 | 92 | 22 | Fall | 0.51728 | 0.4948 | 0.4948 | 0.92621 | 0.40003 | 0.19276 | 0 | 0 | 0.66478 | 0.85008 | 0.012881 | 0.0070257 | 0.23802 | 0.54639 | 0.66478 | 0 | 0 | 0.85 | 0.85 | 0.85 | 0.85 | 0.92621 | 0.012881 | 0.63052 | 0 | 0.1153
2025-04-02 23:00 | 56039.467 | 55645.3866 | 0 | 394.0804 | 0 | 0.19318 | 0.19111 | 0.23054 | 92 | 23 | Fall | 0.47532 | 0.45627 | 0.45627 | 0.92842 | 0.36928 | 0.19111 | 0 | 0 | 0.65567 | 0.85008 | 0.012252 | 0.0070257 | 0.23054 | 0.47566 | 0.65567 | 0 | 0 | 0.85 | 0.85 | 0.85 | 0.85 | 0.92842 | 0.012252 | 0.56646 | 0 | 0.067351
2025-04-03 00:00 | 54189.6641 | 53791.375 | 0 | 398.2891 | 0 | 0.19524 | 0.19368 | 0.22342 | 93 | 0 | Fall | 0.40086 | 0.41408 | 0.41408 | 0.9324 | 0.29275 | 0.19368 | 0 | 0 | 0.65196 | 0.85008 | 0.011834 | 0.0070257 | 0.22342 | 0.40145 | 0.65196 | 0 | 0 | 0.85 | 0.85 | 0.85 | 0.85 | 0.9324 | 0.011834 | 0.52583 | 0 | 0.01542
2025-04-03 01:00 | 53625.6426 | 53221.9922 | 0 | 403.6504 | 0 | 0.19787 | 0.19692 | 0.21509 | 93 | 1 | Fall | 0.37675 | 0.40095 | 0.40095 | 0.93332 | 0.26062 | 0.19692 | 0 | 0 | 0.65196 | 0.85008 | 0.012078 | 0.0070257 | 0.21509 | 0.38521 | 0.65196 | 0 | 0 | 0.85 | 0.85 | 0.85 | 0.85 | 0.93332 | 0.012078 | 0.49927 | 0 | 0
2025-04-03 02:00 | 53533.5567 | 53133.4252 | 0 | 400.1315 | 0 | 0.19614 | 0.19553 | 0.20724 | 93 | 2 | Fall | 0.36036 | 0.37824 | 0.37824 | 0.93336 | 0.22473 | 0.19553 | 0 | 0 | 0.65196 | 0.85008 | 0.012357 | 0.0070257 | 0.20724 | 0.38017 | 0.65196 | 0 | 0 | 0.85 | 0.85 | 0.85 | 0.85 | 0.93336 | 0.012357 | 0.49291 | 0 | 0
2025-04-03 03:00 | 53521.6845 | 53130.4289 | 0 | 391.2555 | 0 | 0.19179 | 0.19107 | 0.20486 | 93 | 3 | Fall | 0.34783 | 0.36163 | 0.36163 | 0.93289 | 0.18289 | 0.19107 | 0 | 0 | 0.64813 | 0.85008 | 0.012532 | 0.0070257 | 0.20486 | 0.37147 | 0.64813 | 0 | 0 | 0.85 | 0.85 | 0.85 | 0.85 | 0.93289 | 0.012532 | 0.48498 | 0 | 0
2025-04-03 04:00 | 54039.0493 | 53665.824 | 0 | 373.2253 | 0 | 0.18295 | 0.18175 | 0.20475 | 93 | 4 | Fall | 0.34209 | 0.36519 | 0.36519 | 0.93361 | 0.16879 | 0.18175 | 0 | 0 | 0.65104 | 0.85008 | 0.012532 | 0.0070257 | 0.20475 | 0.37052 | 0.65104 | 0 | 0 | 0.85 | 0.85 | 0.85 | 0.85 | 0.93361 | 0.012532 | 0.48267 | 0 | 0
2025-04-03 05:00 | 58081.9721 | 57720.4323 | 0 | 361.5399 | 0 | 0.17723 | 0.17578 | 0.20333 | 93 | 5 | Fall | 0.34482 | 0.37756 | 0.37756 | 0.93576 | 0.17276 | 0.17578 | 0 | 0 | 0.65104 | 0.85008 | 0.012497 | 0.0064921 | 0.20333 | 0.37314 | 0.65104 | 0 | 0 | 0.85 | 0.85 | 0.85 | 0.85 | 0.93576 | 0.012497 | 0.48379 | 0 | 0
2025-04-03 06:00 | 64563.6325 | 63610.5855 | 617.023 | 336.024 | 0.027866 | 0.16472 | 0.16321 | 0.19205 | 93 | 6 | Fall | 0.36517 | 0.39941 | 0.39941 | 0.93715 | 0.18574 | 0.16321 | 0.027866 | 0 | 0.65331 | 0.85008 | 0.012462 | 0.0064921 | 0.19205 | 0.36964 | 0.65331 | 0 | 0 | 0.85 | 0.85 | 0.85 | 0.85 | 0.93715 | 0.012462 | 0.46504 | 0.019506 | 0
2025-04-03 07:00 | 66894.5832 | 63041.0794 | 3594.2932 | 259.2106 | 0.16233 | 0.12706 | 0.1252 | 0.16082 | 93 | 7 | Fall | 0.38197 | 0.40891 | 0.40891 | 0.93839 | 0.20415 | 0.1252 | 0.16233 | 0 | 0.65331 | 0.85008 | 0.012392 | 0.0064921 | 0.16082 | 0.36205 | 0.65331 | 0 | 0 | 0.85 | 0.85 | 0.85 | 0.85 | 0.93839 | 0.012392 | 0.44968 | 0.11363 | 0
2025-04-03 08:00 | 65960.334 | 58579.0548 | 7139.4867 | 241.7925 | 0.32243 | 0.11853 | 0.1172 | 0.14247 | 93 | 8 | Fall | 0.39185 | 0.40697 | 0.40697 | 0.93566 | 0.21485 | 0.1172 | 0.32243 | 0.16223 | 0.65331 | 0.85008 | 0.012357 | 0.0064921 | 0.14247 | 0.40198 | 0.65331 | 0 | 0 | 0.85 | 0.85 | 0.85 | 0.85 | 0.93566 | 0.012357 | 0.45998 | 0.2257 | 0
2025-04-03 09:00 | 65081.2086 | 54877.091 | 9961.4634 | 242.6542 | 0.44988 | 0.11895 | 0.1173 | 0.14871 | 93 | 9 | Fall | 0.39166 | 0.40877 | 0.40877 | 0.92982 | 0.21991 | 0.1173 | 0.44988 | 0.44952 | 0.65113 | 0.85008 | 0.012252 | 0.0064921 | 0.14871 | 0.39032 | 0.65113 | 0 | 0 | 0.85 | 0.85 | 0.85 | 0.85 | 0.92982 | 0.012252 | 0.46381 | 0.31492 | 0
2025-04-03 10:00 | 64089.7821 | 51815.2487 | 12032.583 | 241.9504 | 0.54342 | 0.1186 | 0.11688 | 0.14976 | 93 | 10 | Fall | 0.40411 | 0.42068 | 0.42068 | 0.92508 | 0.22175 | 0.11688 | 0.54342 | 0.57836 | 0.66261 | 0.85008 | 0.012218 | 0.0064921 | 0.14976 | 0.44411 | 0.66261 | 0 | 0 | 0.85 | 0.85 | 0.85 | 0.85 | 0.92508 | 0.012218 | 0.49846 | 0.38039 | 0
2025-04-03 11:00 | 61561.5822 | 47990.2177 | 13333.4973 | 237.8671 | 0.60217 | 0.1166 | 0.11513 | 0.14317 | 93 | 11 | Fall | 0.41644 | 0.43336 | 0.43336 | 0.9244 | 0.22921 | 0.11513 | 0.60217 | 0.61146 | 0.66261 | 0.85008 | 0.011903 | 0.0067811 | 0.14317 | 0.48314 | 0.66261 | 0 | 0 | 0.85 | 0.85 | 0.85 | 0.85 | 0.9244 | 0.011903 | 0.55063 | 0.42152 | 0
2025-04-03 12:00 | 60724.218 | 47049.9102 | 13429.9586 | 244.3492 | 0.60652 | 0.11978 | 0.11808 | 0.1504 | 93 | 12 | Fall | 0.43539 | 0.4543 | 0.4543 | 0.92402 | 0.24522 | 0.11808 | 0.60652 | 0.64788 | 0.66261 | 0.85008 | 0.011903 | 0.0064921 | 0.1504 | 0.53927 | 0.66261 | 0 | 0 | 0.85 | 0.85 | 0.85 | 0.85 | 0.92402 | 0.011903 | 0.58716 | 0.42457 | 0
2025-04-03 13:00 | 60576.6587 | 47824.4805 | 12486.1357 | 266.0425 | 0.5639 | 0.13041 | 0.12891 | 0.15753 | 93 | 13 | Fall | 0.46136 | 0.47855 | 0.47855 | 0.92234 | 0.2669 | 0.12891 | 0.5639 | 0.6577 | 0.66261 | 0.85008 | 0.011694 | 0.0098579 | 0.15753 | 0.58521 | 0.66261 | 0 | 0 | 0.85 | 0.85 | 0.85 | 0.85 | 0.92234 | 0.011694 | 0.60493 | 0.39473 | 0
2025-04-03 14:00 | 60651.9102 | 49370.5243 | 10989.3654 | 292.0205 | 0.4963 | 0.14315 | 0.14215 | 0.16114 | 93 | 14 | Fall | 0.48366 | 0.49376 | 0.49376 | 0.92148 | 0.3113 | 0.14215 | 0.4963 | 0.654 | 0.66424 | 0.85008 | 0.011659 | 0.015065 | 0.16114 | 0.62713 | 0.66424 | 0 | 0 | 0.85 | 0.85 | 0.85 | 0.85 | 0.92148 | 0.011659 | 0.61302 | 0.34741 | 0
2025-04-03 15:00 | 61107.5378 | 51782.2292 | 9009.0171 | 316.2915 | 0.40687 | 0.15504 | 0.15435 | 0.16768 | 93 | 15 | Fall | 0.50654 | 0.50702 | 0.50702 | 0.92059 | 0.39325 | 0.15435 | 0.40687 | 0.65838 | 0.66424 | 0.85008 | 0.011415 | 0.018179 | 0.16768 | 0.6525 | 0.66424 | 0 | 0 | 0.85 | 0.85 | 0.85 | 0.85 | 0.92059 | 0.011415 | 0.63439 | 0.28481 | 0.00017779
2025-04-03 16:00 | 62540.7159 | 55960.8202 | 6250.3712 | 329.5245 | 0.28228 | 0.16153 | 0.16112 | 0.16904 | 93 | 16 | Fall | 0.52814 | 0.52024 | 0.52024 | 0.92028 | 0.45282 | 0.16112 | 0.28228 | 0.66367 | 0.66641 | 0.85008 | 0.011903 | 0.018609 | 0.16904 | 0.68032 | 0.66641 | 0 | 0 | 0.85 | 0.85 | 0.85 | 0.85 | 0.92028 | 0.011903 | 0.64677 | 0.1976 | 0.03688
2025-04-03 17:00 | 64119.6609 | 60683.9074 | 3102.7187 | 333.0348 | 0.14013 | 0.16325 | 0.16304 | 0.16701 | 93 | 17 | Fall | 0.55921 | 0.52787 | 0.52787 | 0.92028 | 0.49849 | 0.16304 | 0.14013 | 0.6549 | 0.66641 | 0.85008 | 0.012497 | 0.02092 | 0.16701 | 0.69339 | 0.66641 | 0 | 0 | 0.85 | 0.85 | 0.85 | 0.85 | 0.92028 | 0.012497 | 0.65974 | 0.098088 | 0.46447
2025-04-03 18:00 | 69905.5391 | 69044.7622 | 501.3143 | 359.4627 | 0.02264 | 0.17621 | 0.17628 | 0.17483 | 93 | 18 | Fall | 0.56981 | 0.53326 | 0.53326 | 0.92026 | 0.51472 | 0.17628 | 0.02264 | 0.58607 | 0.66641 | 0.85008 | 0.012776 | 0.030806 | 0.17483 | 0.72066 | 0.66641 | 0 | 0 | 0.85 | 0.85 | 0.85 | 0.85 | 0.92026 | 0.012776 | 0.67697 | 0.015848 | 0.42382
2025-04-03 19:00 | 69683.9149 | 69286.1177 | 0 | 397.7971 | 0 | 0.195 | 0.19575 | 0.18142 | 93 | 19 | Fall | 0.58792 | 0.53844 | 0.53844 | 0.92081 | 0.51215 | 0.19575 | 0 | 0.30172 | 0.66641 | 0.85008 | 0.012985 | 0.040504 | 0.18142 | 0.70767 | 0.66641 | 0 | 0 | 0.85 | 0.85 | 0.85 | 0.85 | 0.92081 | 0.012985 | 0.6913 | 0 | 0.3403
2025-04-03 20:00 | 68077.2333 | 67669.6965 | 0 | 407.5367 | 0 | 0.19977 | 0.20109 | 0.1759 | 93 | 20 | Fall | 0.58769 | 0.53296 | 0.53296 | 0.92152 | 0.47501 | 0.20109 | 0 | 0.0006045 | 0.66641 | 0.85008 | 0.012671 | 0.027207 | 0.1759 | 0.69538 | 0.66641 | 0 | 0 | 0.85 | 0.85 | 0.85 | 0.85 | 0.92152 | 0.012671 | 0.69331 | 0 | 0.11348
2025-04-03 21:00 | 65068.9289 | 64662.7223 | 0 | 406.2065 | 0 | 0.19912 | 0.20061 | 0.17218 | 93 | 21 | Fall | 0.5589 | 0.51972 | 0.51972 | 0.92369 | 0.43894 | 0.20061 | 0 | 0 | 0.66478 | 0.85008 | 0.012741 | 0.015558 | 0.17218 | 0.62275 | 0.66478 | 0 | 0 | 0.85 | 0.85 | 0.85 | 0.85 | 0.92369 | 0.012741 | 0.67279 | 0 | 0.16147
2025-04-03 22:00 | 60419.6765 | 60014.1559 | 0 | 405.5206 | 0 | 0.19878 | 0.20045 | 0.16867 | 93 | 22 | Fall | 0.51728 | 0.4948 | 0.4948 | 0.92621 | 0.40003 | 0.20045 | 0 | 0 | 0.66478 | 0.85008 | 0.012881 | 0.0070257 | 0.16867 | 0.54639 | 0.66478 | 0 | 0 | 0.85 | 0.85 | 0.85 | 0.85 | 0.92621 | 0.012881 | 0.63052 | 0 | 0.1153
2025-04-03 23:00 | 56039.467 | 55635.6478 | 0 | 403.8193 | 0 | 0.19795 | 0.19995 | 0.16184 | 93 | 23 | Fall | 0.47532 | 0.45627 | 0.45627 | 0.92842 | 0.36928 | 0.19995 | 0 | 0 | 0.65567 | 0.85008 | 0.012252 | 0.0070257 | 0.16184 | 0.47566 | 0.65567 | 0 | 0 | 0.85 | 0.85 | 0.85 | 0.85 | 0.92842 | 0.012252 | 0.56646 | 0 | 0.067351
2025-04-04 00:00 | 54189.6641 | 53772.9336 | 0 | 416.7305 | 0 | 0.20428 | 0.20678 | 0.15911 | 94 | 0 | Fall | 0.40086 | 0.41408 | 0.41408 | 0.9324 | 0.29275 | 0.20678 | 0 | 0 | 0.65196 | 0.85008 | 0.011834 | 0.0070257 | 0.15911 | 0.40145 | 0.65196 | 0 | 0 | 0.85 | 0.85 | 0.85 | 0.85 | 0.9324 | 0.011834 | 0.52583 | 0 | 0.01542
2025-04-04 01:00 | 53625.6426 | 53192.7739 | 0 | 432.8687 | 0 | 0.21219 | 0.21485 | 0.16404 | 94 | 1 | Fall | 0.37675 | 0.40095 | 0.40095 | 0.93332 | 0.26062 | 0.21485 | 0 | 0 | 0.65196 | 0.85008 | 0.012078 | 0.0070257 | 0.16404 | 0.38521 | 0.65196 | 0 | 0 | 0.85 | 0.85 | 0.85 | 0.85 | 0.93332 | 0.012078 | 0.49927 | 0 | 0
2025-04-04 02:00 | 53533.5567 | 53092.1246 | 0 | 441.4321 | 0 | 0.21639 | 0.21891 | 0.17076 | 94 | 2 | Fall | 0.36036 | 0.37824 | 0.37824 | 0.93336 | 0.22473 | 0.21891 | 0 | 0 | 0.65196 | 0.85008 | 0.012357 | 0.0070257 | 0.17076 | 0.38017 | 0.65196 | 0 | 0 | 0.85 | 0.85 | 0.85 | 0.85 | 0.93336 | 0.012357 | 0.49291 | 0 | 0
2025-04-04 03:00 | 53521.6845 | 53071.2589 | 0 | 450.4256 | 0 | 0.2208 | 0.22337 | 0.17424 | 94 | 3 | Fall | 0.34783 | 0.36163 | 0.36163 | 0.93289 | 0.18289 | 0.22337 | 0 | 0 | 0.64813 | 0.85008 | 0.012532 | 0.0070257 | 0.17424 | 0.37147 | 0.64813 | 0 | 0 | 0.85 | 0.85 | 0.85 | 0.85 | 0.93289 | 0.012532 | 0.48498 | 0 | 0
2025-04-04 04:00 | 54039.0493 | 53581.3838 | 0 | 457.6655 | 0 | 0.22435 | 0.22671 | 0.18166 | 94 | 4 | Fall | 0.34209 | 0.36519 | 0.36519 | 0.93361 | 0.16879 | 0.22671 | 0 | 0 | 0.65104 | 0.85008 | 0.012532 | 0.0070257 | 0.18166 | 0.37052 | 0.65104 | 0 | 0 | 0.85 | 0.85 | 0.85 | 0.85 | 0.93361 | 0.012532 | 0.48267 | 0 | 0
2025-04-04 05:00 | 58081.9721 | 57615.827 | 0 | 466.1452 | 0 | 0.2285 | 0.23032 | 0.19559 | 94 | 5 | Fall | 0.34482 | 0.37756 | 0.37756 | 0.93576 | 0.17276 | 0.23032 | 0 | 0 | 0.65104 | 0.85008 | 0.012497 | 0.0064921 | 0.19559 | 0.37314 | 0.65104 | 0 | 0 | 0.85 | 0.85 | 0.85 | 0.85 | 0.93576 | 0.012497 | 0.48379 | 0 | 0
2025-04-04 06:00 | 64563.6325 | 63701.3338 | 403.8178 | 458.4809 | 0.018237 | 0.22475 | 0.22604 | 0.20127 | 94 | 6 | Fall | 0.36517 | 0.39941 | 0.39941 | 0.93715 | 0.18574 | 0.22604 | 0.018237 | 0 | 0.65331 | 0.85008 | 0.012462 | 0.0064921 | 0.20127 | 0.36964 | 0.65331 | 0 | 0 | 0.85 | 0.85 | 0.85 | 0.85 | 0.93715 | 0.012462 | 0.46504 | 0.012766 | 0
2025-04-04 07:00 | 66869.8138 | 64140.4763 | 2311.6607 | 417.6767 | 0.1044 | 0.20474 | 0.20545 | 0.19192 | 94 | 7 | Fall | 0.38197 | 0.40891 | 0.40891 | 0.93839 | 0.20415 | 0.20545 | 0.1044 | 0 | 0.65331 | 0.85008 | 0.012392 | 0.0064921 | 0.19192 | 0.36205 | 0.65331 | 0 | 0 | 0.85 | 0.85 | 0.85 | 0.85 | 0.93839 | 0.012392 | 0.44968 | 0.073079 | 0
2025-04-04 08:00 | 65960.334 | 60844.8214 | 4697.1977 | 418.3149 | 0.21213 | 0.20506 | 0.2061 | 0.18627 | 94 | 8 | Fall | 0.39185 | 0.40697 | 0.40697 | 0.93566 | 0.21485 | 0.2061 | 0.21213 | 0.16223 | 0.65331 | 0.85008 | 0.012357 | 0.0064921 | 0.18627 | 0.40198 | 0.65331 | 0 | 0 | 0.85 | 0.85 | 0.85 | 0.85 | 0.93566 | 0.012357 | 0.45998 | 0.14849 | 0
2025-04-04 09:00 | 65081.2086 | 57641.8553 | 6977.9066 | 461.4466 | 0.31514 | 0.2262 | 0.22811 | 0.1916 | 94 | 9 | Fall | 0.39166 | 0.40877 | 0.40877 | 0.92982 | 0.21991 | 0.22811 | 0.31514 | 0.44952 | 0.65113 | 0.85008 | 0.012252 | 0.0064921 | 0.1916 | 0.39032 | 0.65113 | 0 | 0 | 0.85 | 0.85 | 0.85 | 0.85 | 0.92982 | 0.012252 | 0.46381 | 0.2206 | 0
2025-04-04 10:00 | 64089.7821 | 55208.3341 | 8416.415 | 465.033 | 0.3801 | 0.22796 | 0.23024 | 0.18664 | 94 | 10 | Fall | 0.40411 | 0.42068 | 0.42068 | 0.92508 | 0.22175 | 0.23024 | 0.3801 | 0.57836 | 0.66261 | 0.85008 | 0.012218 | 0.0064921 | 0.18664 | 0.44411 | 0.66261 | 0 | 0 | 0.85 | 0.85 | 0.85 | 0.85 | 0.92508 | 0.012218 | 0.49846 | 0.26607 | 0
2025-04-04 11:00 | 61561.5822 | 52013.0926 | 9092.7951 | 455.6945 | 0.41065 | 0.22338 | 0.22544 | 0.18611 | 94 | 11 | Fall | 0.41644 | 0.43336 | 0.43336 | 0.9244 | 0.22921 | 0.22544 | 0.41065 | 0.61146 | 0.66261 | 0.85008 | 0.011903 | 0.0067811 | 0.18611 | 0.48314 | 0.66261 | 0 | 0 | 0.85 | 0.85 | 0.85 | 0.85 | 0.9244 | 0.011903 | 0.55063 | 0.28745 | 0
2025-04-04 12:00 | 60724.218 | 51161.5417 | 9117.4076 | 445.2686 | 0.41176 | 0.21827 | 0.2199 | 0.18884 | 94 | 12 | Fall | 0.43539 | 0.4543 | 0.4543 | 0.92402 | 0.24522 | 0.2199 | 0.41176 | 0.64788 | 0.66261 | 0.85008 | 0.011903 | 0.0064921 | 0.18884 | 0.53927 | 0.66261 | 0 | 0 | 0.85 | 0.85 | 0.85 | 0.85 | 0.92402 | 0.011903 | 0.58716 | 0.28823 | 0
2025-04-04 13:00 | 60576.6587 | 51529.5851 | 8613.9799 | 433.0937 | 0.38902 | 0.2123 | 0.21343 | 0.19192 | 94 | 13 | Fall | 0.46136 | 0.47855 | 0.47855 | 0.92234 | 0.2669 | 0.21343 | 0.38902 | 0.6577 | 0.66261 | 0.85008 | 0.011694 | 0.0098579 | 0.19192 | 0.58521 | 0.66261 | 0 | 0 | 0.85 | 0.85 | 0.85 | 0.85 | 0.92234 | 0.011694 | 0.60493 | 0.27232 | 0
2025-04-04 14:00 | 60651.9102 | 52604.0404 | 7612.5229 | 435.3469 | 0.3438 | 0.21341 | 0.21363 | 0.20936 | 94 | 14 | Fall | 0.48366 | 0.49376 | 0.49376 | 0.92148 | 0.3113 | 0.21363 | 0.3438 | 0.654 | 0.66424 | 0.85008 | 0.011659 | 0.015065 | 0.20936 | 0.62713 | 0.66424 | 0 | 0 | 0.85 | 0.85 | 0.85 | 0.85 | 0.92148 | 0.011659 | 0.61302 | 0.24066 | 0
2025-04-04 15:00 | 61107.5378 | 54663.3721 | 5999.8871 | 444.2786 | 0.27097 | 0.21778 | 0.2168 | 0.2355 | 94 | 15 | Fall | 0.50654 | 0.50702 | 0.50702 | 0.92059 | 0.39325 | 0.2168 | 0.27097 | 0.65838 | 0.66424 | 0.85008 | 0.011415 | 0.018179 | 0.2355 | 0.6525 | 0.66424 | 0 | 0 | 0.85 | 0.85 | 0.85 | 0.85 | 0.92059 | 0.011415 | 0.63439 | 0.18968 | 0.00017779
2025-04-04 16:00 | 62540.7159 | 58198.879 | 3879.1545 | 462.6825 | 0.17519 | 0.22681 | 0.2252 | 0.2558 | 94 | 16 | Fall | 0.52814 | 0.52024 | 0.52024 | 0.92028 | 0.45282 | 0.2252 | 0.17519 | 0.66367 | 0.66641 | 0.85008 | 0.011903 | 0.018609 | 0.2558 | 0.68032 | 0.66641 | 0 | 0 | 0.85 | 0.85 | 0.85 | 0.85 | 0.92028 | 0.011903 | 0.64677 | 0.12263 | 0.03688
2025-04-04 17:00 | 64091.3529 | 61716.263 | 1897.4496 | 477.6404 | 0.085693 | 0.23414 | 0.23273 | 0.2595 | 94 | 17 | Fall | 0.55921 | 0.52787 | 0.52787 | 0.92028 | 0.49849 | 0.23273 | 0.085693 | 0.6549 | 0.66641 | 0.85008 | 0.012497 | 0.02092 | 0.2595 | 0.69339 | 0.66641 | 0 | 0 | 0.85 | 0.85 | 0.85 | 0.85 | 0.92028 | 0.012497 | 0.65974 | 0.059985 | 0.46447
2025-04-04 18:00 | 69905.5391 | 69050.8623 | 345.3454 | 509.3315 | 0.015596 | 0.24967 | 0.24913 | 0.25953 | 94 | 18 | Fall | 0.56981 | 0.53326 | 0.53326 | 0.92026 | 0.51472 | 0.24913 | 0.015596 | 0.58607 | 0.66641 | 0.85008 | 0.012776 | 0.030806 | 0.25953 | 0.72066 | 0.66641 | 0 | 0 | 0.85 | 0.85 | 0.85 | 0.85 | 0.92026 | 0.012776 | 0.67697 | 0.010918 | 0.42382
2025-04-04 19:00 | 69683.9149 | 69152.2369 | 0 | 531.6779 | 0 | 0.26063 | 0.25996 | 0.27276 | 94 | 19 | Fall | 0.58792 | 0.53844 | 0.53844 | 0.92081 | 0.51215 | 0.25996 | 0 | 0.30172 | 0.66641 | 0.85008 | 0.012985 | 0.040504 | 0.27276 | 0.70767 | 0.66641 | 0 | 0 | 0.85 | 0.85 | 0.85 | 0.85 | 0.92081 | 0.012985 | 0.6913 | 0 | 0.3403
2025-04-04 20:00 | 68077.2333 | 67529.1052 | 0 | 548.1281 | 0 | 0.26869 | 0.26817 | 0.27806 | 94 | 20 | Fall | 0.58769 | 0.53296 | 0.53296 | 0.92152 | 0.47501 | 0.26817 | 0 | 0.0006045 | 0.66641 | 0.85008 | 0.012671 | 0.027207 | 0.27806 | 0.69538 | 0.66641 | 0 | 0 | 0.85 | 0.85 | 0.85 | 0.85 | 0.92152 | 0.012671 | 0.69331 | 0 | 0.11348
2025-04-04 21:00 | 65068.9289 | 64512.1387 | 0 | 556.7902 | 0 | 0.27294 | 0.27221 | 0.28607 | 94 | 21 | Fall | 0.5589 | 0.51972 | 0.51972 | 0.92369 | 0.43894 | 0.27221 | 0 | 0 | 0.66478 | 0.85008 | 0.012741 | 0.015558 | 0.28607 | 0.62275 | 0.66478 | 0 | 0 | 0.85 | 0.85 | 0.85 | 0.85 | 0.92369 | 0.012741 | 0.67279 | 0 | 0.16147
2025-04-04 22:00 | 60419.6765 | 59863.9396 | 0 | 555.7369 | 0 | 0.27242 | 0.27179 | 0.28385 | 94 | 22 | Fall | 0.51728 | 0.4948 | 0.4948 | 0.92621 | 0.40003 | 0.27179 | 0 | 0 | 0.66478 | 0.85008 | 0.012881 | 0.0070257 | 0.28385 | 0.54639 | 0.66478 | 0 | 0 | 0.85 | 0.85 | 0.85 | 0.85 | 0.92621 | 0.012881 | 0.63052 | 0 | 0.1153
2025-04-04 23:00 | 56039.467 | 55491.2794 | 0 | 548.1876 | 0 | 0.26872 | 0.26845 | 0.27354 | 94 | 23 | Fall | 0.47532 | 0.45627 | 0.45627 | 0.92842 | 0.36928 | 0.26845 | 0 | 0 | 0.65567 | 0.85008 | 0.012252 | 0.0070257 | 0.27354 | 0.47566 | 0.65567 | 0 | 0 | 0.85 | 0.85 | 0.85 | 0.85 | 0.92842 | 0.012252 | 0.56646 | 0 | 0.067351
2025-04-05 00:00 | 32214.6136 | 31666.6844 | 0 | 547.9292 | 0 | 0.26859 | 0.26873 | 0.26604 | 95 | 0 | Spring | 0.27877 | 0.32807 | 0.32807 | 0.86806 | 0.41526 | 0.26873 | 0 | 0 | 0.64562 | 0.85008 | 0.0133 | 0.00079999 | 0.26604 | 0.22892 | 0.64562 | 0 | 0 | 0.85 | 0.85 | 0.85 | 0.85 | 0.86806 | 0.0133 | 0.36461 | 0 | 0.048952
2025-04-05 01:00 | 31699.534 | 31132.7754 | 0 | 566.7587 | 0 | 0.27782 | 0.27824 | 0.27035 | 95 | 1 | Spring | 0.27126 | 0.31736 | 0.31736 | 0.87726 | 0.38 | 0.27824 | 0 | 0 | 0.64562 | 0.85008 | 0.012357 | 0.00079999 | 0.27035 | 0.2248 | 0.64562 | 0 | 0 | 0.85 | 0.85 | 0.85 | 0.85 | 0.87726 | 0.012357 | 0.36019 | 0 | 0
2025-04-05 02:00 | 31676.1882 | 31078.7985 | 0 | 597.3897 | 0 | 0.29284 | 0.29354 | 0.28007 | 95 | 2 | Spring | 0.2611 | 0.30561 | 0.30561 | 0.87644 | 0.34552 | 0.29354 | 0 | 0 | 0.64562 | 0.85008 | 0.012462 | 0.00079999 | 0.28007 | 0.21959 | 0.64562 | 0 | 0 | 0.85 | 0.85 | 0.85 | 0.85 | 0.87644 | 0.012462 | 0.35507 | 0 | 0.0076969
2025-04-05 03:00 | 31761.7661 | 31137.345 | 0 | 624.4211 | 0 | 0.30609 | 0.30721 | 0.28591 | 95 | 3 | Spring | 0.25348 | 0.29808 | 0.29808 | 0.87591 | 0.33422 | 0.30721 | 0 | 0 | 0.64562 | 0.85008 | 0.013439 | 0.00079999 | 0.28591 | 0.21762 | 0.64562 | 0 | 0 | 0.85 | 0.85 | 0.85 | 0.85 | 0.87591 | 0.013439 | 0.3547 | 0 | 0
2025-04-05 04:00 | 32096.8076 | 31451.2448 | 0 | 645.5628 | 0 | 0.31645 | 0.31801 | 0.28824 | 95 | 4 | Spring | 0.24517 | 0.29516 | 0.29516 | 0.87706 | 0.32769 | 0.31801 | 0 | 0 | 0.64562 | 0.85008 | 0.013579 | 0.00079999 | 0.28824 | 0.22054 | 0.64562 | 0 | 0 | 0.85 | 0.85 | 0.85 | 0.85 | 0.87706 | 0.013579 | 0.36068 | 0 | 0
2025-04-05 05:00 | 34320.5911 | 33659.3163 | 0 | 661.2748 | 0 | 0.32415 | 0.32599 | 0.291 | 95 | 5 | Spring | 0.24319 | 0.29542 | 0.29542 | 0.87925 | 0.32324 | 0.32599 | 0 | 0 | 0.64562 | 0.85008 | 0.013719 | 0.00079999 | 0.291 | 0.24903 | 0.64562 | 0 | 0 | 0.85 | 0.85 | 0.85 | 0.85 | 0.87925 | 0.013719 | 0.38813 | 0 | 0
2025-04-05 06:00 | 36255.3701 | 35162.3538 | 443.0176 | 649.9987 | 0.020008 | 0.31863 | 0.3198 | 0.2974 | 95 | 6 | Spring | 0.25416 | 0.29826 | 0.29826 | 0.88123 | 0.35611 | 0.3198 | 0.020008 | 0 | 0.6501 | 0.85008 | 0.013404 | 0.00083936 | 0.2974 | 0.30317 | 0.6501 | 0 | 0 | 0.85 | 0.85 | 0.85 | 0.85 | 0.88123 | 0.013404 | 0.4151 | 0.014005 | 0
2025-04-05 07:00 | 36886.1545 | 34084.8528 | 2205.2123 | 596.0894 | 0.099592 | 0.2922 | 0.29232 | 0.29006 | 95 | 7 | Spring | 0.26383 | 0.30635 | 0.30635 | 0.88211 | 0.39696 | 0.29232 | 0.099592 | 0 | 0.65669 | 0.85008 | 0.012671 | 0.0010882 | 0.29006 | 0.29 | 0.65669 | 0 | 0 | 0.85 | 0.85 | 0.85 | 0.85 | 0.88211 | 0.012671 | 0.40054 | 0.069714 | 0.0096656
2025-04-05 08:00 | 38905.7185 | 34078.3936 | 4202.1265 | 625.1984 | 0.18978 | 0.30647 | 0.30733 | 0.291 | 95 | 8 | Spring | 0.26441 | 0.30255 | 0.30255 | 0.88442 | 0.42633 | 0.30733 | 0.18978 | 0 | 0.65669 | 0.85008 | 0.012183 | 0.0010228 | 0.291 | 0.28372 | 0.65669 | 0 | 0 | 0.85 | 0.85 | 0.85 | 0.85 | 0.88442 | 0.012183 | 0.39226 | 0.13284 | 0.029613
2025-04-05 09:00 | 40362.7354 | 33628.074 | 6068.3806 | 666.2808 | 0.27406 | 0.32661 | 0.32814 | 0.29896 | 95 | 9 | Spring | 0.25911 | 0.30095 | 0.30095 | 0.88542 | 0.45108 | 0.32814 | 0.27406 | 0.38061 | 0.65642 | 0.85008 | 0.011659 | 0.00079999 | 0.29896 | 0.26073 | 0.65642 | 0 | 0 | 0.85 | 0.85 | 0.85 | 0.85 | 0.88542 | 0.011659 | 0.37528 | 0.19184 | 0
2025-04-05 10:00 | 40493.4698 | 32248.5297 | 7583.0392 | 661.9009 | 0.34247 | 0.32446 | 0.32583 | 0.29976 | 95 | 10 | Spring | 0.26146 | 0.29721 | 0.29721 | 0.88641 | 0.4463 | 0.32583 | 0.34247 | 0.64871 | 0.65688 | 0.85008 | 0.011484 | 0.00079999 | 0.29976 | 0.27476 | 0.65688 | 0 | 0 | 0.85 | 0.85 | 0.85 | 0.85 | 0.88641 | 0.011484 | 0.37825 | 0.23973 | 0
2025-04-05 11:00 | 40150.4863 | 30833.5091 | 8672.3595 | 644.6177 | 0.39166 | 0.31599 | 0.31715 | 0.29502 | 95 | 11 | Spring | 0.25473 | 0.28311 | 0.28311 | 0.88809 | 0.41276 | 0.31715 | 0.39166 | 0.69148 | 0.65688 | 0.85008 | 0.01138 | 0.00079999 | 0.29502 | 0.29695 | 0.65688 | 0 | 0 | 0.85 | 0.85 | 0.85 | 0.85 | 0.88809 | 0.01138 | 0.38376 | 0.27416 | 0.0092363
2025-04-05 12:00 | 39517.934 | 29814.5229 | 9093.2254 | 610.1857 | 0.41067 | 0.29911 | 0.30011 | 0.28098 | 95 | 12 | Spring | 0.24979 | 0.27224 | 0.27224 | 0.88874 | 0.38152 | 0.30011 | 0.41067 | 0.67553 | 0.65688 | 0.85008 | 0.011484 | 0.00080167 | 0.28098 | 0.31905 | 0.65688 | 0 | 0 | 0.85 | 0.85 | 0.85 | 0.85 | 0.88874 | 0.011484 | 0.39243 | 0.28747 | 0.0092363
2025-04-05 13:00 | 37298.7595 | 28089.6919 | 8637.2594 | 571.8083 | 0.39008 | 0.2803 | 0.28101 | 0.26746 | 95 | 13 | Spring | 0.2448 | 0.25993 | 0.25993 | 0.88865 | 0.35645 | 0.28101 | 0.39008 | 0.66427 | 0.65688 | 0.85008 | 0.010123 | 0.00079999 | 0.26746 | 0.32335 | 0.65688 | 0 | 0 | 0.85 | 0.85 | 0.85 | 0.85 | 0.88865 | 0.010123 | 0.40028 | 0.27305 | 0.0092363
2025-04-05 14:00 | 36959.1976 | 28696.1848 | 7726.5573 | 536.4555 | 0.34895 | 0.26297 | 0.26363 | 0.25098 | 95 | 14 | Spring | 0.24385 | 0.25881 | 0.25881 | 0.88747 | 0.34975 | 0.26363 | 0.34895 | 0.65679 | 0.65688 | 0.85008 | 0.0099835 | 0.0013328 | 0.25098 | 0.32489 | 0.65688 | 0 | 0 | 0.85 | 0.85 | 0.85 | 0.85 | 0.88747 | 0.0099835 | 0.40115 | 0.24426 | 0.0094141
2025-04-05 15:00 | 37094.9101 | 30535.2612 | 6059.9086 | 499.7403 | 0.27368 | 0.24497 | 0.24569 | 0.23194 | 95 | 15 | Spring | 0.24372 | 0.26351 | 0.26351 | 0.88663 | 0.34492 | 0.24569 | 0.27368 | 0.66692 | 0.65688 | 0.85008 | 0.010088 | 0.0013328 | 0.23194 | 0.33518 | 0.65688 | 0 | 0 | 0.85 | 0.85 | 0.85 | 0.85 | 0.88663 | 0.010088 | 0.4158 | 0.19157 | 0.0094141
2025-04-05 16:00 | 37596.2955 | 33185.3775 | 3943.5121 | 467.4059 | 0.1781 | 0.22912 | 0.22964 | 0.21972 | 95 | 16 | Spring | 0.24178 | 0.27908 | 0.27908 | 0.87629 | 0.34371 | 0.22964 | 0.1781 | 0.67652 | 0.66614 | 0.85008 | 0.010018 | 0.0013328 | 0.21972 | 0.36047 | 0.66614 | 0 | 0 | 0.85 | 0.85 | 0.85 | 0.85 | 0.87629 | 0.010018 | 0.43848 | 0.12467 | 0.0092363
2025-04-05 17:00 | 38828.926 | 36596.9299 | 1796.5906 | 435.4055 | 0.081138 | 0.21343 | 0.21343 | 0.21354 | 95 | 17 | Spring | 0.24363 | 0.29823 | 0.29823 | 0.87688 | 0.36264 | 0.21343 | 0.081138 | 0.6679 | 0.66614 | 0.85008 | 0.010018 | 0.0035317 | 0.21354 | 0.37417 | 0.66614 | 0 | 0 | 0.85 | 0.85 | 0.85 | 0.85 | 0.87688 | 0.010018 | 0.48342 | 0.056796 | 0.28272
2025-04-05 18:00 | 44877.9291 | 44144.5697 | 302.1208 | 431.2385 | 0.013644 | 0.21139 | 0.21088 | 0.22069 | 95 | 18 | Spring | 0.25066 | 0.31384 | 0.31384 | 0.87696 | 0.40118 | 0.21088 | 0.013644 | 0.58773 | 0.66614 | 0.85008 | 0.010158 | 0.027398 | 0.22069 | 0.3962 | 0.66614 | 0 | 0 | 0.85 | 0.85 | 0.85 | 0.85 | 0.87696 | 0.010158 | 0.50599 | 0.0095511 | 0.42211
2025-04-05 19:00 | 44934.0945 | 44499.8353 | 0 | 434.2592 | 0 | 0.21287 | 0.21212 | 0.22642 | 95 | 19 | Spring | 0.26664 | 0.33067 | 0.33067 | 0.8775 | 0.42487 | 0.21212 | 0 | 0.23069 | 0.66641 | 0.85008 | 0.010612 | 0.027398 | 0.22642 | 0.41363 | 0.66641 | 0 | 0 | 0.85 | 0.85 | 0.85 | 0.85 | 0.8775 | 0.010612 | 0.52452 | 0 | 0.39185
2025-04-05 20:00 | 44200.9019 | 43778.3781 | 0 | 422.5238 | 0 | 0.20712 | 0.20618 | 0.22417 | 95 | 20 | Spring | 0.28392 | 0.33907 | 0.33907 | 0.87706 | 0.44583 | 0.20618 | 0 | 0 | 0.66641 | 0.85008 | 0.010717 | 0.013216 | 0.22417 | 0.41376 | 0.66641 | 0 | 0 | 0.85 | 0.85 | 0.85 | 0.85 | 0.87706 | 0.010717 | 0.52178 | 0 | 0.34357
2025-04-05 21:00 | 41876.782 | 41476.9201 | 0 | 399.8619 | 0 | 0.19601 | 0.19495 | 0.21525 | 95 | 21 | Spring | 0.28852 | 0.33774 | 0.33774 | 0.87764 | 0.44688 | 0.19495 | 0 | 0 | 0.66641 | 0.85008 | 0.010682 | 0.0013328 | 0.21525 | 0.40821 | 0.66641 | 0 | 0 | 0.85 | 0.85 | 0.85 | 0.85 | 0.87764 | 0.010682 | 0.49219 | 0 | 0.10075
2025-04-05 22:00 | 38440.2805 | 38053.6424 | 0 | 386.6382 | 0 | 0.18953 | 0.1888 | 0.20271 | 95 | 22 | Spring | 0.27883 | 0.33192 | 0.33192 | 0.87863 | 0.45017 | 0.1888 | 0 | 0 | 0.66641 | 0.85008 | 0.010717 | 0.0013328 | 0.20271 | 0.36384 | 0.66641 | 0 | 0 | 0.85 | 0.85 | 0.85 | 0.85 | 0.87863 | 0.010717 | 0.43629 | 0 | 0.081544
2025-04-05 23:00 | 34831.5686 | 34469.5464 | 0 | 362.0221 | 0 | 0.17746 | 0.17662 | 0.19259 | 95 | 23 | Spring | 0.26601 | 0.32932 | 0.32932 | 0.87267 | 0.42104 | 0.17662 | 0 | 0 | 0.65528 | 0.85008 | 0.011973 | 0.0013328 | 0.19259 | 0.30433 | 0.65528 | 0 | 0 | 0.85 | 0.85 | 0.85 | 0.85 | 0.87267 | 0.011973 | 0.38142 | 0 | 0.039465
2025-04-06 00:00 | 32337.0881 | 31988.8571 | 0 | 348.2311 | 0 | 0.1707 | 0.16867 | 0.20743 | 96 | 0 | Spring | 0.27877 | 0.32807 | 0.32807 | 0.86806 | 0.41526 | 0.16867 | 0 | 0 | 0.64562 | 0.85008 | 0.0133 | 0.00079999 | 0.20743 | 0.22892 | 0.64562 | 0 | 0 | 0.85 | 0.85 | 0.85 | 0.85 | 0.86806 | 0.0133 | 0.36461 | 0 | 0.048952
2025-04-06 01:00 | 31796.9175 | 31449.288 | 0 | 347.6295 | 0 | 0.17041 | 0.16813 | 0.21161 | 96 | 1 | Spring | 0.27126 | 0.31736 | 0.31736 | 0.87726 | 0.38 | 0.16813 | 0 | 0 | 0.64562 | 0.85008 | 0.012357 | 0.00079999 | 0.21161 | 0.2248 | 0.64562 | 0 | 0 | 0.85 | 0.85 | 0.85 | 0.85 | 0.87726 | 0.012357 | 0.36019 | 0 | 0
2025-04-06 02:00 | 31746.2447 | 31397.7179 | 0 | 348.5268 | 0 | 0.17085 | 0.16875 | 0.20874 | 96 | 2 | Spring | 0.2611 | 0.30561 | 0.30561 | 0.87644 | 0.34552 | 0.16875 | 0 | 0 | 0.64562 | 0.85008 | 0.012462 | 0.00079999 | 0.20874 | 0.21959 | 0.64562 | 0 | 0 | 0.85 | 0.85 | 0.85 | 0.85 | 0.87644 | 0.012462 | 0.35507 | 0 | 0.0076969
2025-04-06 03:00 | 31823.376 | 31471.1747 | 0 | 352.2013 | 0 | 0.17265 | 0.1708 | 0.20606 | 96 | 3 | Spring | 0.25348 | 0.29808 | 0.29808 | 0.87591 | 0.33422 | 0.1708 | 0 | 0 | 0.64562 | 0.85008 | 0.013439 | 0.00079999 | 0.20606 | 0.21762 | 0.64562 | 0 | 0 | 0.85 | 0.85 | 0.85 | 0.85 | 0.87591 | 0.013439 | 0.3547 | 0 | 0
2025-04-06 04:00 | 32136.8044 | 31777.5611 | 0 | 359.2433 | 0 | 0.1761 | 0.17482 | 0.19929 | 96 | 4 | Spring | 0.24517 | 0.29516 | 0.29516 | 0.87706 | 0.32769 | 0.17482 | 0 | 0 | 0.64562 | 0.85008 | 0.013579 | 0.00079999 | 0.19929 | 0.22054 | 0.64562 | 0 | 0 | 0.85 | 0.85 | 0.85 | 0.85 | 0.87706 | 0.013579 | 0.36068 | 0 | 0
2025-04-06 05:00 | 34341.5944 | 33991.8367 | 0 | 349.7577 | 0 | 0.17145 | 0.17062 | 0.18648 | 96 | 5 | Spring | 0.24319 | 0.29542 | 0.29542 | 0.87925 | 0.32324 | 0.17062 | 0 | 0 | 0.64562 | 0.85008 | 0.013719 | 0.00079999 | 0.18648 | 0.24903 | 0.64562 | 0 | 0 | 0.85 | 0.85 | 0.85 | 0.85 | 0.87925 | 0.013719 | 0.38813 | 0 | 0
2025-04-06 06:00 | 36272.76 | 35537.1463 | 418.7588 | 316.8549 | 0.018912 | 0.15532 | 0.15423 | 0.17512 | 96 | 6 | Spring | 0.25416 | 0.29826 | 0.29826 | 0.88123 | 0.35611 | 0.15423 | 0.018912 | 0 | 0.6501 | 0.85008 | 0.013404 | 0.00083936 | 0.17512 | 0.30317 | 0.6501 | 0 | 0 | 0.85 | 0.85 | 0.85 | 0.85 | 0.88123 | 0.013404 | 0.4151 | 0.013238 | 0
2025-04-06 07:00 | 36867.9011 | 34314.4708 | 2282.6333 | 270.797 | 0.10309 | 0.13274 | 0.13132 | 0.15841 | 96 | 7 | Spring | 0.26383 | 0.30635 | 0.30635 | 0.88211 | 0.39696 | 0.13132 | 0.10309 | 0 | 0.65669 | 0.85008 | 0.012671 | 0.0010882 | 0.15841 | 0.29 | 0.65669 | 0 | 0 | 0.85 | 0.85 | 0.85 | 0.85 | 0.88211 | 0.012671 | 0.40054 | 0.072162 | 0.0096656
2025-04-06 08:00 | 38905.7185 | 33887.9981 | 4765.8534 | 251.867 | 0.21524 | 0.12346 | 0.12214 | 0.14735 | 96 | 8 | Spring | 0.26441 | 0.30255 | 0.30255 | 0.88442 | 0.42633 | 0.12214 | 0.21524 | 0 | 0.65669 | 0.85008 | 0.012183 | 0.0010228 | 0.14735 | 0.28372 | 0.65669 | 0 | 0 | 0.85 | 0.85 | 0.85 | 0.85 | 0.88442 | 0.012183 | 0.39226 | 0.15066 | 0.029613
2025-04-06 09:00 | 40362.7354 | 32700.1029 | 7415.0302 | 247.6023 | 0.33488 | 0.12137 | 0.12064 | 0.13471 | 96 | 9 | Spring | 0.25911 | 0.30095 | 0.30095 | 0.88542 | 0.45108 | 0.12064 | 0.33488 | 0.38061 | 0.65642 | 0.85008 | 0.011659 | 0.00079999 | 0.13471 | 0.26073 | 0.65642 | 0 | 0 | 0.85 | 0.85 | 0.85 | 0.85 | 0.88542 | 0.011659 | 0.37528 | 0.23441 | 0
2025-04-06 10:00 | 40493.4698 | 31006.3459 | 9241.3016 | 245.8223 | 0.41736 | 0.1205 | 0.12033 | 0.12351 | 96 | 10 | Spring | 0.26146 | 0.29721 | 0.29721 | 0.88641 | 0.4463 | 0.12033 | 0.41736 | 0.64871 | 0.65688 | 0.85008 | 0.011484 | 0.00079999 | 0.12351 | 0.27476 | 0.65688 | 0 | 0 | 0.85 | 0.85 | 0.85 | 0.85 | 0.88641 | 0.011484 | 0.37825 | 0.29215 | 0
2025-04-06 11:00 | 40150.4863 | 29478.2358 | 10408.5014 | 263.7491 | 0.47007 | 0.12929 | 0.12962 | 0.12337 | 96 | 11 | Spring | 0.25473 | 0.28311 | 0.28311 | 0.88809 | 0.41276 | 0.12962 | 0.47007 | 0.69148 | 0.65688 | 0.85008 | 0.01138 | 0.00079999 | 0.12337 | 0.29695 | 0.65688 | 0 | 0 | 0.85 | 0.85 | 0.85 | 0.85 | 0.88809 | 0.01138 | 0.38376 | 0.32905 | 0.0092363
2025-04-06 12:00 | 39517.934 | 28316.8127 | 10907.1692 | 293.9521 | 0.49259 | 0.14409 | 0.14476 | 0.132 | 96 | 12 | Spring | 0.24979 | 0.27224 | 0.27224 | 0.88874 | 0.38152 | 0.14476 | 0.49259 | 0.67553 | 0.65688 | 0.85008 | 0.011484 | 0.00080167 | 0.132 | 0.31905 | 0.65688 | 0 | 0 | 0.85 | 0.85 | 0.85 | 0.85 | 0.88874 | 0.011484 | 0.39243 | 0.34481 | 0.0092363
2025-04-06 13:00 | 37298.7595 | 26019.959 | 10949.4052 | 329.3954 | 0.4945 | 0.16147 | 0.16234 | 0.14569 | 96 | 13 | Spring | 0.2448 | 0.25993 | 0.25993 | 0.88865 | 0.35645 | 0.16234 | 0.4945 | 0.66427 | 0.65688 | 0.85008 | 0.010123 | 0.00079999 | 0.14569 | 0.32335 | 0.65688 | 0 | 0 | 0.85 | 0.85 | 0.85 | 0.85 | 0.88865 | 0.010123 | 0.40028 | 0.34615 | 0.0092363
2025-04-06 14:00 | 36959.1976 | 26581.6127 | 10014.0918 | 363.4931 | 0.45226 | 0.17818 | 0.17914 | 0.16096 | 96 | 14 | Spring | 0.24385 | 0.25881 | 0.25881 | 0.88747 | 0.34975 | 0.17914 | 0.45226 | 0.65679 | 0.65688 | 0.85008 | 0.0099835 | 0.0013328 | 0.16096 | 0.32489 | 0.65688 | 0 | 0 | 0.85 | 0.85 | 0.85 | 0.85 | 0.88747 | 0.0099835 | 0.40115 | 0.31658 | 0.0094141
2025-04-06 15:00 | 37094.9101 | 28465.6637 | 8237.0693 | 392.1771 | 0.372 | 0.19224 | 0.1933 | 0.17317 | 96 | 15 | Spring | 0.24372 | 0.26351 | 0.26351 | 0.88663 | 0.34492 | 0.1933 | 0.372 | 0.66692 | 0.65688 | 0.85008 | 0.010088 | 0.0013328 | 0.17317 | 0.33518 | 0.65688 | 0 | 0 | 0.85 | 0.85 | 0.85 | 0.85 | 0.88663 | 0.010088 | 0.4158 | 0.2604 | 0.0094141
2025-04-06 16:00 | 37596.2955 | 31659.1881 | 5533.0702 | 404.0373 | 0.24988 | 0.19806 | 0.19927 | 0.17622 | 96 | 16 | Spring | 0.24178 | 0.27908 | 0.27908 | 0.87629 | 0.34371 | 0.19927 | 0.24988 | 0.67652 | 0.66614 | 0.85008 | 0.010018 | 0.0013328 | 0.17622 | 0.36047 | 0.66614 | 0 | 0 | 0.85 | 0.85 | 0.85 | 0.85 | 0.87629 | 0.010018 | 0.43848 | 0.17492 | 0.0092363
2025-04-06 17:00 | 38798.0612 | 35777.3664 | 2631.9009 | 388.7938 | 0.11886 | 0.19059 | 0.19149 | 0.17421 | 96 | 17 | Spring | 0.24363 | 0.29823 | 0.29823 | 0.87688 | 0.36264 | 0.19149 | 0.11886 | 0.6679 | 0.66614 | 0.85008 | 0.010018 | 0.0035317 | 0.17421 | 0.37417 | 0.66614 | 0 | 0 | 0.85 | 0.85 | 0.85 | 0.85 | 0.87688 | 0.010018 | 0.48342 | 0.083203 | 0.28272
2025-04-06 18:00 | 44877.9291 | 44028.8275 | 456.0055 | 393.0961 | 0.020594 | 0.19269 | 0.19358 | 0.17668 | 96 | 18 | Spring | 0.25066 | 0.31384 | 0.31384 | 0.87696 | 0.40118 | 0.19358 | 0.020594 | 0.58773 | 0.66614 | 0.85008 | 0.010158 | 0.027398 | 0.17668 | 0.3962 | 0.66614 | 0 | 0 | 0.85 | 0.85 | 0.85 | 0.85 | 0.87696 | 0.010158 | 0.50599 | 0.014416 | 0.42211
2025-04-06 19:00 | 44934.0945 | 44532.6346 | 0 | 401.4599 | 0 | 0.19679 | 0.19776 | 0.17936 | 96 | 19 | Spring | 0.26664 | 0.33067 | 0.33067 | 0.8775 | 0.42487 | 0.19776 | 0 | 0.23069 | 0.66641 | 0.85008 | 0.010612 | 0.027398 | 0.17936 | 0.41363 | 0.66641 | 0 | 0 | 0.85 | 0.85 | 0.85 | 0.85 | 0.8775 | 0.010612 | 0.52452 | 0 | 0.39185
2025-04-06 20:00 | 44200.9019 | 43791.6339 | 0 | 409.268 | 0 | 0.20062 | 0.20194 | 0.17684 | 96 | 20 | Spring | 0.28392 | 0.33907 | 0.33907 | 0.87706 | 0.44583 | 0.20194 | 0 | 0 | 0.66641 | 0.85008 | 0.010717 | 0.013216 | 0.17684 | 0.41376 | 0.66641 | 0 | 0 | 0.85 | 0.85 | 0.85 | 0.85 | 0.87706 | 0.010717 | 0.52178 | 0 | 0.34357
2025-04-06 21:00 | 41876.782 | 41456.9713 | 0 | 419.8107 | 0 | 0.20579 | 0.20776 | 0.17012 | 96 | 21 | Spring | 0.28852 | 0.33774 | 0.33774 | 0.87764 | 0.44688 | 0.20776 | 0 | 0 | 0.66641 | 0.85008 | 0.010682 | 0.0013328 | 0.17012 | 0.40821 | 0.66641 | 0 | 0 | 0.85 | 0.85 | 0.85 | 0.85 | 0.87764 | 0.010682 | 0.49219 | 0 | 0.10075
2025-04-06 22:00 | 38391.4985 | 37962.4119 | 0 | 429.0865 | 0 | 0.21034 | 0.2126 | 0.16934 | 96 | 22 | Spring | 0.27883 | 0.33192 | 0.33192 | 0.87863 | 0.45017 | 0.2126 | 0 | 0 | 0.66641 | 0.85008 | 0.010717 | 0.0013328 | 0.16934 | 0.36384 | 0.66641 | 0 | 0 | 0.85 | 0.85 | 0.85 | 0.85 | 0.87863 | 0.010717 | 0.43629 | 0 | 0.081544
2025-04-06 23:00 | 34754.0593 | 34325.2484 | 0 | 428.8109 | 0 | 0.2102 | 0.21252 | 0.16821 | 96 | 23 | Spring | 0.26601 | 0.32932 | 0.32932 | 0.87267 | 0.42104 | 0.21252 | 0 | 0 | 0.65528 | 0.85008 | 0.011973 | 0.0013328 | 0.16821 | 0.30433 | 0.65528 | 0 | 0 | 0.85 | 0.85 | 0.85 | 0.85 | 0.87267 | 0.011973 | 0.38142 | 0 | 0.039465
2025-04-07 00:00 | 54189.6641 | 53755.3131 | 0 | 434.351 | 0 | 0.21292 | 0.21556 | 0.16519 | 97 | 0 | Fall | 0.40086 | 0.41408 | 0.41408 | 0.9324 | 0.29275 | 0.21556 | 0 | 0 | 0.65196 | 0.85008 | 0.011834 | 0.0070257 | 0.16519 | 0.40145 | 0.65196 | 0 | 0 | 0.85 | 0.85 | 0.85 | 0.85 | 0.9324 | 0.011834 | 0.52583 | 0 | 0.01542
2025-04-07 01:00 | 53625.6426 | 53178.3842 | 0 | 447.2584 | 0 | 0.21924 | 0.22227 | 0.1646 | 97 | 1 | Fall | 0.37675 | 0.40095 | 0.40095 | 0.93332 | 0.26062 | 0.22227 | 0 | 0 | 0.65196 | 0.85008 | 0.012078 | 0.0070257 | 0.1646 | 0.38521 | 0.65196 | 0 | 0 | 0.85 | 0.85 | 0.85 | 0.85 | 0.93332 | 0.012078 | 0.49927 | 0 | 0
2025-04-07 02:00 | 53533.5567 | 53067.1902 | 0 | 466.3665 | 0 | 0.22861 | 0.23221 | 0.16353 | 97 | 2 | Fall | 0.36036 | 0.37824 | 0.37824 | 0.93336 | 0.22473 | 0.23221 | 0 | 0 | 0.65196 | 0.85008 | 0.012357 | 0.0070257 | 0.16353 | 0.38017 | 0.65196 | 0 | 0 | 0.85 | 0.85 | 0.85 | 0.85 | 0.93336 | 0.012357 | 0.49291 | 0 | 0
2025-04-07 03:00 | 53521.6845 | 53039.0709 | 0 | 482.6136 | 0 | 0.23658 | 0.24101 | 0.1564 | 97 | 3 | Fall | 0.34783 | 0.36163 | 0.36163 | 0.93289 | 0.18289 | 0.24101 | 0 | 0 | 0.64813 | 0.85008 | 0.012532 | 0.0070257 | 0.1564 | 0.37147 | 0.64813 | 0 | 0 | 0.85 | 0.85 | 0.85 | 0.85 | 0.93289 | 0.012532 | 0.48498 | 0 | 0
2025-04-07 04:00 | 54039.0493 | 53558.9172 | 0 | 480.1321 | 0 | 0.23536 | 0.24021 | 0.14772 | 97 | 4 | Fall | 0.34209 | 0.36519 | 0.36519 | 0.93361 | 0.16879 | 0.24021 | 0 | 0 | 0.65104 | 0.85008 | 0.012532 | 0.0070257 | 0.14772 | 0.37052 | 0.65104 | 0 | 0 | 0.85 | 0.85 | 0.85 | 0.85 | 0.93361 | 0.012532 | 0.48267 | 0 | 0
2025-04-07 05:00 | 58136.6261 | 57685.2761 | 0 | 451.35 | 0 | 0.22125 | 0.2256 | 0.14258 | 97 | 5 | Fall | 0.34482 | 0.37756 | 0.37756 | 0.93576 | 0.17276 | 0.2256 | 0 | 0 | 0.65104 | 0.85008 | 0.012497 | 0.0064921 | 0.14258 | 0.37314 | 0.65104 | 0 | 0 | 0.85 | 0.85 | 0.85 | 0.85 | 0.93576 | 0.012497 | 0.48379 | 0 | 0
2025-04-07 06:00 | 64579.8932 | 63634.449 | 536.6558 | 408.7884 | 0.024236 | 0.20039 | 0.20377 | 0.13931 | 97 | 6 | Fall | 0.36517 | 0.39941 | 0.39941 | 0.93715 | 0.18574 | 0.20377 | 0.024236 | 0 | 0.65331 | 0.85008 | 0.012462 | 0.0064921 | 0.13931 | 0.36964 | 0.65331 | 0 | 0 | 0.85 | 0.85 | 0.85 | 0.85 | 0.93715 | 0.012462 | 0.46504 | 0.016966 | 0
2025-04-07 07:00 | 66800.0882 | 63495.7089 | 2958.329 | 346.0502 | 0.1336 | 0.16963 | 0.17162 | 0.13366 | 97 | 7 | Fall | 0.38197 | 0.40891 | 0.40891 | 0.93839 | 0.20415 | 0.17162 | 0.1336 | 0 | 0.65331 | 0.85008 | 0.012392 | 0.0064921 | 0.13366 | 0.36205 | 0.65331 | 0 | 0 | 0.85 | 0.85 | 0.85 | 0.85 | 0.93839 | 0.012392 | 0.44968 | 0.093523 | 0
2025-04-07 08:00 | 65960.334 | 59156.6511 | 6475.5158 | 328.1671 | 0.29245 | 0.16087 | 0.16278 | 0.12621 | 97 | 8 | Fall | 0.39185 | 0.40697 | 0.40697 | 0.93566 | 0.21485 | 0.16278 | 0.29245 | 0.16223 | 0.65331 | 0.85008 | 0.012357 | 0.0064921 | 0.12621 | 0.40198 | 0.65331 | 0 | 0 | 0.85 | 0.85 | 0.85 | 0.85 | 0.93566 | 0.012357 | 0.45998 | 0.20471 | 0
2025-04-07 09:00 | 65081.2086 | 55166.4681 | 9577.2438 | 337.4967 | 0.43253 | 0.16544 | 0.16736 | 0.13066 | 97 | 9 | Fall | 0.39166 | 0.40877 | 0.40877 | 0.92982 | 0.21991 | 0.16736 | 0.43253 | 0.44952 | 0.65113 | 0.85008 | 0.012252 | 0.0064921 | 0.13066 | 0.39032 | 0.65113 | 0 | 0 | 0.85 | 0.85 | 0.85 | 0.85 | 0.92982 | 0.012252 | 0.46381 | 0.30277 | 0
2025-04-07 10:00 | 64089.7821 | 52004.173 | 11752.2227 | 333.3863 | 0.53075 | 0.16342 | 0.16509 | 0.13326 | 97 | 10 | Fall | 0.40411 | 0.42068 | 0.42068 | 0.92508 | 0.22175 | 0.16509 | 0.53075 | 0.57836 | 0.66261 | 0.85008 | 0.012218 | 0.0064921 | 0.13326 | 0.44411 | 0.66261 | 0 | 0 | 0.85 | 0.85 | 0.85 | 0.85 | 0.92508 | 0.012218 | 0.49846 | 0.37153 | 0
2025-04-07 11:00 | 61928.2187 | 48513.6366 | 13068.8248 | 345.7574 | 0.59021 | 0.16949 | 0.17154 | 0.13237 | 97 | 11 | Fall | 0.41644 | 0.43336 | 0.43336 | 0.9244 | 0.22921 | 0.17154 | 0.59021 | 0.61146 | 0.66261 | 0.85008 | 0.011903 | 0.0067811 | 0.13237 | 0.48314 | 0.66261 | 0 | 0 | 0.85 | 0.85 | 0.85 | 0.85 | 0.9244 | 0.011903 | 0.55063 | 0.41315 | 0
2025-04-07 12:00 | 61997.0776 | 48284.7146 | 13345.2227 | 367.1404 | 0.6027 | 0.17997 | 0.18261 | 0.13224 | 97 | 12 | Fall | 0.43539 | 0.4543 | 0.4543 | 0.92402 | 0.24522 | 0.18261 | 0.6027 | 0.64788 | 0.66261 | 0.85008 | 0.011903 | 0.0064921 | 0.13224 | 0.53927 | 0.66261 | 0 | 0 | 0.85 | 0.85 | 0.85 | 0.85 | 0.92402 | 0.011903 | 0.58716 | 0.42189 | 0
2025-04-07 13:00 | 62377.3649 | 49243.5109 | 12737.1222 | 396.7319 | 0.57523 | 0.19448 | 0.19742 | 0.14132 | 97 | 13 | Fall | 0.46136 | 0.47855 | 0.47855 | 0.92234 | 0.2669 | 0.19742 | 0.57523 | 0.6577 | 0.66261 | 0.85008 | 0.011694 | 0.0098579 | 0.14132 | 0.58521 | 0.66261 | 0 | 0 | 0.85 | 0.85 | 0.85 | 0.85 | 0.92234 | 0.011694 | 0.60493 | 0.40266 | 0
2025-04-07 14:00 | 62554.2635 | 50864.8115 | 11254.1568 | 435.2952 | 0.50826 | 0.21338 | 0.21721 | 0.14424 | 97 | 14 | Fall | 0.48366 | 0.49376 | 0.49376 | 0.92148 | 0.3113 | 0.21721 | 0.50826 | 0.654 | 0.66424 | 0.85008 | 0.011659 | 0.015065 | 0.14424 | 0.62713 | 0.66424 | 0 | 0 | 0.85 | 0.85 | 0.85 | 0.85 | 0.92148 | 0.011659 | 0.61302 | 0.35578 | 0
2025-04-07 15:00 | 62881.2357 | 53314.8246 | 9102.2781 | 464.1329 | 0.41108 | 0.22752 | 0.23179 | 0.15027 | 97 | 15 | Fall | 0.50654 | 0.50702 | 0.50702 | 0.92059 | 0.39325 | 0.23179 | 0.41108 | 0.65838 | 0.66424 | 0.85008 | 0.011415 | 0.018179 | 0.15027 | 0.6525 | 0.66424 | 0 | 0 | 0.85 | 0.85 | 0.85 | 0.85 | 0.92059 | 0.011415 | 0.63439 | 0.28775 | 0.00017779
2025-04-07 16:00 | 64209.3957 | 57208.2561 | 6518.9306 | 482.209 | 0.29441 | 0.23638 | 0.24021 | 0.16714 | 97 | 16 | Fall | 0.52814 | 0.52024 | 0.52024 | 0.92028 | 0.45282 | 0.24021 | 0.29441 | 0.66367 | 0.66641 | 0.85008 | 0.011903 | 0.018609 | 0.16714 | 0.68032 | 0.66641 | 0 | 0 | 0.85 | 0.85 | 0.85 | 0.85 | 0.92028 | 0.011903 | 0.64677 | 0.20609 | 0.03688
2025-04-07 17:00 | 64473.6343 | 60429.7152 | 3552.9171 | 491.0019 | 0.16046 | 0.24069 | 0.24412 | 0.17855 | 97 | 17 | Fall | 0.55921 | 0.52787 | 0.52787 | 0.92028 | 0.49849 | 0.24412 | 0.16046 | 0.6549 | 0.66641 | 0.85008 | 0.012497 | 0.02092 | 0.17855 | 0.69339 | 0.66641 | 0 | 0 | 0.85 | 0.85 | 0.85 | 0.85 | 0.92028 | 0.012497 | 0.65974 | 0.11232 | 0.46447
2025-04-07 18:00 | 69905.5391 | 68704.0353 | 705.5978 | 495.906 | 0.031866 | 0.24309 | 0.24571 | 0.19572 | 97 | 18 | Fall | 0.56981 | 0.53326 | 0.53326 | 0.92026 | 0.51472 | 0.24571 | 0.031866 | 0.58607 | 0.66641 | 0.85008 | 0.012776 | 0.030806 | 0.19572 | 0.72066 | 0.66641 | 0 | 0 | 0.85 | 0.85 | 0.85 | 0.85 | 0.92026 | 0.012776 | 0.67697 | 0.022306 | 0.42382
2025-04-07 19:00 | 69683.9149 | 69190.9561 | 0 | 492.9588 | 0 | 0.24165 | 0.24362 | 0.20593 | 97 | 19 | Fall | 0.58792 | 0.53844 | 0.53844 | 0.92081 | 0.51215 | 0.24362 | 0 | 0.30172 | 0.66641 | 0.85008 | 0.012985 | 0.040504 | 0.20593 | 0.70767 | 0.66641 | 0 | 0 | 0.85 | 0.85 | 0.85 | 0.85 | 0.92081 | 0.012985 | 0.6913 | 0 | 0.3403
2025-04-07 20:00 | 68077.2333 | 67589.6918 | 0 | 487.5415 | 0 | 0.23899 | 0.24091 | 0.20429 | 97 | 20 | Fall | 0.58769 | 0.53296 | 0.53296 | 0.92152 | 0.47501 | 0.24091 | 0 | 0.0006045 | 0.66641 | 0.85008 | 0.012671 | 0.027207 | 0.20429 | 0.69538 | 0.66641 | 0 | 0 | 0.85 | 0.85 | 0.85 | 0.85 | 0.92152 | 0.012671 | 0.69331 | 0 | 0.11348
2025-04-07 21:00 | 65068.9289 | 64587.0029 | 0 | 481.9259 | 0 | 0.23624 | 0.2383 | 0.19899 | 97 | 21 | Fall | 0.5589 | 0.51972 | 0.51972 | 0.92369 | 0.43894 | 0.2383 | 0 | 0 | 0.66478 | 0.85008 | 0.012741 | 0.015558 | 0.19899 | 0.62275 | 0.66478 | 0 | 0 | 0.85 | 0.85 | 0.85 | 0.85 | 0.92369 | 0.012741 | 0.67279 | 0 | 0.16147
2025-04-07 22:00 | 60419.6765 | 59939.2135 | 0 | 480.463 | 0 | 0.23552 | 0.2377 | 0.19621 | 97 | 22 | Fall | 0.51728 | 0.4948 | 0.4948 | 0.92621 | 0.40003 | 0.2377 | 0 | 0 | 0.66478 | 0.85008 | 0.012881 | 0.0070257 | 0.19621 | 0.54639 | 0.66478 | 0 | 0 | 0.85 | 0.85 | 0.85 | 0.85 | 0.92621 | 0.012881 | 0.63052 | 0 | 0.1153
2025-04-07 23:00 | 56039.467 | 55560.9342 | 0 | 478.5328 | 0 | 0.23457 | 0.23723 | 0.18651 | 97 | 23 | Fall | 0.47532 | 0.45627 | 0.45627 | 0.92842 | 0.36928 | 0.23723 | 0 | 0 | 0.65567 | 0.85008 | 0.012252 | 0.0070257 | 0.18651 | 0.47566 | 0.65567 | 0 | 0 | 0.85 | 0.85 | 0.85 | 0.85 | 0.92842 | 0.012252 | 0.56646 | 0 | 0.067351
2025-04-08 00:00 | 54189.6641 | 53706.7619 | 0 | 482.9022 | 0 | 0.23672 | 0.24003 | 0.17689 | 98 | 0 | Fall | 0.40086 | 0.41408 | 0.41408 | 0.9324 | 0.29275 | 0.24003 | 0 | 0 | 0.65196 | 0.85008 | 0.011834 | 0.0070257 | 0.17689 | 0.40145 | 0.65196 | 0 | 0 | 0.85 | 0.85 | 0.85 | 0.85 | 0.9324 | 0.011834 | 0.52583 | 0 | 0.01542
2025-04-08 01:00 | 53625.6426 | 53143.2618 | 0 | 482.3809 | 0 | 0.23646 | 0.24039 | 0.16548 | 98 | 1 | Fall | 0.37675 | 0.40095 | 0.40095 | 0.93332 | 0.26062 | 0.24039 | 0 | 0 | 0.65196 | 0.85008 | 0.012078 | 0.0070257 | 0.16548 | 0.38521 | 0.65196 | 0 | 0 | 0.85 | 0.85 | 0.85 | 0.85 | 0.93332 | 0.012078 | 0.49927 | 0 | 0
2025-04-08 02:00 | 53533.5567 | 53056.6806 | 0 | 476.8761 | 0 | 0.23376 | 0.23874 | 0.14379 | 98 | 2 | Fall | 0.36036 | 0.37824 | 0.37824 | 0.93336 | 0.22473 | 0.23874 | 0 | 0 | 0.65196 | 0.85008 | 0.012357 | 0.0070257 | 0.14379 | 0.38017 | 0.65196 | 0 | 0 | 0.85 | 0.85 | 0.85 | 0.85 | 0.93336 | 0.012357 | 0.49291 | 0 | 0
2025-04-08 03:00 | 53521.6845 | 53055.5076 | 0 | 466.1769 | 0 | 0.22852 | 0.23466 | 0.11746 | 98 | 3 | Fall | 0.34783 | 0.36163 | 0.36163 | 0.93289 | 0.18289 | 0.23466 | 0 | 0 | 0.64813 | 0.85008 | 0.012532 | 0.0070257 | 0.11746 | 0.37147 | 0.64813 | 0 | 0 | 0.85 | 0.85 | 0.85 | 0.85 | 0.93289 | 0.012532 | 0.48498 | 0 | 0
2025-04-08 04:00 | 54039.0493 | 53593.6359 | 0 | 445.4134 | 0 | 0.21834 | 0.22494 | 0.099054 | 98 | 4 | Fall | 0.34209 | 0.36519 | 0.36519 | 0.93361 | 0.16879 | 0.22494 | 0 | 0 | 0.65104 | 0.85008 | 0.012532 | 0.0070257 | 0.099054 | 0.37052 | 0.65104 | 0 | 0 | 0.85 | 0.85 | 0.85 | 0.85 | 0.93361 | 0.012532 | 0.48267 | 0 | 0
2025-04-08 05:00 | 58081.9721 | 57651.9161 | 0 | 430.056 | 0 | 0.21081 | 0.21743 | 0.091259 | 98 | 5 | Fall | 0.34482 | 0.37756 | 0.37756 | 0.93576 | 0.17276 | 0.21743 | 0 | 0 | 0.65104 | 0.85008 | 0.012497 | 0.0064921 | 0.091259 | 0.37314 | 0.65104 | 0 | 0 | 0.85 | 0.85 | 0.85 | 0.85 | 0.93576 | 0.012497 | 0.48379 | 0 | 0
2025-04-08 06:00 | 64563.6325 | 63269.4247 | 899.6251 | 394.5828 | 0.040629 | 0.19342 | 0.19933 | 0.086732 | 98 | 6 | Fall | 0.36517 | 0.39941 | 0.39941 | 0.93715 | 0.18574 | 0.19933 | 0.040629 | 0 | 0.65331 | 0.85008 | 0.012462 | 0.0064921 | 0.086732 | 0.36964 | 0.65331 | 0 | 0 | 0.85 | 0.85 | 0.85 | 0.85 | 0.93715 | 0.012462 | 0.46504 | 0.02844 | 0
2025-04-08 07:00 | 66778.2712 | 61995.4713 | 4458.8786 | 323.9213 | 0.20137 | 0.15878 | 0.1631 | 0.080705 | 98 | 7 | Fall | 0.38197 | 0.40891 | 0.40891 | 0.93839 | 0.20415 | 0.1631 | 0.20137 | 0 | 0.65331 | 0.85008 | 0.012392 | 0.0064921 | 0.080705 | 0.36205 | 0.65331 | 0 | 0 | 0.85 | 0.85 | 0.85 | 0.85 | 0.93839 | 0.012392 | 0.44968 | 0.14096 | 0
2025-04-08 08:00 | 65960.334 | 57223.1809 | 8415.9467 | 321.2064 | 0.38008 | 0.15745 | 0.1616 | 0.082554 | 98 | 8 | Fall | 0.39185 | 0.40697 | 0.40697 | 0.93566 | 0.21485 | 0.1616 | 0.38008 | 0.16223 | 0.65331 | 0.85008 | 0.012357 | 0.0064921 | 0.082554 | 0.40198 | 0.65331 | 0 | 0 | 0.85 | 0.85 | 0.85 | 0.85 | 0.93566 | 0.012357 | 0.45998 | 0.26606 | 0
2025-04-08 09:00 | 65081.2086 | 52976.579 | 11751.0653 | 353.5643 | 0.5307 | 0.17332 | 0.17755 | 0.096804 | 98 | 9 | Fall | 0.39166 | 0.40877 | 0.40877 | 0.92982 | 0.21991 | 0.17755 | 0.5307 | 0.44952 | 0.65113 | 0.85008 | 0.012252 | 0.0064921 | 0.096804 | 0.39032 | 0.65113 | 0 | 0 | 0.85 | 0.85 | 0.85 | 0.85 | 0.92982 | 0.012252 | 0.46381 | 0.37149 | 0
2025-04-08 10:00 | 64089.7821 | 49568.0457 | 14159.594 | 362.1423 | 0.63948 | 0.17752 | 0.18074 | 0.11928 | 98 | 10 | Fall | 0.40411 | 0.42068 | 0.42068 | 0.92508 | 0.22175 | 0.18074 | 0.63948 | 0.57836 | 0.66261 | 0.85008 | 0.012218 | 0.0064921 | 0.11928 | 0.44411 | 0.66261 | 0 | 0 | 0.85 | 0.85 | 0.85 | 0.85 | 0.92508 | 0.012218 | 0.49846 | 0.44763 | 0
2025-04-08 11:00 | 62221.8359 | 46322.7704 | 15516.1116 | 382.9539 | 0.70074 | 0.18772 | 0.19021 | 0.14285 | 98 | 11 | Fall | 0.41644 | 0.43336 | 0.43336 | 0.9244 | 0.22921 | 0.19021 | 0.70074 | 0.61146 | 0.66261 | 0.85008 | 0.011903 | 0.0067811 | 0.14285 | 0.48314 | 0.66261 | 0 | 0 | 0.85 | 0.85 | 0.85 | 0.85 | 0.9244 | 0.011903 | 0.55063 | 0.49052 | 0
2025-04-08 12:00 | 61700.9815 | 45310.8663 | 15982.5899 | 407.5253 | 0.72181 | 0.19977 | 0.202 | 0.15946 | 98 | 12 | Fall | 0.43539 | 0.4543 | 0.4543 | 0.92402 | 0.24522 | 0.202 | 0.72181 | 0.64788 | 0.66261 | 0.85008 | 0.011903 | 0.0064921 | 0.15946 | 0.53927 | 0.66261 | 0 | 0 | 0.85 | 0.85 | 0.85 | 0.85 | 0.92402 | 0.011903 | 0.58716 | 0.50526 | 0
2025-04-08 13:00 | 61550.2345 | 45772.2256 | 15350.8979 | 427.1111 | 0.69328 | 0.20937 | 0.2115 | 0.17084 | 98 | 13 | Fall | 0.46136 | 0.47855 | 0.47855 | 0.92234 | 0.2669 | 0.2115 | 0.69328 | 0.6577 | 0.66261 | 0.85008 | 0.011694 | 0.0098579 | 0.17084 | 0.58521 | 0.66261 | 0 | 0 | 0.85 | 0.85 | 0.85 | 0.85 | 0.92234 | 0.011694 | 0.60493 | 0.48529 | 0
2025-04-08 14:00 | 61362.4748 | 47252.513 | 13674.5931 | 435.3686 | 0.61757 | 0.21342 | 0.2151 | 0.18305 | 98 | 14 | Fall | 0.48366 | 0.49376 | 0.49376 | 0.92148 | 0.3113 | 0.2151 | 0.61757 | 0.654 | 0.66424 | 0.85008 | 0.011659 | 0.015065 | 0.18305 | 0.62713 | 0.66424 | 0 | 0 | 0.85 | 0.85 | 0.85 | 0.85 | 0.92148 | 0.011659 | 0.61302 | 0.4323 | 0
2025-04-08 15:00 | 61107.5378 | 49621.7504 | 11056.0079 | 429.7794 | 0.49931 | 0.21068 | 0.21166 | 0.19288 | 98 | 15 | Fall | 0.50654 | 0.50702 | 0.50702 | 0.92059 | 0.39325 | 0.21166 | 0.49931 | 0.65838 | 0.66424 | 0.85008 | 0.011415 | 0.018179 | 0.19288 | 0.6525 | 0.66424 | 0 | 0 | 0.85 | 0.85 | 0.85 | 0.85 | 0.92059 | 0.011415 | 0.63439 | 0.34952 | 0.00017779
2025-04-08 16:00 | 62540.7159 | 54289.0886 | 7839.048 | 412.5793 | 0.35403 | 0.20224 | 0.20244 | 0.19872 | 98 | 16 | Fall | 0.52814 | 0.52024 | 0.52024 | 0.92028 | 0.45282 | 0.20244 | 0.35403 | 0.66367 | 0.66641 | 0.85008 | 0.011903 | 0.018609 | 0.19872 | 0.68032 | 0.66641 | 0 | 0 | 0.85 | 0.85 | 0.85 | 0.85 | 0.92028 | 0.011903 | 0.64677 | 0.24782 | 0.03688
2025-04-08 17:00 | 63986.7329 | 59438.7546 | 4161.7367 | 386.2415 | 0.18795 | 0.18933 | 0.18864 | 0.20191 | 98 | 17 | Fall | 0.55921 | 0.52787 | 0.52787 | 0.92028 | 0.49849 | 0.18864 | 0.18795 | 0.6549 | 0.66641 | 0.85008 | 0.012497 | 0.02092 | 0.20191 | 0.69339 | 0.66641 | 0 | 0 | 0.85 | 0.85 | 0.85 | 0.85 | 0.92028 | 0.012497 | 0.65974 | 0.13157 | 0.46447
2025-04-08 18:00 | 69905.5391 | 68687.181 | 821.7611 | 396.597 | 0.037112 | 0.19441 | 0.19308 | 0.21849 | 98 | 18 | Fall | 0.56981 | 0.53326 | 0.53326 | 0.92026 | 0.51472 | 0.19308 | 0.037112 | 0.58607 | 0.66641 | 0.85008 | 0.012776 | 0.030806 | 0.21849 | 0.72066 | 0.66641 | 0 | 0 | 0.85 | 0.85 | 0.85 | 0.85 | 0.92026 | 0.012776 | 0.67697 | 0.025979 | 0.42382
2025-04-08 19:00 | 69683.9149 | 69267.3393 | 0 | 416.5756 | 0 | 0.2042 | 0.20208 | 0.24262 | 98 | 19 | Fall | 0.58792 | 0.53844 | 0.53844 | 0.92081 | 0.51215 | 0.20208 | 0 | 0.30172 | 0.66641 | 0.85008 | 0.012985 | 0.040504 | 0.24262 | 0.70767 | 0.66641 | 0 | 0 | 0.85 | 0.85 | 0.85 | 0.85 | 0.92081 | 0.012985 | 0.6913 | 0 | 0.3403
2025-04-08 20:00 | 68077.2333 | 67666.1196 | 0 | 411.1137 | 0 | 0.20153 | 0.19862 | 0.25401 | 98 | 20 | Fall | 0.58769 | 0.53296 | 0.53296 | 0.92152 | 0.47501 | 0.19862 | 0 | 0.0006045 | 0.66641 | 0.85008 | 0.012671 | 0.027207 | 0.25401 | 0.69538 | 0.66641 | 0 | 0 | 0.85 | 0.85 | 0.85 | 0.85 | 0.92152 | 0.012671 | 0.69331 | 0 | 0.11348
2025-04-08 21:00 | 65068.9289 | 64662.5933 | 0 | 406.3356 | 0 | 0.19918 | 0.19613 | 0.25436 | 98 | 21 | Fall | 0.5589 | 0.51972 | 0.51972 | 0.92369 | 0.43894 | 0.19613 | 0 | 0 | 0.66478 | 0.85008 | 0.012741 | 0.015558 | 0.25436 | 0.62275 | 0.66478 | 0 | 0 | 0.85 | 0.85 | 0.85 | 0.85 | 0.92369 | 0.012741 | 0.67279 | 0 | 0.16147
2025-04-08 22:00 | 60419.6765 | 60011.4511 | 0 | 408.2254 | 0 | 0.20011 | 0.19764 | 0.24479 | 98 | 22 | Fall | 0.51728 | 0.4948 | 0.4948 | 0.92621 | 0.40003 | 0.19764 | 0 | 0 | 0.66478 | 0.85008 | 0.012881 | 0.0070257 | 0.24479 | 0.54639 | 0.66478 | 0 | 0 | 0.85 | 0.85 | 0.85 | 0.85 | 0.92621 | 0.012881 | 0.63052 | 0 | 0.1153
2025-04-08 23:00 | 56039.467 | 55631.0347 | 0 | 408.4323 | 0 | 0.20021 | 0.1988 | 0.22567 | 98 | 23 | Fall | 0.47532 | 0.45627 | 0.45627 | 0.92842 | 0.36928 | 0.1988 | 0 | 0 | 0.65567 | 0.85008 | 0.012252 | 0.0070257 | 0.22567 | 0.47566 | 0.65567 | 0 | 0 | 0.85 | 0.85 | 0.85 | 0.85 | 0.92842 | 0.012252 | 0.56646 | 0 | 0.067351
2025-04-09 00:00 | 54189.6641 | 53769.6352 | 0 | 420.029 | 0 | 0.2059 | 0.20567 | 0.20992 | 99 | 0 | Fall | 0.40086 | 0.41408 | 0.41408 | 0.9324 | 0.29275 | 0.20567 | 0 | 0 | 0.65196 | 0.85008 | 0.011834 | 0.0070257 | 0.20992 | 0.40145 | 0.65196 | 0 | 0 | 0.85 | 0.85 | 0.85 | 0.85 | 0.9324 | 0.011834 | 0.52583 | 0 | 0.01542
2025-04-09 01:00 | 53625.6426 | 53198.8518 | 0 | 426.7908 | 0 | 0.20921 | 0.20977 | 0.19907 | 99 | 1 | Fall | 0.37675 | 0.40095 | 0.40095 | 0.93332 | 0.26062 | 0.20977 | 0 | 0 | 0.65196 | 0.85008 | 0.012078 | 0.0070257 | 0.19907 | 0.38521 | 0.65196 | 0 | 0 | 0.85 | 0.85 | 0.85 | 0.85 | 0.93332 | 0.012078 | 0.49927 | 0 | 0
2025-04-09 02:00 | 53533.5567 | 53102.999 | 0 | 430.5577 | 0 | 0.21106 | 0.21244 | 0.186 | 99 | 2 | Fall | 0.36036 | 0.37824 | 0.37824 | 0.93336 | 0.22473 | 0.21244 | 0 | 0 | 0.65196 | 0.85008 | 0.012357 | 0.0070257 | 0.186 | 0.38017 | 0.65196 | 0 | 0 | 0.85 | 0.85 | 0.85 | 0.85 | 0.93336 | 0.012357 | 0.49291 | 0 | 0
2025-04-09 03:00 | 53521.6845 | 53090.9138 | 0 | 430.7707 | 0 | 0.21116 | 0.21311 | 0.17601 | 99 | 3 | Fall | 0.34783 | 0.36163 | 0.36163 | 0.93289 | 0.18289 | 0.21311 | 0 | 0 | 0.64813 | 0.85008 | 0.012532 | 0.0070257 | 0.17601 | 0.37147 | 0.64813 | 0 | 0 | 0.85 | 0.85 | 0.85 | 0.85 | 0.93289 | 0.012532 | 0.48498 | 0 | 0
2025-04-09 04:00 | 54039.0493 | 53609.5197 | 0 | 429.5296 | 0 | 0.21055 | 0.21248 | 0.17566 | 99 | 4 | Fall | 0.34209 | 0.36519 | 0.36519 | 0.93361 | 0.16879 | 0.21248 | 0 | 0 | 0.65104 | 0.85008 | 0.012532 | 0.0070257 | 0.17566 | 0.37052 | 0.65104 | 0 | 0 | 0.85 | 0.85 | 0.85 | 0.85 | 0.93361 | 0.012532 | 0.48267 | 0 | 0
2025-04-09 05:00 | 58179.7621 | 57753.7702 | 0 | 425.9919 | 0 | 0.20882 | 0.21054 | 0.1778 | 99 | 5 | Fall | 0.34482 | 0.37756 | 0.37756 | 0.93576 | 0.17276 | 0.21054 | 0 | 0 | 0.65104 | 0.85008 | 0.012497 | 0.0064921 | 0.1778 | 0.37314 | 0.65104 | 0 | 0 | 0.85 | 0.85 | 0.85 | 0.85 | 0.93576 | 0.012497 | 0.48379 | 0 | 0
2025-04-09 06:00 | 64663.2292 | 63471.6387 | 782.0605 | 409.53 | 0.035319 | 0.20075 | 0.20246 | 0.16985 | 99 | 6 | Fall | 0.36517 | 0.39941 | 0.39941 | 0.93715 | 0.18574 | 0.20246 | 0.035319 | 0 | 0.65331 | 0.85008 | 0.012462 | 0.0064921 | 0.16985 | 0.36964 | 0.65331 | 0 | 0 | 0.85 | 0.85 | 0.85 | 0.85 | 0.93715 | 0.012462 | 0.46504 | 0.024724 | 0
2025-04-09 07:00 | 66757.1196 | 62558.2203 | 3851.3011 | 347.5981 | 0.17393 | 0.17039 | 0.17156 | 0.14922 | 99 | 7 | Fall | 0.38197 | 0.40891 | 0.40891 | 0.93839 | 0.20415 | 0.17156 | 0.17393 | 0 | 0.65331 | 0.85008 | 0.012392 | 0.0064921 | 0.14922 | 0.36205 | 0.65331 | 0 | 0 | 0.85 | 0.85 | 0.85 | 0.85 | 0.93839 | 0.012392 | 0.44968 | 0.12175 | 0
2025-04-09 08:00 | 65960.334 | 58261.2713 | 7328.5547 | 370.508 | 0.33097 | 0.18162 | 0.18335 | 0.15029 | 99 | 8 | Fall | 0.39185 | 0.40697 | 0.40697 | 0.93566 | 0.21485 | 0.18335 | 0.33097 | 0.16223 | 0.65331 | 0.85008 | 0.012357 | 0.0064921 | 0.15029 | 0.40198 | 0.65331 | 0 | 0 | 0.85 | 0.85 | 0.85 | 0.85 | 0.93566 | 0.012357 | 0.45998 | 0.23168 | 0
2025-04-09 09:00 | 65081.2086 | 54295.3518 | 10360.0119 | 425.8449 | 0.46788 | 0.20875 | 0.21042 | 0.17861 | 99 | 9 | Fall | 0.39166 | 0.40877 | 0.40877 | 0.92982 | 0.21991 | 0.21042 | 0.46788 | 0.44952 | 0.65113 | 0.85008 | 0.012252 | 0.0064921 | 0.17861 | 0.39032 | 0.65113 | 0 | 0 | 0.85 | 0.85 | 0.85 | 0.85 | 0.92982 | 0.012252 | 0.46381 | 0.32752 | 0
2025-04-09 10:00 | 64089.7821 | 51265.5779 | 12392.4745 | 431.7297 | 0.55967 | 0.21163 | 0.21212 | 0.20277 | 99 | 10 | Fall | 0.40411 | 0.42068 | 0.42068 | 0.92508 | 0.22175 | 0.21212 | 0.55967 | 0.57836 | 0.66261 | 0.85008 | 0.012218 | 0.0064921 | 0.20277 | 0.44411 | 0.66261 | 0 | 0 | 0.85 | 0.85 | 0.85 | 0.85 | 0.92508 | 0.012218 | 0.49846 | 0.39177 | 0
2025-04-09 11:00 | 61561.5822 | 47726.2454 | 13396.6827 | 438.6541 | 0.60502 | 0.21503 | 0.21487 | 0.21777 | 99 | 11 | Fall | 0.41644 | 0.43336 | 0.43336 | 0.9244 | 0.22921 | 0.21487 | 0.60502 | 0.61146 | 0.66261 | 0.85008 | 0.011903 | 0.0067811 | 0.21777 | 0.48314 | 0.66261 | 0 | 0 | 0.85 | 0.85 | 0.85 | 0.85 | 0.9244 | 0.011903 | 0.55063 | 0.42351 | 0
2025-04-09 12:00 | 60724.218 | 46705.8212 | 13572.464 | 445.9328 | 0.61296 | 0.21859 | 0.21823 | 0.22519 | 99 | 12 | Fall | 0.43539 | 0.4543 | 0.4543 | 0.92402 | 0.24522 | 0.21823 | 0.61296 | 0.64788 | 0.66261 | 0.85008 | 0.011903 | 0.0064921 | 0.22519 | 0.53927 | 0.66261 | 0 | 0 | 0.85 | 0.85 | 0.85 | 0.85 | 0.92402 | 0.011903 | 0.58716 | 0.42907 | 0
2025-04-09 13:00 | 60576.6587 | 47601.5062 | 12526.0556 | 449.0968 | 0.5657 | 0.22015 | 0.21948 | 0.23226 | 99 | 13 | Fall | 0.46136 | 0.47855 | 0.47855 | 0.92234 | 0.2669 | 0.21948 | 0.5657 | 0.6577 | 0.66261 | 0.85008 | 0.011694 | 0.0098579 | 0.23226 | 0.58521 | 0.66261 | 0 | 0 | 0.85 | 0.85 | 0.85 | 0.85 | 0.92234 | 0.011694 | 0.60493 | 0.39599 | 0
2025-04-09 14:00 | 60651.9102 | 49465.7082 | 10732.4917 | 453.7103 | 0.4847 | 0.22241 | 0.22144 | 0.23981 | 99 | 14 | Fall | 0.48366 | 0.49376 | 0.49376 | 0.92148 | 0.3113 | 0.22144 | 0.4847 | 0.654 | 0.66424 | 0.85008 | 0.011659 | 0.015065 | 0.23981 | 0.62713 | 0.66424 | 0 | 0 | 0.85 | 0.85 | 0.85 | 0.85 | 0.92148 | 0.011659 | 0.61302 | 0.33929 | 0
2025-04-09 15:00 | 61107.5378 | 52206.5806 | 8448.9246 | 452.0325 | 0.38157 | 0.22158 | 0.2203 | 0.24482 | 99 | 15 | Fall | 0.50654 | 0.50702 | 0.50702 | 0.92059 | 0.39325 | 0.2203 | 0.38157 | 0.65838 | 0.66424 | 0.85008 | 0.011415 | 0.018179 | 0.24482 | 0.6525 | 0.66424 | 0 | 0 | 0.85 | 0.85 | 0.85 | 0.85 | 0.92059 | 0.011415 | 0.63439 | 0.2671 | 0.00017779
2025-04-09 16:00 | 62540.7159 | 56269.7445 | 5825.073 | 445.8984 | 0.26307 | 0.21858 | 0.21696 | 0.24774 | 99 | 16 | Fall | 0.52814 | 0.52024 | 0.52024 | 0.92028 | 0.45282 | 0.21696 | 0.26307 | 0.66367 | 0.66641 | 0.85008 | 0.011903 | 0.018609 | 0.24774 | 0.68032 | 0.66641 | 0 | 0 | 0.85 | 0.85 | 0.85 | 0.85 | 0.92028 | 0.011903 | 0.64677 | 0.18415 | 0.03688
2025-04-09 17:00 | 63962.5596 | 60488.4734 | 3028.9428 | 445.1434 | 0.13679 | 0.21821 | 0.21658 | 0.24758 | 99 | 17 | Fall | 0.55921 | 0.52787 | 0.52787 | 0.92028 | 0.49849 | 0.21658 | 0.13679 | 0.6549 | 0.66641 | 0.85008 | 0.012497 | 0.02092 | 0.24758 | 0.69339 | 0.66641 | 0 | 0 | 0.85 | 0.85 | 0.85 | 0.85 | 0.92028 | 0.012497 | 0.65974 | 0.095755 | 0.46447
2025-04-09 18:00 | 69905.5391 | 68839.6896 | 601.3062 | 464.5433 | 0.027156 | 0.22772 | 0.22631 | 0.25323 | 99 | 18 | Fall | 0.56981 | 0.53326 | 0.53326 | 0.92026 | 0.51472 | 0.22631 | 0.027156 | 0.58607 | 0.66641 | 0.85008 | 0.012776 | 0.030806 | 0.25323 | 0.72066 | 0.66641 | 0 | 0 | 0.85 | 0.85 | 0.85 | 0.85 | 0.92026 | 0.012776 | 0.67697 | 0.019009 | 0.42382
2025-04-09 19:00 | 69683.9149 | 69197.1492 | 0 | 486.7656 | 0 | 0.23861 | 0.23719 | 0.26421 | 99 | 19 | Fall | 0.58792 | 0.53844 | 0.53844 | 0.92081 | 0.51215 | 0.23719 | 0 | 0.30172 | 0.66641 | 0.85008 | 0.012985 | 0.040504 | 0.26421 | 0.70767 | 0.66641 | 0 | 0 | 0.85 | 0.85 | 0.85 | 0.85 | 0.92081 | 0.012985 | 0.6913 | 0 | 0.3403
2025-04-09 20:00 | 68077.2333 | 67593.0667 | 0 | 484.1666 | 0 | 0.23734 | 0.23549 | 0.27078 | 99 | 20 | Fall | 0.58769 | 0.53296 | 0.53296 | 0.92152 | 0.47501 | 0.23549 | 0 | 0.0006045 | 0.66641 | 0.85008 | 0.012671 | 0.027207 | 0.27078 | 0.69538 | 0.66641 | 0 | 0 | 0.85 | 0.85 | 0.85 | 0.85 | 0.92152 | 0.012671 | 0.69331 | 0 | 0.11348
2025-04-09 21:00 | 65170.1065 | 64678.4399 | 0 | 491.6666 | 0 | 0.24101 | 0.23892 | 0.27881 | 99 | 21 | Fall | 0.5589 | 0.51972 | 0.51972 | 0.92369 | 0.43894 | 0.23892 | 0 | 0 | 0.66478 | 0.85008 | 0.012741 | 0.015558 | 0.27881 | 0.62275 | 0.66478 | 0 | 0 | 0.85 | 0.85 | 0.85 | 0.85 | 0.92369 | 0.012741 | 0.67279 | 0 | 0.16147
2025-04-09 22:00 | 60672.8463 | 60155.1383 | 0 | 517.708 | 0 | 0.25378 | 0.25202 | 0.28556 | 99 | 22 | Fall | 0.51728 | 0.4948 | 0.4948 | 0.92621 | 0.40003 | 0.25202 | 0 | 0 | 0.66478 | 0.85008 | 0.012881 | 0.0070257 | 0.28556 | 0.54639 | 0.66478 | 0 | 0 | 0.85 | 0.85 | 0.85 | 0.85 | 0.92621 | 0.012881 | 0.63052 | 0 | 0.1153
2025-04-09 23:00 | 56401.2673 | 55862.8769 | 0 | 538.3904 | 0 | 0.26392 | 0.26289 | 0.28251 | 99 | 23 | Fall | 0.47532 | 0.45627 | 0.45627 | 0.92842 | 0.36928 | 0.26289 | 0 | 0 | 0.65567 | 0.85008 | 0.012252 | 0.0070257 | 0.28251 | 0.47566 | 0.65567 | 0 | 0 | 0.85 | 0.85 | 0.85 | 0.85 | 0.92842 | 0.012252 | 0.56646 | 0 | 0.067351
2025-04-10 00:00 | 54618.088 | 54053.3805 | 0 | 564.7075 | 0 | 0.27682 | 0.27679 | 0.27731 | 100 | 0 | Fall | 0.40086 | 0.41408 | 0.41408 | 0.9324 | 0.29275 | 0.27679 | 0 | 0 | 0.65196 | 0.85008 | 0.011834 | 0.0070257 | 0.27731 | 0.40145 | 0.65196 | 0 | 0 | 0.85 | 0.85 | 0.85 | 0.85 | 0.9324 | 0.011834 | 0.52583 | 0 | 0.01542
2025-04-10 01:00 | 54102.8486 | 53526.6584 | 0 | 576.1901 | 0 | 0.28245 | 0.28284 | 0.27538 | 100 | 1 | Fall | 0.37675 | 0.40095 | 0.40095 | 0.93332 | 0.26062 | 0.28284 | 0 | 0 | 0.65196 | 0.85008 | 0.012078 | 0.0070257 | 0.27538 | 0.38521 | 0.65196 | 0 | 0 | 0.85 | 0.85 | 0.85 | 0.85 | 0.93332 | 0.012078 | 0.49927 | 0 | 0
2025-04-10 02:00 | 54043.5099 | 53458.7044 | 0 | 584.8055 | 0 | 0.28667 | 0.2873 | 0.27533 | 100 | 2 | Fall | 0.36036 | 0.37824 | 0.37824 | 0.93336 | 0.22473 | 0.2873 | 0 | 0 | 0.65196 | 0.85008 | 0.012357 | 0.0070257 | 0.27533 | 0.38017 | 0.65196 | 0 | 0 | 0.85 | 0.85 | 0.85 | 0.85 | 0.93336 | 0.012357 | 0.49291 | 0 | 0
2025-04-10 03:00 | 54041.123 | 53447.4902 | 0 | 593.6328 | 0 | 0.291 | 0.29194 | 0.27399 | 100 | 3 | Fall | 0.34783 | 0.36163 | 0.36163 | 0.93289 | 0.18289 | 0.29194 | 0 | 0 | 0.64813 | 0.85008 | 0.012532 | 0.0070257 | 0.27399 | 0.37147 | 0.64813 | 0 | 0 | 0.85 | 0.85 | 0.85 | 0.85 | 0.93289 | 0.012532 | 0.48498 | 0 | 0
2025-04-10 04:00 | 54550.1317 | 53953.4648 | 0 | 596.6669 | 0 | 0.29248 | 0.29379 | 0.26896 | 100 | 4 | Fall | 0.34209 | 0.36519 | 0.36519 | 0.93361 | 0.16879 | 0.29379 | 0 | 0 | 0.65104 | 0.85008 | 0.012532 | 0.0070257 | 0.26896 | 0.37052 | 0.65104 | 0 | 0 | 0.85 | 0.85 | 0.85 | 0.85 | 0.93361 | 0.012532 | 0.48267 | 0 | 0
2025-04-10 05:00 | 58589.6668 | 57991.2375 | 0.0066237 | 598.4227 | 2.9914e-07 | 0.29334 | 0.29501 | 0.26322 | 100 | 5 | Fall | 0.34482 | 0.37756 | 0.37756 | 0.93576 | 0.17276 | 0.29501 | 2.9914e-07 | 0 | 0.65104 | 0.85008 | 0.012497 | 0.0064921 | 0.26322 | 0.37314 | 0.65104 | 0 | 0 | 0.85 | 0.85 | 0.85 | 0.85 | 0.93576 | 0.012497 | 0.48379 | 2.094e-07 | 0
2025-04-10 06:00 | 64943.7261 | 63487.2287 | 875.763 | 580.7343 | 0.039551 | 0.28467 | 0.28635 | 0.25433 | 100 | 6 | Fall | 0.36517 | 0.39941 | 0.39941 | 0.93715 | 0.18574 | 0.28635 | 0.039551 | 0 | 0.65331 | 0.85008 | 0.012462 | 0.0064921 | 0.25433 | 0.36964 | 0.65331 | 0 | 0 | 0.85 | 0.85 | 0.85 | 0.85 | 0.93715 | 0.012462 | 0.46504 | 0.027686 | 0
2025-04-10 07:00 | 66740.4468 | 62120.8294 | 4109.6705 | 509.9468 | 0.1856 | 0.24997 | 0.25104 | 0.23079 | 100 | 7 | Fall | 0.38197 | 0.40891 | 0.40891 | 0.93839 | 0.20415 | 0.25104 | 0.1856 | 0 | 0.65331 | 0.85008 | 0.012392 | 0.0064921 | 0.23079 | 0.36205 | 0.65331 | 0 | 0 | 0.85 | 0.85 | 0.85 | 0.85 | 0.93839 | 0.012392 | 0.44968 | 0.12992 | 0
2025-04-10 08:00 | 65960.334 | 57706.2582 | 7733.6201 | 520.4558 | 0.34927 | 0.25513 | 0.2564 | 0.2321 | 100 | 8 | Fall | 0.39185 | 0.40697 | 0.40697 | 0.93566 | 0.21485 | 0.2564 | 0.34927 | 0.16223 | 0.65331 | 0.85008 | 0.012357 | 0.0064921 | 0.2321 | 0.40198 | 0.65331 | 0 | 0 | 0.85 | 0.85 | 0.85 | 0.85 | 0.93566 | 0.012357 | 0.45998 | 0.24449 | 0
2025-04-10 09:00 | 65081.2086 | 53708.9051 | 10825.672 | 546.6315 | 0.48891 | 0.26796 | 0.26928 | 0.2441 | 100 | 9 | Fall | 0.39166 | 0.40877 | 0.40877 | 0.92982 | 0.21991 | 0.26928 | 0.48891 | 0.44952 | 0.65113 | 0.85008 | 0.012252 | 0.0064921 | 0.2441 | 0.39032 | 0.65113 | 0 | 0 | 0.85 | 0.85 | 0.85 | 0.85 | 0.92982 | 0.012252 | 0.46381 | 0.34224 | 0
2025-04-10 10:00 | 64089.7821 | 50742.9681 | 12792.9133 | 553.9007 | 0.57775 | 0.27152 | 0.27269 | 0.25034 | 100 | 10 | Fall | 0.40411 | 0.42068 | 0.42068 | 0.92508 | 0.22175 | 0.27269 | 0.57775 | 0.57836 | 0.66261 | 0.85008 | 0.012218 | 0.0064921 | 0.25034 | 0.44411 | 0.66261 | 0 | 0 | 0.85 | 0.85 | 0.85 | 0.85 | 0.92508 | 0.012218 | 0.49846 | 0.40443 | 0
2025-04-10 11:00 | 61561.5822 | 46886.8231 | 14126.4151 | 548.3439 | 0.63798 | 0.2688 | 0.26938 | 0.25829 | 100 | 11 | Fall | 0.41644 | 0.43336 | 0.43336 | 0.9244 | 0.22921 | 0.26938 | 0.63798 | 0.61146 | 0.66261 | 0.85008 | 0.011903 | 0.0067811 | 0.25829 | 0.48314 | 0.66261 | 0 | 0 | 0.85 | 0.85 | 0.85 | 0.85 | 0.9244 | 0.011903 | 0.55063 | 0.44658 | 0
2025-04-10 12:00 | 60724.218 | 45177.9944 | 15012.8981 | 533.3255 | 0.67801 | 0.26143 | 0.26126 | 0.26456 | 100 | 12 | Fall | 0.43539 | 0.4543 | 0.4543 | 0.92402 | 0.24522 | 0.26126 | 0.67801 | 0.64788 | 0.66261 | 0.85008 | 0.011903 | 0.0064921 | 0.26456 | 0.53927 | 0.66261 | 0 | 0 | 0.85 | 0.85 | 0.85 | 0.85 | 0.92402 | 0.011903 | 0.58716 | 0.47461 | 0
2025-04-10 13:00 | 60576.6587 | 45410.2501 | 14649.4693 | 516.9393 | 0.6616 | 0.2534 | 0.25262 | 0.26748 | 100 | 13 | Fall | 0.46136 | 0.47855 | 0.47855 | 0.92234 | 0.2669 | 0.25262 | 0.6616 | 0.6577 | 0.66261 | 0.85008 | 0.011694 | 0.0098579 | 0.26748 | 0.58521 | 0.66261 | 0 | 0 | 0.85 | 0.85 | 0.85 | 0.85 | 0.92234 | 0.011694 | 0.60493 | 0.46312 | 0
2025-04-10 14:00 | 60651.9102 | 47185.9548 | 12957.924 | 508.0315 | 0.58521 | 0.24904 | 0.24776 | 0.27206 | 100 | 14 | Fall | 0.48366 | 0.49376 | 0.49376 | 0.92148 | 0.3113 | 0.24776 | 0.58521 | 0.654 | 0.66424 | 0.85008 | 0.011659 | 0.015065 | 0.27206 | 0.62713 | 0.66424 | 0 | 0 | 0.85 | 0.85 | 0.85 | 0.85 | 0.92148 | 0.011659 | 0.61302 | 0.40964 | 0
2025-04-10 15:00 | 61107.5378 | 50155.5039 | 10447.3781 | 504.6558 | 0.47182 | 0.24738 | 0.24565 | 0.27862 | 100 | 15 | Fall | 0.50654 | 0.50702 | 0.50702 | 0.92059 | 0.39325 | 0.24565 | 0.47182 | 0.65838 | 0.66424 | 0.85008 | 0.011415 | 0.018179 | 0.27862 | 0.6525 | 0.66424 | 0 | 0 | 0.85 | 0.85 | 0.85 | 0.85 | 0.92059 | 0.011415 | 0.63439 | 0.33028 | 0.00017779
2025-04-10 16:00 | 62540.7159 | 54958.6815 | 7075.3004 | 506.734 | 0.31953 | 0.2484 | 0.24654 | 0.28208 | 100 | 16 | Fall | 0.52814 | 0.52024 | 0.52024 | 0.92028 | 0.45282 | 0.24654 | 0.31953 | 0.66367 | 0.66641 | 0.85008 | 0.011903 | 0.018609 | 0.28208 | 0.68032 | 0.66641 | 0 | 0 | 0.85 | 0.85 | 0.85 | 0.85 | 0.92028 | 0.011903 | 0.64677 | 0.22367 | 0.03688
2025-04-10 17:00 | 63939.1172 | 59893.7872 | 3534.4529 | 510.8771 | 0.15962 | 0.25043 | 0.24897 | 0.27688 | 100 | 17 | Fall | 0.55921 | 0.52787 | 0.52787 | 0.92028 | 0.49849 | 0.24897 | 0.15962 | 0.6549 | 0.66641 | 0.85008 | 0.012497 | 0.02092 | 0.27688 | 0.69339 | 0.66641 | 0 | 0 | 0.85 | 0.85 | 0.85 | 0.85 | 0.92028 | 0.012497 | 0.65974 | 0.11174 | 0.46447
2025-04-10 18:00 | 69905.5391 | 68662.3773 | 697.8364 | 545.3254 | 0.031516 | 0.26732 | 0.26697 | 0.27364 | 100 | 18 | Fall | 0.56981 | 0.53326 | 0.53326 | 0.92026 | 0.51472 | 0.26697 | 0.031516 | 0.58607 | 0.66641 | 0.85008 | 0.012776 | 0.030806 | 0.27364 | 0.72066 | 0.66641 | 0 | 0 | 0.85 | 0.85 | 0.85 | 0.85 | 0.92026 | 0.012776 | 0.67697 | 0.022061 | 0.42382
2025-04-10 19:00 | 69683.9149 | 69104.1444 | 0 | 579.7704 | 0 | 0.2842 | 0.28438 | 0.2809 | 100 | 19 | Fall | 0.58792 | 0.53844 | 0.53844 | 0.92081 | 0.51215 | 0.28438 | 0 | 0.30172 | 0.66641 | 0.85008 | 0.012985 | 0.040504 | 0.2809 | 0.70767 | 0.66641 | 0 | 0 | 0.85 | 0.85 | 0.85 | 0.85 | 0.92081 | 0.012985 | 0.6913 | 0 | 0.3403
2025-04-10 20:00 | 68077.2333 | 67495.8433 | 0 | 581.39 | 0 | 0.285 | 0.2845 | 0.29387 | 100 | 20 | Fall | 0.58769 | 0.53296 | 0.53296 | 0.92152 | 0.47501 | 0.2845 | 0 | 0.0006045 | 0.66641 | 0.85008 | 0.012671 | 0.027207 | 0.29387 | 0.69538 | 0.66641 | 0 | 0 | 0.85 | 0.85 | 0.85 | 0.85 | 0.92152 | 0.012671 | 0.69331 | 0 | 0.11348
2025-04-10 21:00 | 65068.9289 | 64502.5675 | 0 | 566.3613 | 0 | 0.27763 | 0.27619 | 0.30367 | 100 | 21 | Fall | 0.5589 | 0.51972 | 0.51972 | 0.92369 | 0.43894 | 0.27619 | 0 | 0 | 0.66478 | 0.85008 | 0.012741 | 0.015558 | 0.30367 | 0.62275 | 0.66478 | 0 | 0 | 0.85 | 0.85 | 0.85 | 0.85 | 0.92369 | 0.012741 | 0.67279 | 0 | 0.16147
2025-04-10 22:00 | 60419.6765 | 59872.9529 | 0 | 546.7236 | 0 | 0.268 | 0.2661 | 0.30233 | 100 | 22 | Fall | 0.51728 | 0.4948 | 0.4948 | 0.92621 | 0.40003 | 0.2661 | 0 | 0 | 0.66478 | 0.85008 | 0.012881 | 0.0070257 | 0.30233 | 0.54639 | 0.66478 | 0 | 0 | 0.85 | 0.85 | 0.85 | 0.85 | 0.92621 | 0.012881 | 0.63052 | 0 | 0.1153
2025-04-10 23:00 | 56039.467 | 55505.9095 | 0 | 533.5575 | 0 | 0.26155 | 0.26 | 0.28961 | 100 | 23 | Fall | 0.47532 | 0.45627 | 0.45627 | 0.92842 | 0.36928 | 0.26 | 0 | 0 | 0.65567 | 0.85008 | 0.012252 | 0.0070257 | 0.28961 | 0.47566 | 0.65567 | 0 | 0 | 0.85 | 0.85 | 0.85 | 0.85 | 0.92842 | 0.012252 | 0.56646 | 0 | 0.067351
2025-04-11 00:00 | 54189.6641 | 53666.7336 | 0 | 522.9305 | 0 | 0.25634 | 0.25509 | 0.27884 | 101 | 0 | Fall | 0.40086 | 0.41408 | 0.41408 | 0.9324 | 0.29275 | 0.25509 | 0 | 0 | 0.65196 | 0.85008 | 0.011834 | 0.0070257 | 0.27884 | 0.40145 | 0.65196 | 0 | 0 | 0.85 | 0.85 | 0.85 | 0.85 | 0.9324 | 0.011834 | 0.52583 | 0 | 0.01542
2025-04-11 01:00 | 53625.6426 | 53112.905 | 0 | 512.7376 | 0 | 0.25134 | 0.25021 | 0.27177 | 101 | 1 | Fall | 0.37675 | 0.40095 | 0.40095 | 0.93332 | 0.26062 | 0.25021 | 0 | 0 | 0.65196 | 0.85008 | 0.012078 | 0.0070257 | 0.27177 | 0.38521 | 0.65196 | 0 | 0 | 0.85 | 0.85 | 0.85 | 0.85 | 0.93332 | 0.012078 | 0.49927 | 0 | 0
2025-04-11 02:00 | 53533.5567 | 53030.3569 | 0 | 503.1999 | 0 | 0.24667 | 0.24557 | 0.26646 | 101 | 2 | Fall | 0.36036 | 0.37824 | 0.37824 | 0.93336 | 0.22473 | 0.24557 | 0 | 0 | 0.65196 | 0.85008 | 0.012357 | 0.0070257 | 0.26646 | 0.38017 | 0.65196 | 0 | 0 | 0.85 | 0.85 | 0.85 | 0.85 | 0.93336 | 0.012357 | 0.49291 | 0 | 0
2025-04-11 03:00 | 53521.6845 | 53034.809 | 0 | 486.8755 | 0 | 0.23866 | 0.23768 | 0.25653 | 101 | 3 | Fall | 0.34783 | 0.36163 | 0.36163 | 0.93289 | 0.18289 | 0.23768 | 0 | 0 | 0.64813 | 0.85008 | 0.012532 | 0.0070257 | 0.25653 | 0.37147 | 0.64813 | 0 | 0 | 0.85 | 0.85 | 0.85 | 0.85 | 0.93289 | 0.012532 | 0.48498 | 0 | 0
2025-04-11 04:00 | 54039.0493 | 53569.6928 | 0 | 469.3565 | 0 | 0.23008 | 0.22942 | 0.24196 | 101 | 4 | Fall | 0.34209 | 0.36519 | 0.36519 | 0.93361 | 0.16879 | 0.22942 | 0 | 0 | 0.65104 | 0.85008 | 0.012532 | 0.0070257 | 0.24196 | 0.37052 | 0.65104 | 0 | 0 | 0.85 | 0.85 | 0.85 | 0.85 | 0.93361 | 0.012532 | 0.48267 | 0 | 0
2025-04-11 05:00 | 58081.9721 | 57635.9211 | 0.019825 | 446.0312 | 8.9533e-07 | 0.21864 | 0.21817 | 0.2272 | 101 | 5 | Fall | 0.34482 | 0.37756 | 0.37756 | 0.93576 | 0.17276 | 0.21817 | 8.9533e-07 | 0 | 0.65104 | 0.85008 | 0.012497 | 0.0064921 | 0.2272 | 0.37314 | 0.65104 | 0 | 0 | 0.85 | 0.85 | 0.85 | 0.85 | 0.93576 | 0.012497 | 0.48379 | 6.2673e-07 | 0
2025-04-11 06:00 | 64563.6325 | 63388.8696 | 765.3422 | 409.4207 | 0.034564 | 0.2007 | 0.20007 | 0.21204 | 101 | 6 | Fall | 0.36517 | 0.39941 | 0.39941 | 0.93715 | 0.18574 | 0.20007 | 0.034564 | 0 | 0.65331 | 0.85008 | 0.012462 | 0.0064921 | 0.21204 | 0.36964 | 0.65331 | 0 | 0 | 0.85 | 0.85 | 0.85 | 0.85 | 0.93715 | 0.012462 | 0.46504 | 0.024195 | 0
2025-04-11 07:00 | 66716.7102 | 62803.6471 | 3553.4844 | 359.5788 | 0.16048 | 0.17626 | 0.17558 | 0.18862 | 101 | 7 | Fall | 0.38197 | 0.40891 | 0.40891 | 0.93839 | 0.20415 | 0.17558 | 0.16048 | 0 | 0.65331 | 0.85008 | 0.012392 | 0.0064921 | 0.18862 | 0.36205 | 0.65331 | 0 | 0 | 0.85 | 0.85 | 0.85 | 0.85 | 0.93839 | 0.012392 | 0.44968 | 0.11234 | 0
2025-04-11 08:00 | 65960.334 | 58480.6337 | 7113.4071 | 366.2932 | 0.32126 | 0.17956 | 0.17966 | 0.1777 | 101 | 8 | Fall | 0.39185 | 0.40697 | 0.40697 | 0.93566 | 0.21485 | 0.17966 | 0.32126 | 0.16223 | 0.65331 | 0.85008 | 0.012357 | 0.0064921 | 0.1777 | 0.40198 | 0.65331 | 0 | 0 | 0.85 | 0.85 | 0.85 | 0.85 | 0.93566 | 0.012357 | 0.45998 | 0.22488 | 0
2025-04-11 09:00 | 65081.2086 | 54197.7225 | 10514.4879 | 368.9982 | 0.47486 | 0.18088 | 0.18137 | 0.17212 | 101 | 9 | Fall | 0.39166 | 0.40877 | 0.40877 | 0.92982 | 0.21991 | 0.18137 | 0.47486 | 0.44952 | 0.65113 | 0.85008 | 0.012252 | 0.0064921 | 0.17212 | 0.39032 | 0.65113 | 0 | 0 | 0.85 | 0.85 | 0.85 | 0.85 | 0.92982 | 0.012252 | 0.46381 | 0.3324 | 0
2025-04-11 10:00 | 64089.7821 | 51120.749 | 12615.1557 | 353.8773 | 0.56973 | 0.17347 | 0.17405 | 0.16291 | 101 | 10 | Fall | 0.40411 | 0.42068 | 0.42068 | 0.92508 | 0.22175 | 0.17405 | 0.56973 | 0.57836 | 0.66261 | 0.85008 | 0.012218 | 0.0064921 | 0.16291 | 0.44411 | 0.66261 | 0 | 0 | 0.85 | 0.85 | 0.85 | 0.85 | 0.92508 | 0.012218 | 0.49846 | 0.39881 | 0
2025-04-11 11:00 | 61561.5822 | 47679.7132 | 13544.183 | 337.686 | 0.61168 | 0.16553 | 0.16632 | 0.15131 | 101 | 11 | Fall | 0.41644 | 0.43336 | 0.43336 | 0.9244 | 0.22921 | 0.16632 | 0.61168 | 0.61146 | 0.66261 | 0.85008 | 0.011903 | 0.0067811 | 0.15131 | 0.48314 | 0.66261 | 0 | 0 | 0.85 | 0.85 | 0.85 | 0.85 | 0.9244 | 0.011903 | 0.55063 | 0.42818 | 0
2025-04-11 12:00 | 60724.218 | 46974.4058 | 13423.2953 | 326.5169 | 0.60622 | 0.16006 | 0.16116 | 0.1402 | 101 | 12 | Fall | 0.43539 | 0.4543 | 0.4543 | 0.92402 | 0.24522 | 0.16116 | 0.60622 | 0.64788 | 0.66261 | 0.85008 | 0.011903 | 0.0064921 | 0.1402 | 0.53927 | 0.66261 | 0 | 0 | 0.85 | 0.85 | 0.85 | 0.85 | 0.92402 | 0.011903 | 0.58716 | 0.42436 | 0
2025-04-11 13:00 | 60576.6587 | 47646.75 | 12607.6125 | 322.2962 | 0.56939 | 0.15799 | 0.15923 | 0.13559 | 101 | 13 | Fall | 0.46136 | 0.47855 | 0.47855 | 0.92234 | 0.2669 | 0.15923 | 0.56939 | 0.6577 | 0.66261 | 0.85008 | 0.011694 | 0.0098579 | 0.13559 | 0.58521 | 0.66261 | 0 | 0 | 0.85 | 0.85 | 0.85 | 0.85 | 0.92234 | 0.011694 | 0.60493 | 0.39857 | 0
2025-04-11 14:00 | 60651.9102 | 49401.3191 | 10921.6964 | 328.8947 | 0.49325 | 0.16122 | 0.16242 | 0.13955 | 101 | 14 | Fall | 0.48366 | 0.49376 | 0.49376 | 0.92148 | 0.3113 | 0.16242 | 0.49325 | 0.654 | 0.66424 | 0.85008 | 0.011659 | 0.015065 | 0.13955 | 0.62713 | 0.66424 | 0 | 0 | 0.85 | 0.85 | 0.85 | 0.85 | 0.92148 | 0.011659 | 0.61302 | 0.34527 | 0
2025-04-11 15:00 | 61107.5378 | 52199.0771 | 8560.8725 | 347.5883 | 0.38663 | 0.17039 | 0.17158 | 0.14877 | 101 | 15 | Fall | 0.50654 | 0.50702 | 0.50702 | 0.92059 | 0.39325 | 0.17158 | 0.38663 | 0.65838 | 0.66424 | 0.85008 | 0.011415 | 0.018179 | 0.14877 | 0.6525 | 0.66424 | 0 | 0 | 0.85 | 0.85 | 0.85 | 0.85 | 0.92059 | 0.011415 | 0.63439 | 0.27064 | 0.00017779
2025-04-11 16:00 | 62540.7159 | 56248.2248 | 5922.9062 | 369.5849 | 0.26749 | 0.18117 | 0.18309 | 0.14638 | 101 | 16 | Fall | 0.52814 | 0.52024 | 0.52024 | 0.92028 | 0.45282 | 0.18309 | 0.26749 | 0.66367 | 0.66641 | 0.85008 | 0.011903 | 0.018609 | 0.14638 | 0.68032 | 0.66641 | 0 | 0 | 0.85 | 0.85 | 0.85 | 0.85 | 0.92028 | 0.011903 | 0.64677 | 0.18724 | 0.03688
2025-04-11 17:00 | 63916.3775 | 60448.7629 | 3090.9689 | 376.6457 | 0.13959 | 0.18463 | 0.18695 | 0.14269 | 101 | 17 | Fall | 0.55921 | 0.52787 | 0.52787 | 0.92028 | 0.49849 | 0.18695 | 0.13959 | 0.6549 | 0.66641 | 0.85008 | 0.012497 | 0.02092 | 0.14269 | 0.69339 | 0.66641 | 0 | 0 | 0.85 | 0.85 | 0.85 | 0.85 | 0.92028 | 0.012497 | 0.65974 | 0.097716 | 0.46447
2025-04-11 18:00 | 69905.5391 | 68887.2106 | 632.0926 | 386.236 | 0.028547 | 0.18933 | 0.19171 | 0.1463 | 101 | 18 | Fall | 0.56981 | 0.53326 | 0.53326 | 0.92026 | 0.51472 | 0.19171 | 0.028547 | 0.58607 | 0.66641 | 0.85008 | 0.012776 | 0.030806 | 0.1463 | 0.72066 | 0.66641 | 0 | 0 | 0.85 | 0.85 | 0.85 | 0.85 | 0.92026 | 0.012776 | 0.67697 | 0.019983 | 0.42382
2025-04-11 19:00 | 69683.9149 | 69299.8905 | 0 | 384.0243 | 0 | 0.18825 | 0.19027 | 0.15177 | 101 | 19 | Fall | 0.58792 | 0.53844 | 0.53844 | 0.92081 | 0.51215 | 0.19027 | 0 | 0.30172 | 0.66641 | 0.85008 | 0.012985 | 0.040504 | 0.15177 | 0.70767 | 0.66641 | 0 | 0 | 0.85 | 0.85 | 0.85 | 0.85 | 0.92081 | 0.012985 | 0.6913 | 0 | 0.3403
2025-04-11 20:00 | 68077.2333 | 67709.1848 | 0 | 368.0484 | 0 | 0.18042 | 0.18189 | 0.1538 | 101 | 20 | Fall | 0.58769 | 0.53296 | 0.53296 | 0.92152 | 0.47501 | 0.18189 | 0 | 0.0006045 | 0.66641 | 0.85008 | 0.012671 | 0.027207 | 0.1538 | 0.69538 | 0.66641 | 0 | 0 | 0.85 | 0.85 | 0.85 | 0.85 | 0.92152 | 0.012671 | 0.69331 | 0 | 0.11348
2025-04-11 21:00 | 65068.9289 | 64710.9217 | 0 | 358.0071 | 0 | 0.17549 | 0.17715 | 0.14561 | 101 | 21 | Fall | 0.5589 | 0.51972 | 0.51972 | 0.92369 | 0.43894 | 0.17715 | 0 | 0 | 0.66478 | 0.85008 | 0.012741 | 0.015558 | 0.14561 | 0.62275 | 0.66478 | 0 | 0 | 0.85 | 0.85 | 0.85 | 0.85 | 0.92369 | 0.012741 | 0.67279 | 0 | 0.16147
2025-04-11 22:00 | 60419.6765 | 60068.7947 | 0 | 350.8818 | 0 | 0.172 | 0.17381 | 0.13926 | 101 | 22 | Fall | 0.51728 | 0.4948 | 0.4948 | 0.92621 | 0.40003 | 0.17381 | 0 | 0 | 0.66478 | 0.85008 | 0.012881 | 0.0070257 | 0.13926 | 0.54639 | 0.66478 | 0 | 0 | 0.85 | 0.85 | 0.85 | 0.85 | 0.92621 | 0.012881 | 0.63052 | 0 | 0.1153
2025-04-11 23:00 | 56039.467 | 55691.9163 | 0 | 347.5507 | 0 | 0.17037 | 0.17263 | 0.12954 | 101 | 23 | Fall | 0.47532 | 0.45627 | 0.45627 | 0.92842 | 0.36928 | 0.17263 | 0 | 0 | 0.65567 | 0.85008 | 0.012252 | 0.0070257 | 0.12954 | 0.47566 | 0.65567 | 0 | 0 | 0.85 | 0.85 | 0.85 | 0.85 | 0.92842 | 0.012252 | 0.56646 | 0 | 0.067351
2025-04-12 00:00 | 32188.6868 | 31843.8525 | 0 | 344.8343 | 0 | 0.16904 | 0.1711 | 0.13173 | 102 | 0 | Spring | 0.27877 | 0.32807 | 0.32807 | 0.86806 | 0.41526 | 0.1711 | 0 | 0 | 0.64562 | 0.85008 | 0.0133 | 0.00079999 | 0.13173 | 0.22892 | 0.64562 | 0 | 0 | 0.85 | 0.85 | 0.85 | 0.85 | 0.86806 | 0.0133 | 0.36461 | 0 | 0.048952
2025-04-12 01:00 | 31604.0477 | 31248.7462 | 0 | 355.3015 | 0 | 0.17417 | 0.1759 | 0.14282 | 102 | 1 | Spring | 0.27126 | 0.31736 | 0.31736 | 0.87726 | 0.38 | 0.1759 | 0 | 0 | 0.64562 | 0.85008 | 0.012357 | 0.00079999 | 0.14282 | 0.2248 | 0.64562 | 0 | 0 | 0.85 | 0.85 | 0.85 | 0.85 | 0.87726 | 0.012357 | 0.36019 | 0 | 0
2025-04-12 02:00 | 31502.4473 | 31136.4386 | 0 | 366.0087 | 0 | 0.17942 | 0.18117 | 0.1478 | 102 | 2 | Spring | 0.2611 | 0.30561 | 0.30561 | 0.87644 | 0.34552 | 0.18117 | 0 | 0 | 0.64562 | 0.85008 | 0.012462 | 0.00079999 | 0.1478 | 0.21959 | 0.64562 | 0 | 0 | 0.85 | 0.85 | 0.85 | 0.85 | 0.87644 | 0.012462 | 0.35507 | 0 | 0.0076969
2025-04-12 03:00 | 31539.3335 | 31173.165 | 0 | 366.1685 | 0 | 0.17949 | 0.18145 | 0.14421 | 102 | 3 | Spring | 0.25348 | 0.29808 | 0.29808 | 0.87591 | 0.33422 | 0.18145 | 0 | 0 | 0.64562 | 0.85008 | 0.013439 | 0.00079999 | 0.14421 | 0.21762 | 0.64562 | 0 | 0 | 0.85 | 0.85 | 0.85 | 0.85 | 0.87591 | 0.013439 | 0.3547 | 0 | 0
2025-04-12 04:00 | 31831.3971 | 31468.0908 | 0 | 363.3063 | 0 | 0.17809 | 0.17978 | 0.14759 | 102 | 4 | Spring | 0.24517 | 0.29516 | 0.29516 | 0.87706 | 0.32769 | 0.17978 | 0 | 0 | 0.64562 | 0.85008 | 0.013579 | 0.00079999 | 0.14759 | 0.22054 | 0.64562 | 0 | 0 | 0.85 | 0.85 | 0.85 | 0.85 | 0.87706 | 0.013579 | 0.36068 | 0 | 0
2025-04-12 05:00 | 34272.9382 | 33909.2285 | 0.073063 | 363.6367 | 3.2997e-06 | 0.17825 | 0.17972 | 0.15177 | 102 | 5 | Spring | 0.24319 | 0.29542 | 0.29542 | 0.87925 | 0.32324 | 0.17972 | 3.2997e-06 | 0 | 0.64562 | 0.85008 | 0.013719 | 0.00079999 | 0.15177 | 0.24903 | 0.64562 | 0 | 0 | 0.85 | 0.85 | 0.85 | 0.85 | 0.87925 | 0.013719 | 0.38813 | 2.3098e-06 | 0
2025-04-12 06:00 | 36220.0968 | 35058.2099 | 821.1105 | 340.7765 | 0.037083 | 0.16705 | 0.16841 | 0.14245 | 102 | 6 | Spring | 0.25416 | 0.29826 | 0.29826 | 0.88123 | 0.35611 | 0.16841 | 0.037083 | 0 | 0.6501 | 0.85008 | 0.013404 | 0.00083936 | 0.14245 | 0.30317 | 0.6501 | 0 | 0 | 0.85 | 0.85 | 0.85 | 0.85 | 0.88123 | 0.013404 | 0.4151 | 0.025958 | 0
2025-04-12 07:00 | 36769.5351 | 32954.2604 | 3533.4236 | 281.851 | 0.15958 | 0.13816 | 0.1393 | 0.11762 | 102 | 7 | Spring | 0.26383 | 0.30635 | 0.30635 | 0.88211 | 0.39696 | 0.1393 | 0.15958 | 0 | 0.65669 | 0.85008 | 0.012671 | 0.0010882 | 0.11762 | 0.29 | 0.65669 | 0 | 0 | 0.85 | 0.85 | 0.85 | 0.85 | 0.88211 | 0.012671 | 0.40054 | 0.1117 | 0.0096656
2025-04-12 08:00 | 38905.7185 | 32005.7626 | 6603.3165 | 296.6393 | 0.29822 | 0.14541 | 0.14748 | 0.10811 | 102 | 8 | Spring | 0.26441 | 0.30255 | 0.30255 | 0.88442 | 0.42633 | 0.14748 | 0.29822 | 0 | 0.65669 | 0.85008 | 0.012183 | 0.0010228 | 0.10811 | 0.28372 | 0.65669 | 0 | 0 | 0.85 | 0.85 | 0.85 | 0.85 | 0.88442 | 0.012183 | 0.39226 | 0.20875 | 0.029613
2025-04-12 09:00 | 40362.7354 | 30547.0078 | 9492.8648 | 322.8628 | 0.42872 | 0.15827 | 0.16132 | 0.10312 | 102 | 9 | Spring | 0.25911 | 0.30095 | 0.30095 | 0.88542 | 0.45108 | 0.16132 | 0.42872 | 0.38061 | 0.65642 | 0.85008 | 0.011659 | 0.00079999 | 0.10312 | 0.26073 | 0.65642 | 0 | 0 | 0.85 | 0.85 | 0.85 | 0.85 | 0.88542 | 0.011659 | 0.37528 | 0.3001 | 0
2025-04-12 10:00 | 40493.4698 | 28296.9426 | 11861.1004 | 335.4268 | 0.53567 | 0.16442 | 0.16789 | 0.10187 | 102 | 10 | Spring | 0.26146 | 0.29721 | 0.29721 | 0.88641 | 0.4463 | 0.16789 | 0.53567 | 0.64871 | 0.65688 | 0.85008 | 0.011484 | 0.00079999 | 0.10187 | 0.27476 | 0.65688 | 0 | 0 | 0.85 | 0.85 | 0.85 | 0.85 | 0.88641 | 0.011484 | 0.37825 | 0.37497 | 0
2025-04-12 11:00 | 41429.1673 | 27761.6668 | 13316.428 | 351.0726 | 0.6014 | 0.17209 | 0.176 | 0.10146 | 102 | 11 | Spring | 0.25473 | 0.28311 | 0.28311 | 0.88809 | 0.41276 | 0.176 | 0.6014 | 0.69148 | 0.65688 | 0.85008 | 0.01138 | 0.00079999 | 0.10146 | 0.29695 | 0.65688 | 0 | 0 | 0.85 | 0.85 | 0.85 | 0.85 | 0.88809 | 0.01138 | 0.38376 | 0.42098 | 0.0092363
2025-04-12 12:00 | 41940.4293 | 27971.5628 | 13611.368 | 357.4986 | 0.61472 | 0.17524 | 0.1793 | 0.102 | 102 | 12 | Spring | 0.24979 | 0.27224 | 0.27224 | 0.88874 | 0.38152 | 0.1793 | 0.61472 | 0.67553 | 0.65688 | 0.85008 | 0.011484 | 0.00080167 | 0.102 | 0.31905 | 0.65688 | 0 | 0 | 0.85 | 0.85 | 0.85 | 0.85 | 0.88874 | 0.011484 | 0.39243 | 0.4303 | 0.0092363
2025-04-12 13:00 | 40530.971 | 26900.4496 | 13278.4685 | 352.0529 | 0.59968 | 0.17257 | 0.1759 | 0.11245 | 102 | 13 | Spring | 0.2448 | 0.25993 | 0.25993 | 0.88865 | 0.35645 | 0.1759 | 0.59968 | 0.66427 | 0.65688 | 0.85008 | 0.010123 | 0.00079999 | 0.11245 | 0.32335 | 0.65688 | 0 | 0 | 0.85 | 0.85 | 0.85 | 0.85 | 0.88865 | 0.010123 | 0.40028 | 0.41978 | 0.0092363
2025-04-12 14:00 | 40589.6932 | 28039.0503 | 12192.1542 | 358.4888 | 0.55062 | 0.17573 | 0.17827 | 0.12978 | 102 | 14 | Spring | 0.24385 | 0.25881 | 0.25881 | 0.88747 | 0.34975 | 0.17827 | 0.55062 | 0.65679 | 0.65688 | 0.85008 | 0.0099835 | 0.0013328 | 0.12978 | 0.32489 | 0.65688 | 0 | 0 | 0.85 | 0.85 | 0.85 | 0.85 | 0.88747 | 0.0099835 | 0.40115 | 0.38544 | 0.0094141
2025-04-12 15:00 | 40761.6676 | 30181.8288 | 10210.6301 | 369.2087 | 0.46113 | 0.18098 | 0.18315 | 0.14178 | 102 | 15 | Spring | 0.24372 | 0.26351 | 0.26351 | 0.88663 | 0.34492 | 0.18315 | 0.46113 | 0.66692 | 0.65688 | 0.85008 | 0.010088 | 0.0013328 | 0.14178 | 0.33518 | 0.65688 | 0 | 0 | 0.85 | 0.85 | 0.85 | 0.85 | 0.88663 | 0.010088 | 0.4158 | 0.32279 | 0.0094141
2025-04-12 16:00 | 40837.7073 | 33067.2402 | 7390.7413 | 379.7259 | 0.33378 | 0.18614 | 0.18812 | 0.15043 | 102 | 16 | Spring | 0.24178 | 0.27908 | 0.27908 | 0.87629 | 0.34371 | 0.18812 | 0.33378 | 0.67652 | 0.66614 | 0.85008 | 0.010018 | 0.0013328 | 0.15043 | 0.36047 | 0.66614 | 0 | 0 | 0.85 | 0.85 | 0.85 | 0.85 | 0.87629 | 0.010018 | 0.43848 | 0.23365 | 0.0092363
2025-04-12 17:00 | 40731.5626 | 36355.6464 | 3994.3845 | 381.5317 | 0.18039 | 0.18703 | 0.18896 | 0.15206 | 102 | 17 | Spring | 0.24363 | 0.29823 | 0.29823 | 0.87688 | 0.36264 | 0.18896 | 0.18039 | 0.6679 | 0.66614 | 0.85008 | 0.010018 | 0.0035317 | 0.15206 | 0.37417 | 0.66614 | 0 | 0 | 0.85 | 0.85 | 0.85 | 0.85 | 0.87688 | 0.010018 | 0.48342 | 0.12628 | 0.28272
2025-04-12 18:00 | 44771.0403 | 43504.577 | 873.7072 | 392.7562 | 0.039458 | 0.19253 | 0.19515 | 0.14518 | 102 | 18 | Spring | 0.25066 | 0.31384 | 0.31384 | 0.87696 | 0.40118 | 0.19515 | 0.039458 | 0.58773 | 0.66614 | 0.85008 | 0.010158 | 0.027398 | 0.14518 | 0.3962 | 0.66614 | 0 | 0 | 0.85 | 0.85 | 0.85 | 0.85 | 0.87696 | 0.010158 | 0.50599 | 0.027621 | 0.42211
2025-04-12 19:00 | 44934.0945 | 44541.4981 | 0 | 392.5964 | 0 | 0.19245 | 0.19559 | 0.1357 | 102 | 19 | Spring | 0.26664 | 0.33067 | 0.33067 | 0.8775 | 0.42487 | 0.19559 | 0 | 0.23069 | 0.66641 | 0.85008 | 0.010612 | 0.027398 | 0.1357 | 0.41363 | 0.66641 | 0 | 0 | 0.85 | 0.85 | 0.85 | 0.85 | 0.8775 | 0.010612 | 0.52452 | 0 | 0.39185
2025-04-12 20:00 | 44200.9019 | 43812.9715 | 0 | 387.9303 | 0 | 0.19016 | 0.1935 | 0.12983 | 102 | 20 | Spring | 0.28392 | 0.33907 | 0.33907 | 0.87706 | 0.44583 | 0.1935 | 0 | 0 | 0.66641 | 0.85008 | 0.010717 | 0.013216 | 0.12983 | 0.41376 | 0.66641 | 0 | 0 | 0.85 | 0.85 | 0.85 | 0.85 | 0.87706 | 0.010717 | 0.52178 | 0 | 0.34357
2025-04-12 21:00 | 41876.782 | 41486.9004 | 0 | 389.8816 | 0 | 0.19112 | 0.19481 | 0.12447 | 102 | 21 | Spring | 0.28852 | 0.33774 | 0.33774 | 0.87764 | 0.44688 | 0.19481 | 0 | 0 | 0.66641 | 0.85008 | 0.010682 | 0.0013328 | 0.12447 | 0.40821 | 0.66641 | 0 | 0 | 0.85 | 0.85 | 0.85 | 0.85 | 0.87764 | 0.010682 | 0.49219 | 0 | 0.10075
2025-04-12 22:00 | 38391.4985 | 38002.5495 | 0 | 388.949 | 0 | 0.19066 | 0.19442 | 0.12265 | 102 | 22 | Spring | 0.27883 | 0.33192 | 0.33192 | 0.87863 | 0.45017 | 0.19442 | 0 | 0 | 0.66641 | 0.85008 | 0.010717 | 0.0013328 | 0.12265 | 0.36384 | 0.66641 | 0 | 0 | 0.85 | 0.85 | 0.85 | 0.85 | 0.87863 | 0.010717 | 0.43629 | 0 | 0.081544
2025-04-12 23:00 | 34721.1766 | 34343.2755 | 0 | 377.9011 | 0 | 0.18525 | 0.18884 | 0.12029 | 102 | 23 | Spring | 0.26601 | 0.32932 | 0.32932 | 0.87267 | 0.42104 | 0.18884 | 0 | 0 | 0.65528 | 0.85008 | 0.011973 | 0.0013328 | 0.12029 | 0.30433 | 0.65528 | 0 | 0 | 0.85 | 0.85 | 0.85 | 0.85 | 0.87267 | 0.011973 | 0.38142 | 0 | 0.039465
2025-04-13 00:00 | 32188.6868 | 31816.2408 | 0 | 372.446 | 0 | 0.18257 | 0.18623 | 0.11649 | 103 | 0 | Spring | 0.27877 | 0.32807 | 0.32807 | 0.86806 | 0.41526 | 0.18623 | 0 | 0 | 0.64562 | 0.85008 | 0.0133 | 0.00079999 | 0.11649 | 0.22892 | 0.64562 | 0 | 0 | 0.85 | 0.85 | 0.85 | 0.85 | 0.86806 | 0.0133 | 0.36461 | 0 | 0.048952
2025-04-13 01:00 | 31604.0477 | 31237.357 | 0 | 366.6906 | 0 | 0.17975 | 0.18333 | 0.11496 | 103 | 1 | Spring | 0.27126 | 0.31736 | 0.31736 | 0.87726 | 0.38 | 0.18333 | 0 | 0 | 0.64562 | 0.85008 | 0.012357 | 0.00079999 | 0.11496 | 0.2248 | 0.64562 | 0 | 0 | 0.85 | 0.85 | 0.85 | 0.85 | 0.87726 | 0.012357 | 0.36019 | 0 | 0
2025-04-13 02:00 | 31502.4473 | 31140.9269 | 0 | 361.5204 | 0 | 0.17722 | 0.18052 | 0.11746 | 103 | 2 | Spring | 0.2611 | 0.30561 | 0.30561 | 0.87644 | 0.34552 | 0.18052 | 0 | 0 | 0.64562 | 0.85008 | 0.012462 | 0.00079999 | 0.11746 | 0.21959 | 0.64562 | 0 | 0 | 0.85 | 0.85 | 0.85 | 0.85 | 0.87644 | 0.012462 | 0.35507 | 0 | 0.0076969
2025-04-13 03:00 | 31539.3335 | 31172.294 | 0 | 367.0395 | 0 | 0.17992 | 0.18289 | 0.12621 | 103 | 3 | Spring | 0.25348 | 0.29808 | 0.29808 | 0.87591 | 0.33422 | 0.18289 | 0 | 0 | 0.64562 | 0.85008 | 0.013439 | 0.00079999 | 0.12621 | 0.21762 | 0.64562 | 0 | 0 | 0.85 | 0.85 | 0.85 | 0.85 | 0.87591 | 0.013439 | 0.3547 | 0 | 0
2025-04-13 04:00 | 31831.3971 | 31457.0939 | 0 | 374.3032 | 0 | 0.18348 | 0.18599 | 0.13821 | 103 | 4 | Spring | 0.24517 | 0.29516 | 0.29516 | 0.87706 | 0.32769 | 0.18599 | 0 | 0 | 0.64562 | 0.85008 | 0.013579 | 0.00079999 | 0.13821 | 0.22054 | 0.64562 | 0 | 0 | 0.85 | 0.85 | 0.85 | 0.85 | 0.87706 | 0.013579 | 0.36068 | 0 | 0
2025-04-13 05:00 | 34272.9382 | 33882.561 | 0.13955 | 390.2377 | 6.3023e-06 | 0.19129 | 0.19366 | 0.1485 | 103 | 5 | Spring | 0.24319 | 0.29542 | 0.29542 | 0.87925 | 0.32324 | 0.19366 | 6.3023e-06 | 0 | 0.64562 | 0.85008 | 0.013719 | 0.00079999 | 0.1485 | 0.24903 | 0.64562 | 0 | 0 | 0.85 | 0.85 | 0.85 | 0.85 | 0.87925 | 0.013719 | 0.38813 | 4.4116e-06 | 0
2025-04-13 06:00 | 36126.205 | 34996.8062 | 730.5398 | 398.8591 | 0.032993 | 0.19552 | 0.1978 | 0.15431 | 103 | 6 | Spring | 0.25416 | 0.29826 | 0.29826 | 0.88123 | 0.35611 | 0.1978 | 0.032993 | 0 | 0.6501 | 0.85008 | 0.013404 | 0.00083936 | 0.15431 | 0.30317 | 0.6501 | 0 | 0 | 0.85 | 0.85 | 0.85 | 0.85 | 0.88123 | 0.013404 | 0.4151 | 0.023095 | 0
2025-04-13 07:00 | 36754.8143 | 33265.8682 | 3113.5517 | 375.3944 | 0.14061 | 0.18402 | 0.18595 | 0.14914 | 103 | 7 | Spring | 0.26383 | 0.30635 | 0.30635 | 0.88211 | 0.39696 | 0.18595 | 0.14061 | 0 | 0.65669 | 0.85008 | 0.012671 | 0.0010882 | 0.14914 | 0.29 | 0.65669 | 0 | 0 | 0.85 | 0.85 | 0.85 | 0.85 | 0.88211 | 0.012671 | 0.40054 | 0.09843 | 0.0096656
2025-04-13 08:00 | 38905.7185 | 32718.6359 | 5789.7982 | 397.2844 | 0.26148 | 0.19475 | 0.19774 | 0.14068 | 103 | 8 | Spring | 0.26441 | 0.30255 | 0.30255 | 0.88442 | 0.42633 | 0.19774 | 0.26148 | 0 | 0.65669 | 0.85008 | 0.012183 | 0.0010228 | 0.14068 | 0.28372 | 0.65669 | 0 | 0 | 0.85 | 0.85 | 0.85 | 0.85 | 0.88442 | 0.012183 | 0.39226 | 0.18304 | 0.029613
2025-04-13 09:00 | 40535.2229 | 31896.4547 | 8183.936 | 454.8323 | 0.3696 | 0.22296 | 0.22689 | 0.1519 | 103 | 9 | Spring | 0.25911 | 0.30095 | 0.30095 | 0.88542 | 0.45108 | 0.22689 | 0.3696 | 0.38061 | 0.65642 | 0.85008 | 0.011659 | 0.00079999 | 0.1519 | 0.26073 | 0.65642 | 0 | 0 | 0.85 | 0.85 | 0.85 | 0.85 | 0.88542 | 0.011659 | 0.37528 | 0.25872 | 0
2025-04-13 10:00 | 43428.3729 | 32862.1719 | 10079.8897 | 486.3113 | 0.45523 | 0.23839 | 0.2422 | 0.16955 | 103 | 10 | Spring | 0.26146 | 0.29721 | 0.29721 | 0.88641 | 0.4463 | 0.2422 | 0.45523 | 0.64871 | 0.65688 | 0.85008 | 0.011484 | 0.00079999 | 0.16955 | 0.27476 | 0.65688 | 0 | 0 | 0.85 | 0.85 | 0.85 | 0.85 | 0.88641 | 0.011484 | 0.37825 | 0.31866 | 0
2025-04-13 11:00 | 44894.866 | 33107.5856 | 11270.8485 | 516.4318 | 0.50901 | 0.25315 | 0.25706 | 0.18249 | 103 | 11 | Spring | 0.25473 | 0.28311 | 0.28311 | 0.88809 | 0.41276 | 0.25706 | 0.50901 | 0.69148 | 0.65688 | 0.85008 | 0.01138 | 0.00079999 | 0.18249 | 0.29695 | 0.65688 | 0 | 0 | 0.85 | 0.85 | 0.85 | 0.85 | 0.88809 | 0.01138 | 0.38376 | 0.35631 | 0.0092363
2025-04-13 12:00 | 45392.2963 | 33188.2981 | 11661.4953 | 542.5028 | 0.52666 | 0.26593 | 0.26992 | 0.19387 | 103 | 12 | Spring | 0.24979 | 0.27224 | 0.27224 | 0.88874 | 0.38152 | 0.26992 | 0.52666 | 0.67553 | 0.65688 | 0.85008 | 0.011484 | 0.00080167 | 0.19387 | 0.31905 | 0.65688 | 0 | 0 | 0.85 | 0.85 | 0.85 | 0.85 | 0.88874 | 0.011484 | 0.39243 | 0.36866 | 0.0092363
2025-04-13 13:00 | 43819.1004 | 32188.8437 | 11058.7853 | 571.4714 | 0.49944 | 0.28013 | 0.2842 | 0.20657 | 103 | 13 | Spring | 0.2448 | 0.25993 | 0.25993 | 0.88865 | 0.35645 | 0.2842 | 0.49944 | 0.66427 | 0.65688 | 0.85008 | 0.010123 | 0.00079999 | 0.20657 | 0.32335 | 0.65688 | 0 | 0 | 0.85 | 0.85 | 0.85 | 0.85 | 0.88865 | 0.010123 | 0.40028 | 0.34961 | 0.0092363
2025-04-13 14:00 | 43696.3095 | 33416.441 | 9680.0225 | 599.846 | 0.43717 | 0.29404 | 0.29837 | 0.21589 | 103 | 14 | Spring | 0.24385 | 0.25881 | 0.25881 | 0.88747 | 0.34975 | 0.29837 | 0.43717 | 0.65679 | 0.65688 | 0.85008 | 0.0099835 | 0.0013328 | 0.21589 | 0.32489 | 0.65688 | 0 | 0 | 0.85 | 0.85 | 0.85 | 0.85 | 0.88747 | 0.0099835 | 0.40115 | 0.30602 | 0.0094141
2025-04-13 15:00 | 43651.6952 | 35216.8249 | 7818.0073 | 616.863 | 0.35308 | 0.30238 | 0.3069 | 0.22069 | 103 | 15 | Spring | 0.24372 | 0.26351 | 0.26351 | 0.88663 | 0.34492 | 0.3069 | 0.35308 | 0.66692 | 0.65688 | 0.85008 | 0.010088 | 0.0013328 | 0.22069 | 0.33518 | 0.65688 | 0 | 0 | 0.85 | 0.85 | 0.85 | 0.85 | 0.88663 | 0.010088 | 0.4158 | 0.24715 | 0.0094141
2025-04-13 16:00 | 43598.9739 | 37562.3331 | 5419.6094 | 617.0314 | 0.24476 | 0.30247 | 0.307 | 0.22045 | 103 | 16 | Spring | 0.24178 | 0.27908 | 0.27908 | 0.87629 | 0.34371 | 0.307 | 0.24476 | 0.67652 | 0.66614 | 0.85008 | 0.010018 | 0.0013328 | 0.22045 | 0.36047 | 0.66614 | 0 | 0 | 0.85 | 0.85 | 0.85 | 0.85 | 0.87629 | 0.010018 | 0.43848 | 0.17133 | 0.0092363
2025-04-13 17:00 | 43168.8207 | 39817.0016 | 2766.325 | 585.4941 | 0.12493 | 0.28701 | 0.29031 | 0.2273 | 103 | 17 | Spring | 0.24363 | 0.29823 | 0.29823 | 0.87688 | 0.36264 | 0.29031 | 0.12493 | 0.6679 | 0.66614 | 0.85008 | 0.010018 | 0.0035317 | 0.2273 | 0.37417 | 0.66614 | 0 | 0 | 0.85 | 0.85 | 0.85 | 0.85 | 0.87688 | 0.010018 | 0.48342 | 0.087453 | 0.28272
2025-04-13 18:00 | 45121.9794 | 43962.7766 | 594.2734 | 564.9294 | 0.026839 | 0.27693 | 0.2784 | 0.25034 | 103 | 18 | Spring | 0.25066 | 0.31384 | 0.31384 | 0.87696 | 0.40118 | 0.2784 | 0.026839 | 0.58773 | 0.66614 | 0.85008 | 0.010158 | 0.027398 | 0.25034 | 0.3962 | 0.66614 | 0 | 0 | 0.85 | 0.85 | 0.85 | 0.85 | 0.87696 | 0.010158 | 0.50599 | 0.018787 | 0.42211
2025-04-13 19:00 | 44934.0945 | 44368.1008 | 0.01294 | 565.9807 | 5.8442e-07 | 0.27744 | 0.27822 | 0.26344 | 103 | 19 | Spring | 0.26664 | 0.33067 | 0.33067 | 0.8775 | 0.42487 | 0.27822 | 5.8442e-07 | 0.23069 | 0.66641 | 0.85008 | 0.010612 | 0.027398 | 0.26344 | 0.41363 | 0.66641 | 0 | 0 | 0.85 | 0.85 | 0.85 | 0.85 | 0.8775 | 0.010612 | 0.52452 | 4.0909e-07 | 0.39185
2025-04-13 20:00 | 44200.9019 | 43644.7817 | 0 | 556.1202 | 0 | 0.27261 | 0.27297 | 0.26601 | 103 | 20 | Spring | 0.28392 | 0.33907 | 0.33907 | 0.87706 | 0.44583 | 0.27297 | 0 | 0 | 0.66641 | 0.85008 | 0.010717 | 0.013216 | 0.26601 | 0.41376 | 0.66641 | 0 | 0 | 0.85 | 0.85 | 0.85 | 0.85 | 0.87706 | 0.010717 | 0.52178 | 0 | 0.34357
2025-04-13 21:00 | 41876.782 | 41329.0476 | 0 | 547.7344 | 0 | 0.2685 | 0.26855 | 0.26748 | 103 | 21 | Spring | 0.28852 | 0.33774 | 0.33774 | 0.87764 | 0.44688 | 0.26855 | 0 | 0 | 0.66641 | 0.85008 | 0.010682 | 0.0013328 | 0.26748 | 0.40821 | 0.66641 | 0 | 0 | 0.85 | 0.85 | 0.85 | 0.85 | 0.87764 | 0.010682 | 0.49219 | 0 | 0.10075
2025-04-13 22:00 | 38391.4985 | 37850.1818 | 0 | 541.3166 | 0 | 0.26535 | 0.26558 | 0.26121 | 103 | 22 | Spring | 0.27883 | 0.33192 | 0.33192 | 0.87863 | 0.45017 | 0.26558 | 0 | 0 | 0.66641 | 0.85008 | 0.010717 | 0.0013328 | 0.26121 | 0.36384 | 0.66641 | 0 | 0 | 0.85 | 0.85 | 0.85 | 0.85 | 0.87863 | 0.010717 | 0.43629 | 0 | 0.081544
2025-04-13 23:00 | 34721.1766 | 34182.5168 | 0 | 538.6598 | 0 | 0.26405 | 0.26488 | 0.24908 | 103 | 23 | Spring | 0.26601 | 0.32932 | 0.32932 | 0.87267 | 0.42104 | 0.26488 | 0 | 0 | 0.65528 | 0.85008 | 0.011973 | 0.0013328 | 0.24908 | 0.30433 | 0.65528 | 0 | 0 | 0.85 | 0.85 | 0.85 | 0.85 | 0.87267 | 0.011973 | 0.38142 | 0 | 0.039465
2025-04-14 00:00 | 54189.6641 | 53652.1713 | 0 | 537.4928 | 0 | 0.26348 | 0.26439 | 0.24688 | 104 | 0 | Summer | 0.55471 | 0.48104 | 0.48104 | 0.94878 | 0.35614 | 0.26439 | 0 | 0 | 0.66443 | 0.85008 | 0.012218 | 0.019437 | 0.24688 | 0.52743 | 0.66443 | 0 | 0 | 0.85 | 0.85 | 0.85 | 0.85 | 0.94878 | 0.012218 | 0.59514 | 0 | 0.042639
2025-04-14 01:00 | 53625.6426 | 53085.2987 | 0 | 540.3439 | 0 | 0.26487 | 0.26538 | 0.25575 | 104 | 1 | Summer | 0.51573 | 0.45924 | 0.45924 | 0.94906 | 0.29865 | 0.26538 | 0 | 0 | 0.66443 | 0.85008 | 0.012287 | 0.019437 | 0.25575 | 0.48331 | 0.66443 | 0 | 0 | 0.85 | 0.85 | 0.85 | 0.85 | 0.94906 | 0.012287 | 0.55167 | 0 | 0
2025-04-14 02:00 | 53533.5567 | 52986.3874 | 0 | 547.1694 | 0 | 0.26822 | 0.26847 | 0.26365 | 104 | 2 | Summer | 0.47769 | 0.44425 | 0.44425 | 0.94941 | 0.25138 | 0.26847 | 0 | 0 | 0.66443 | 0.85008 | 0.012567 | 0.019191 | 0.26365 | 0.46524 | 0.66443 | 0 | 0 | 0.85 | 0.85 | 0.85 | 0.85 | 0.94941 | 0.012567 | 0.53289 | 0 | 0
2025-04-14 03:00 | 53521.6845 | 52964.8828 | 0 | 556.8017 | 0 | 0.27294 | 0.27311 | 0.26984 | 104 | 3 | Summer | 0.46012 | 0.43819 | 0.43819 | 0.9491 | 0.22464 | 0.27311 | 0 | 0 | 0.66443 | 0.85008 | 0.012532 | 0.01917 | 0.26984 | 0.45789 | 0.66443 | 0 | 0 | 0.85 | 0.85 | 0.85 | 0.85 | 0.9491 | 0.012532 | 0.52986 | 0 | 0
2025-04-14 04:00 | 54039.0493 | 53482.1957 | 0 | 556.8536 | 0 | 0.27297 | 0.27315 | 0.2696 | 104 | 4 | Summer | 0.44971 | 0.43054 | 0.43054 | 0.94949 | 0.2044 | 0.27315 | 0 | 0 | 0.66443 | 0.85008 | 0.012532 | 0.01917 | 0.2696 | 0.46405 | 0.66443 | 0 | 0 | 0.85 | 0.85 | 0.85 | 0.85 | 0.94949 | 0.012532 | 0.53565 | 0 | 0
2025-04-14 05:00 | 58081.9721 | 57537.3568 | 0.19741 | 544.4179 | 8.9156e-06 | 0.26687 | 0.26669 | 0.27024 | 104 | 5 | Summer | 0.45811 | 0.44299 | 0.44299 | 0.94957 | 0.18921 | 0.26669 | 8.9156e-06 | 0 | 0.66443 | 0.85008 | 0.012567 | 0.01917 | 0.27024 | 0.49226 | 0.66443 | 0 | 0 | 0.85 | 0.85 | 0.85 | 0.85 | 0.94957 | 0.012567 | 0.54922 | 6.2409e-06 | 0
2025-04-14 06:00 | 64236.3351 | 63053.5104 | 662.6112 | 520.2134 | 0.029925 | 0.25501 | 0.25421 | 0.26941 | 104 | 6 | Summer | 0.48774 | 0.45859 | 0.45859 | 0.94971 | 0.19102 | 0.25421 | 0.029925 | 0 | 0.66443 | 0.85008 | 0.012532 | 0.018904 | 0.26941 | 0.49923 | 0.66443 | 0 | 0 | 0.85 | 0.85 | 0.85 | 0.85 | 0.94971 | 0.012532 | 0.5429 | 0.020947 | 0
2025-04-14 07:00 | 66660.4828 | 63447.59 | 2718.092 | 494.8007 | 0.12275 | 0.24255 | 0.242 | 0.25256 | 104 | 7 | Summer | 0.5162 | 0.46934 | 0.46934 | 0.95016 | 0.20898 | 0.242 | 0.12275 | 0 | 0.66478 | 0.85008 | 0.012392 | 0.018904 | 0.25256 | 0.50879 | 0.66478 | 0 | 0 | 0.85 | 0.85 | 0.85 | 0.85 | 0.95016 | 0.012392 | 0.545 | 0.085928 | 0
2025-04-14 08:00 | 65960.334 | 60565.0683 | 4875.4043 | 519.8615 | 0.22018 | 0.25483 | 0.2557 | 0.23925 | 104 | 8 | Summer | 0.5354 | 0.4736 | 0.4736 | 0.95052 | 0.22514 | 0.2557 | 0.22018 | 0.19439 | 0.66478 | 0.85008 | 0.012602 | 0.018904 | 0.23925 | 0.53361 | 0.66478 | 0 | 0 | 0.85 | 0.85 | 0.85 | 0.85 | 0.95052 | 0.012602 | 0.54288 | 0.15413 | 0
2025-04-14 09:00 | 66127.1315 | 58630.4151 | 6946.1426 | 550.5737 | 0.3137 | 0.26989 | 0.27167 | 0.23775 | 104 | 9 | Summer | 0.54581 | 0.4857 | 0.4857 | 0.94978 | 0.24893 | 0.27167 | 0.3137 | 0.50389 | 0.66478 | 0.85008 | 0.014382 | 0.018904 | 0.23775 | 0.56932 | 0.66478 | 0 | 0 | 0.85 | 0.85 | 0.85 | 0.85 | 0.94978 | 0.014382 | 0.55471 | 0.21959 | 0
2025-04-14 10:00 | 66611.2734 | 57137.9338 | 8914.2186 | 559.121 | 0.40258 | 0.27408 | 0.27639 | 0.23234 | 104 | 10 | Summer | 0.56661 | 0.50285 | 0.50285 | 0.94712 | 0.26186 | 0.27639 | 0.40258 | 0.61316 | 0.66501 | 0.85008 | 0.014068 | 0.018915 | 0.23234 | 0.61473 | 0.66501 | 0 | 0 | 0.85 | 0.85 | 0.85 | 0.85 | 0.94712 | 0.014068 | 0.60127 | 0.28181 | 0
2025-04-14 11:00 | 64712.6332 | 53631.689 | 10535.1677 | 545.7765 | 0.47579 | 0.26754 | 0.26894 | 0.24228 | 104 | 11 | Summer | 0.60096 | 0.52041 | 0.52041 | 0.94453 | 0.27752 | 0.26894 | 0.47579 | 0.62169 | 0.6656 | 0.85008 | 0.014417 | 0.023029 | 0.24228 | 0.67643 | 0.6656 | 0 | 0 | 0.85 | 0.85 | 0.85 | 0.85 | 0.94453 | 0.014417 | 0.64142 | 0.33305 | 0.0015394
2025-04-14 12:00 | 64462.5307 | 52607.7281 | 11314.4285 | 540.3741 | 0.51098 | 0.26489 | 0.26486 | 0.26547 | 104 | 12 | Summer | 0.62291 | 0.53799 | 0.53799 | 0.94362 | 0.31341 | 0.26486 | 0.51098 | 0.62222 | 0.6656 | 0.85008 | 0.013928 | 0.037669 | 0.26547 | 0.70982 | 0.6656 | 0 | 0 | 0.85 | 0.85 | 0.85 | 0.85 | 0.94362 | 0.013928 | 0.67439 | 0.35769 | 0.13423
2025-04-14 13:00 | 64521.9959 | 52379.6513 | 11597.7417 | 544.6028 | 0.52378 | 0.26696 | 0.26671 | 0.27161 | 104 | 13 | Summer | 0.63006 | 0.55564 | 0.55564 | 0.9422 | 0.37114 | 0.26671 | 0.52378 | 0.63828 | 0.6656 | 0.85008 | 0.014242 | 0.073749 | 0.27161 | 0.73201 | 0.6656 | 0 | 0 | 0.85 | 0.85 | 0.85 | 0.85 | 0.9422 | 0.014242 | 0.69376 | 0.36664 | 0.25305
2025-04-14 14:00 | 64547.7261 | 53418.5529 | 10565.0944 | 564.0788 | 0.47714 | 0.27651 | 0.27699 | 0.2678 | 104 | 14 | Summer | 0.6488 | 0.56826 | 0.56826 | 0.9398 | 0.41215 | 0.27699 | 0.47714 | 0.63061 | 0.66582 | 0.85008 | 0.014033 | 0.099397 | 0.2678 | 0.74849 | 0.66582 | 0 | 0 | 0.85 | 0.85 | 0.85 | 0.85 | 0.9398 | 0.014033 | 0.70785 | 0.334 | 0.30697
2025-04-14 15:00 | 64834.2763 | 55659.8131 | 8583.0312 | 591.432 | 0.38763 | 0.28992 | 0.2915 | 0.2614 | 104 | 15 | Summer | 0.65735 | 0.56817 | 0.56817 | 0.93752 | 0.45803 | 0.2915 | 0.38763 | 0.64444 | 0.66641 | 0.85008 | 0.013928 | 0.12232 | 0.2614 | 0.75815 | 0.66641 | 0 | 0 | 0.85 | 0.85 | 0.85 | 0.85 | 0.93752 | 0.013928 | 0.71964 | 0.27134 | 0.37998
2025-04-14 16:00 | 66006.1893 | 59466.496 | 5922.9802 | 616.713 | 0.26749 | 0.30231 | 0.30498 | 0.25414 | 104 | 16 | Summer | 0.66113 | 0.57399 | 0.57399 | 0.93651 | 0.48967 | 0.30498 | 0.26749 | 0.62638 | 0.66641 | 0.85008 | 0.013195 | 0.14338 | 0.25414 | 0.76334 | 0.66641 | 0 | 0 | 0.85 | 0.85 | 0.85 | 0.85 | 0.93651 | 0.013195 | 0.72909 | 0.18725 | 0.58653
2025-04-14 17:00 | 66043.9107 | 62432.5825 | 2989.992 | 621.3362 | 0.13503 | 0.30458 | 0.30815 | 0.24 | 104 | 17 | Summer | 0.65876 | 0.57144 | 0.57144 | 0.93752 | 0.50401 | 0.30815 | 0.13503 | 0.5801 | 0.66641 | 0.85008 | 0.01309 | 0.20336 | 0.24 | 0.76686 | 0.66641 | 0 | 0 | 0.85 | 0.85 | 0.85 | 0.85 | 0.93752 | 0.01309 | 0.74086 | 0.094524 | 0.64515
2025-04-14 18:00 | 69283.6739 | 67997.0411 | 686.6679 | 599.965 | 0.031011 | 0.2941 | 0.29712 | 0.23952 | 104 | 18 | Summer | 0.65784 | 0.57543 | 0.57543 | 0.9378 | 0.50368 | 0.29712 | 0.031011 | 0.50952 | 0.66641 | 0.85008 | 0.012846 | 0.22688 | 0.23952 | 0.77618 | 0.66641 | 0 | 0 | 0.85 | 0.85 | 0.85 | 0.85 | 0.9378 | 0.012846 | 0.75295 | 0.021708 | 0.64577
2025-04-14 19:00 | 69683.9149 | 69102.9969 | 0.058459 | 580.8595 | 2.6401e-06 | 0.28474 | 0.28696 | 0.24461 | 104 | 19 | Summer | 0.65654 | 0.58215 | 0.58215 | 0.93722 | 0.47421 | 0.28696 | 2.6401e-06 | 0.33059 | 0.66641 | 0.85008 | 0.011205 | 0.20175 | 0.24461 | 0.77565 | 0.66641 | 0 | 0 | 0.85 | 0.85 | 0.85 | 0.85 | 0.93722 | 0.011205 | 0.76424 | 1.8481e-06 | 0.70485
2025-04-14 20:00 | 68077.2333 | 67524.3639 | 0 | 552.8694 | 0 | 0.27101 | 0.27305 | 0.23416 | 104 | 20 | Summer | 0.6677 | 0.58557 | 0.58557 | 0.93506 | 0.44805 | 0.27305 | 0 | 0.065097 | 0.66641 | 0.85008 | 0.01131 | 0.13977 | 0.23416 | 0.77193 | 0.66641 | 0 | 0 | 0.85 | 0.85 | 0.85 | 0.85 | 0.93506 | 0.01131 | 0.76712 | 0 | 0.71244
2025-04-14 21:00 | 65068.9289 | 64556.2083 | 0 | 512.7206 | 0 | 0.25133 | 0.2531 | 0.21932 | 104 | 21 | Summer | 0.65116 | 0.57136 | 0.57136 | 0.93281 | 0.42034 | 0.2531 | 0 | 0 | 0.66641 | 0.85008 | 0.011415 | 0.067558 | 0.21932 | 0.74633 | 0.66641 | 0 | 0 | 0.85 | 0.85 | 0.85 | 0.85 | 0.93281 | 0.011415 | 0.74851 | 0 | 0.38078
2025-04-14 22:00 | 60419.6765 | 59953.5833 | 0 | 466.0932 | 0 | 0.22848 | 0.22938 | 0.21217 | 104 | 22 | Summer | 0.61469 | 0.5457 | 0.5457 | 0.9302 | 0.41049 | 0.22938 | 0 | 0 | 0.6656 | 0.85008 | 0.011659 | 0.03136 | 0.21217 | 0.66421 | 0.6656 | 0 | 0 | 0.85 | 0.85 | 0.85 | 0.85 | 0.9302 | 0.011659 | 0.69584 | 0 | 0.15401
2025-04-14 23:00 | 56039.467 | 55606.8718 | 0 | 432.5952 | 0 | 0.21206 | 0.21289 | 0.19706 | 104 | 23 | Summer | 0.59142 | 0.54754 | 0.54754 | 0.91095 | 0.36743 | 0.21289 | 0 | 0 | 0.66219 | 0.85008 | 0.011938 | 0.024002 | 0.19706 | 0.58272 | 0.66219 | 0 | 0 | 0.85 | 0.85 | 0.85 | 0.85 | 0.91095 | 0.011938 | 0.6334 | 0 | 0.13531
2025-04-15 00:00 | 54189.6641 | 53773.3434 | 0 | 416.3207 | 0 | 0.20408 | 0.20515 | 0.18469 | 105 | 0 | Fall | 0.40086 | 0.41408 | 0.41408 | 0.9324 | 0.29275 | 0.20515 | 0 | 0 | 0.65196 | 0.85008 | 0.011834 | 0.0070257 | 0.18469 | 0.40145 | 0.65196 | 0 | 0 | 0.85 | 0.85 | 0.85 | 0.85 | 0.9324 | 0.011834 | 0.52583 | 0 | 0.01542
2025-04-15 01:00 | 53625.6426 | 53211.7142 | 0 | 413.9284 | 0 | 0.20291 | 0.20457 | 0.17285 | 105 | 1 | Fall | 0.37675 | 0.40095 | 0.40095 | 0.93332 | 0.26062 | 0.20457 | 0 | 0 | 0.65196 | 0.85008 | 0.012078 | 0.0070257 | 0.17285 | 0.38521 | 0.65196 | 0 | 0 | 0.85 | 0.85 | 0.85 | 0.85 | 0.93332 | 0.012078 | 0.49927 | 0 | 0
2025-04-15 02:00 | 53533.5567 | 53112.8487 | 0 | 420.708 | 0 | 0.20623 | 0.20857 | 0.16398 | 105 | 2 | Fall | 0.36036 | 0.37824 | 0.37824 | 0.93336 | 0.22473 | 0.20857 | 0 | 0 | 0.65196 | 0.85008 | 0.012357 | 0.0070257 | 0.16398 | 0.38017 | 0.65196 | 0 | 0 | 0.85 | 0.85 | 0.85 | 0.85 | 0.93336 | 0.012357 | 0.49291 | 0 | 0
2025-04-15 03:00 | 53521.6845 | 53096.4692 | 0 | 425.2153 | 0 | 0.20844 | 0.2114 | 0.15493 | 105 | 3 | Fall | 0.34783 | 0.36163 | 0.36163 | 0.93289 | 0.18289 | 0.2114 | 0 | 0 | 0.64813 | 0.85008 | 0.012532 | 0.0070257 | 0.15493 | 0.37147 | 0.64813 | 0 | 0 | 0.85 | 0.85 | 0.85 | 0.85 | 0.93289 | 0.012532 | 0.48498 | 0 | 0
2025-04-15 04:00 | 54039.0493 | 53619.4677 | 0 | 419.5816 | 0 | 0.20568 | 0.20885 | 0.14837 | 105 | 4 | Fall | 0.34209 | 0.36519 | 0.36519 | 0.93361 | 0.16879 | 0.20885 | 0 | 0 | 0.65104 | 0.85008 | 0.012532 | 0.0070257 | 0.14837 | 0.37052 | 0.65104 | 0 | 0 | 0.85 | 0.85 | 0.85 | 0.85 | 0.93361 | 0.012532 | 0.48267 | 0 | 0
2025-04-15 05:00 | 58081.9721 | 57666.3069 | 0.53457 | 415.1307 | 2.4142e-05 | 0.2035 | 0.20662 | 0.14705 | 105 | 5 | Fall | 0.34482 | 0.37756 | 0.37756 | 0.93576 | 0.17276 | 0.20662 | 2.4142e-05 | 0 | 0.65104 | 0.85008 | 0.012497 | 0.0064921 | 0.14705 | 0.37314 | 0.65104 | 0 | 0 | 0.85 | 0.85 | 0.85 | 0.85 | 0.93576 | 0.012497 | 0.48379 | 1.6899e-05 | 0
2025-04-15 06:00 | 64114.2817 | 62765.3261 | 958.0265 | 390.9291 | 0.043266 | 0.19163 | 0.19432 | 0.14298 | 105 | 6 | Fall | 0.36517 | 0.39941 | 0.39941 | 0.93715 | 0.18574 | 0.19432 | 0.043266 | 0 | 0.65331 | 0.85008 | 0.012462 | 0.0064921 | 0.14298 | 0.36964 | 0.65331 | 0 | 0 | 0.85 | 0.85 | 0.85 | 0.85 | 0.93715 | 0.012462 | 0.46504 | 0.030286 | 0
2025-04-15 07:00 | 66642.8258 | 62193.8255 | 4118.6197 | 330.3806 | 0.18601 | 0.16195 | 0.16393 | 0.12621 | 105 | 7 | Fall | 0.38197 | 0.40891 | 0.40891 | 0.93839 | 0.20415 | 0.16393 | 0.18601 | 0 | 0.65331 | 0.85008 | 0.012392 | 0.0064921 | 0.12621 | 0.36205 | 0.65331 | 0 | 0 | 0.85 | 0.85 | 0.85 | 0.85 | 0.93839 | 0.012392 | 0.44968 | 0.1302 | 0
2025-04-15 08:00 | 65960.334 | 57957.018 | 7689.4824 | 313.8337 | 0.34727 | 0.15384 | 0.15579 | 0.11855 | 105 | 8 | Fall | 0.39185 | 0.40697 | 0.40697 | 0.93566 | 0.21485 | 0.15579 | 0.34727 | 0.16223 | 0.65331 | 0.85008 | 0.012357 | 0.0064921 | 0.11855 | 0.40198 | 0.65331 | 0 | 0 | 0.85 | 0.85 | 0.85 | 0.85 | 0.93566 | 0.012357 | 0.45998 | 0.24309 | 0
2025-04-15 09:00 | 65081.2086 | 53971.3363 | 10771.9038 | 337.9684 | 0.48648 | 0.16567 | 0.16797 | 0.12418 | 105 | 9 | Fall | 0.39166 | 0.40877 | 0.40877 | 0.92982 | 0.21991 | 0.16797 | 0.48648 | 0.44952 | 0.65113 | 0.85008 | 0.012252 | 0.0064921 | 0.12418 | 0.39032 | 0.65113 | 0 | 0 | 0.85 | 0.85 | 0.85 | 0.85 | 0.92982 | 0.012252 | 0.46381 | 0.34054 | 0
2025-04-15 10:00 | 64089.7821 | 50799.6209 | 12944.1689 | 345.9923 | 0.58458 | 0.1696 | 0.17154 | 0.13457 | 105 | 10 | Fall | 0.40411 | 0.42068 | 0.42068 | 0.92508 | 0.22175 | 0.17154 | 0.58458 | 0.57836 | 0.66261 | 0.85008 | 0.012218 | 0.0064921 | 0.13457 | 0.44411 | 0.66261 | 0 | 0 | 0.85 | 0.85 | 0.85 | 0.85 | 0.92508 | 0.012218 | 0.49846 | 0.40921 | 0
2025-04-15 11:00 | 61561.5822 | 47262.0843 | 13950.9572 | 348.5406 | 0.63005 | 0.17085 | 0.17229 | 0.14496 | 105 | 11 | Fall | 0.41644 | 0.43336 | 0.43336 | 0.9244 | 0.22921 | 0.17229 | 0.63005 | 0.61146 | 0.66261 | 0.85008 | 0.011903 | 0.0067811 | 0.14496 | 0.48314 | 0.66261 | 0 | 0 | 0.85 | 0.85 | 0.85 | 0.85 | 0.9244 | 0.011903 | 0.55063 | 0.44104 | 0
2025-04-15 12:00 | 60724.218 | 46518.0306 | 13856.3936 | 349.7938 | 0.62578 | 0.17147 | 0.17263 | 0.15051 | 105 | 12 | Fall | 0.43539 | 0.4543 | 0.4543 | 0.92402 | 0.24522 | 0.17263 | 0.62578 | 0.64788 | 0.66261 | 0.85008 | 0.011903 | 0.0064921 | 0.15051 | 0.53927 | 0.66261 | 0 | 0 | 0.85 | 0.85 | 0.85 | 0.85 | 0.92402 | 0.011903 | 0.58716 | 0.43805 | 0
2025-04-15 13:00 | 60576.6587 | 47109.2776 | 13116.8033 | 350.5778 | 0.59238 | 0.17185 | 0.17287 | 0.15348 | 105 | 13 | Fall | 0.46136 | 0.47855 | 0.47855 | 0.92234 | 0.2669 | 0.17287 | 0.59238 | 0.6577 | 0.66261 | 0.85008 | 0.011694 | 0.0098579 | 0.15348 | 0.58521 | 0.66261 | 0 | 0 | 0.85 | 0.85 | 0.85 | 0.85 | 0.92234 | 0.011694 | 0.60493 | 0.41467 | 0
2025-04-15 14:00 | 60651.9102 | 48535.9386 | 11752.9938 | 362.9778 | 0.53079 | 0.17793 | 0.17881 | 0.16195 | 105 | 14 | Fall | 0.48366 | 0.49376 | 0.49376 | 0.92148 | 0.3113 | 0.17881 | 0.53079 | 0.654 | 0.66424 | 0.85008 | 0.011659 | 0.015065 | 0.16195 | 0.62713 | 0.66424 | 0 | 0 | 0.85 | 0.85 | 0.85 | 0.85 | 0.92148 | 0.011659 | 0.61302 | 0.37155 | 0
2025-04-15 15:00 | 61107.5378 | 51373.3788 | 9348.7901 | 385.3688 | 0.42221 | 0.18891 | 0.19002 | 0.1687 | 105 | 15 | Fall | 0.50654 | 0.50702 | 0.50702 | 0.92059 | 0.39325 | 0.19002 | 0.42221 | 0.65838 | 0.66424 | 0.85008 | 0.011415 | 0.018179 | 0.1687 | 0.6525 | 0.66424 | 0 | 0 | 0.85 | 0.85 | 0.85 | 0.85 | 0.92059 | 0.011415 | 0.63439 | 0.29555 | 0.00017779
2025-04-15 16:00 | 62540.7159 | 55717.6611 | 6420.1641 | 402.8907 | 0.28995 | 0.1975 | 0.199 | 0.17022 | 105 | 16 | Fall | 0.52814 | 0.52024 | 0.52024 | 0.92028 | 0.45282 | 0.199 | 0.28995 | 0.66367 | 0.66641 | 0.85008 | 0.011903 | 0.018609 | 0.17022 | 0.68032 | 0.66641 | 0 | 0 | 0.85 | 0.85 | 0.85 | 0.85 | 0.92028 | 0.011903 | 0.64677 | 0.20296 | 0.03688
2025-04-15 17:00 | 63831.9381 | 60033.5261 | 3398.2855 | 400.1265 | 0.15347 | 0.19614 | 0.1976 | 0.16979 | 105 | 17 | Fall | 0.55921 | 0.52787 | 0.52787 | 0.92028 | 0.49849 | 0.1976 | 0.15347 | 0.6549 | 0.66641 | 0.85008 | 0.012497 | 0.02092 | 0.16979 | 0.69339 | 0.66641 | 0 | 0 | 0.85 | 0.85 | 0.85 | 0.85 | 0.92028 | 0.012497 | 0.65974 | 0.10743 | 0.46447
2025-04-15 18:00 | 69051.7724 | 67860.6904 | 780.7671 | 410.3149 | 0.035261 | 0.20113 | 0.20282 | 0.17065 | 105 | 18 | Fall | 0.56981 | 0.53326 | 0.53326 | 0.92026 | 0.51472 | 0.20282 | 0.035261 | 0.58607 | 0.66641 | 0.85008 | 0.012776 | 0.030806 | 0.17065 | 0.72066 | 0.66641 | 0 | 0 | 0.85 | 0.85 | 0.85 | 0.85 | 0.92026 | 0.012776 | 0.67697 | 0.024683 | 0.42382
2025-04-15 19:00 | 69683.9149 | 69253.8378 | 0.13746 | 429.9396 | 6.208e-06 | 0.21075 | 0.21289 | 0.17223 | 105 | 19 | Fall | 0.58792 | 0.53844 | 0.53844 | 0.92081 | 0.51215 | 0.21289 | 6.208e-06 | 0.30172 | 0.66641 | 0.85008 | 0.012985 | 0.040504 | 0.17223 | 0.70767 | 0.66641 | 0 | 0 | 0.85 | 0.85 | 0.85 | 0.85 | 0.92081 | 0.012985 | 0.6913 | 4.3456e-06 | 0.3403
2025-04-15 20:00 | 68077.2333 | 67652.5493 | 0 | 424.684 | 0 | 0.20818 | 0.20997 | 0.17574 | 105 | 20 | Fall | 0.58769 | 0.53296 | 0.53296 | 0.92152 | 0.47501 | 0.20997 | 0 | 0.0006045 | 0.66641 | 0.85008 | 0.012671 | 0.027207 | 0.17574 | 0.69538 | 0.66641 | 0 | 0 | 0.85 | 0.85 | 0.85 | 0.85 | 0.92152 | 0.012671 | 0.69331 | 0 | 0.11348
2025-04-15 21:00 | 65068.9289 | 64651.8378 | 0 | 417.0911 | 0 | 0.20446 | 0.20583 | 0.17954 | 105 | 21 | Fall | 0.5589 | 0.51972 | 0.51972 | 0.92369 | 0.43894 | 0.20583 | 0 | 0 | 0.66478 | 0.85008 | 0.012741 | 0.015558 | 0.17954 | 0.62275 | 0.66478 | 0 | 0 | 0.85 | 0.85 | 0.85 | 0.85 | 0.92369 | 0.012741 | 0.67279 | 0 | 0.16147
2025-04-15 22:00 | 60419.6765 | 60005.0485 | 0 | 414.628 | 0 | 0.20325 | 0.20429 | 0.18447 | 105 | 22 | Fall | 0.51728 | 0.4948 | 0.4948 | 0.92621 | 0.40003 | 0.20429 | 0 | 0 | 0.66478 | 0.85008 | 0.012881 | 0.0070257 | 0.18447 | 0.54639 | 0.66478 | 0 | 0 | 0.85 | 0.85 | 0.85 | 0.85 | 0.92621 | 0.012881 | 0.63052 | 0 | 0.1153
2025-04-15 23:00 | 56039.467 | 55620.7905 | 0 | 418.6765 | 0 | 0.20523 | 0.20618 | 0.1882 | 105 | 23 | Fall | 0.47532 | 0.45627 | 0.45627 | 0.92842 | 0.36928 | 0.20618 | 0 | 0 | 0.65567 | 0.85008 | 0.012252 | 0.0070257 | 0.1882 | 0.47566 | 0.65567 | 0 | 0 | 0.85 | 0.85 | 0.85 | 0.85 | 0.92842 | 0.012252 | 0.56646 | 0 | 0.067351
2025-04-16 00:00 | 54189.6641 | 53768.1652 | 0 | 421.499 | 0 | 0.20662 | 0.20752 | 0.19026 | 106 | 0 | Fall | 0.40086 | 0.41408 | 0.41408 | 0.9324 | 0.29275 | 0.20752 | 0 | 0 | 0.65196 | 0.85008 | 0.011834 | 0.0070257 | 0.19026 | 0.40145 | 0.65196 | 0 | 0 | 0.85 | 0.85 | 0.85 | 0.85 | 0.9324 | 0.011834 | 0.52583 | 0 | 0.01542
2025-04-16 01:00 | 53625.6426 | 53203.6506 | 0 | 421.992 | 0 | 0.20686 | 0.20792 | 0.18761 | 106 | 1 | Fall | 0.37675 | 0.40095 | 0.40095 | 0.93332 | 0.26062 | 0.20792 | 0 | 0 | 0.65196 | 0.85008 | 0.012078 | 0.0070257 | 0.18761 | 0.38521 | 0.65196 | 0 | 0 | 0.85 | 0.85 | 0.85 | 0.85 | 0.93332 | 0.012078 | 0.49927 | 0 | 0
2025-04-16 02:00 | 53533.5567 | 53113.9074 | 0 | 419.6493 | 0 | 0.20571 | 0.20692 | 0.18386 | 106 | 2 | Fall | 0.36036 | 0.37824 | 0.37824 | 0.93336 | 0.22473 | 0.20692 | 0 | 0 | 0.65196 | 0.85008 | 0.012357 | 0.0070257 | 0.18386 | 0.38017 | 0.65196 | 0 | 0 | 0.85 | 0.85 | 0.85 | 0.85 | 0.93336 | 0.012357 | 0.49291 | 0 | 0
2025-04-16 03:00 | 53521.6845 | 53118.936 | 0 | 402.7484 | 0 | 0.19743 | 0.19858 | 0.17652 | 106 | 3 | Fall | 0.34783 | 0.36163 | 0.36163 | 0.93289 | 0.18289 | 0.19858 | 0 | 0 | 0.64813 | 0.85008 | 0.012532 | 0.0070257 | 0.17652 | 0.37147 | 0.64813 | 0 | 0 | 0.85 | 0.85 | 0.85 | 0.85 | 0.93289 | 0.012532 | 0.48498 | 0 | 0
2025-04-16 04:00 | 54039.0493 | 53649.2016 | 0 | 389.8477 | 0 | 0.1911 | 0.19235 | 0.16846 | 106 | 4 | Fall | 0.34209 | 0.36519 | 0.36519 | 0.93361 | 0.16879 | 0.19235 | 0 | 0 | 0.65104 | 0.85008 | 0.012532 | 0.0070257 | 0.16846 | 0.37052 | 0.65104 | 0 | 0 | 0.85 | 0.85 | 0.85 | 0.85 | 0.93361 | 0.012532 | 0.48267 | 0 | 0
2025-04-16 05:00 | 58081.9721 | 57697.0392 | 0.77361 | 384.1593 | 3.4938e-05 | 0.18831 | 0.18958 | 0.16537 | 106 | 5 | Fall | 0.34482 | 0.37756 | 0.37756 | 0.93576 | 0.17276 | 0.18958 | 3.4938e-05 | 0 | 0.65104 | 0.85008 | 0.012497 | 0.0064921 | 0.16537 | 0.37314 | 0.65104 | 0 | 0 | 0.85 | 0.85 | 0.85 | 0.85 | 0.93576 | 0.012497 | 0.48379 | 2.4457e-05 | 0
2025-04-16 06:00 | 64000.7938 | 62959.8196 | 680.6785 | 360.2957 | 0.030741 | 0.17662 | 0.17783 | 0.15466 | 106 | 6 | Fall | 0.36517 | 0.39941 | 0.39941 | 0.93715 | 0.18574 | 0.17783 | 0.030741 | 0 | 0.65331 | 0.85008 | 0.012462 | 0.0064921 | 0.15466 | 0.36964 | 0.65331 | 0 | 0 | 0.85 | 0.85 | 0.85 | 0.85 | 0.93715 | 0.012462 | 0.46504 | 0.021519 | 0
2025-04-16 07:00 | 66625.6795 | 63496.1885 | 2827.608 | 301.883 | 0.1277 | 0.14798 | 0.14836 | 0.14116 | 106 | 7 | Fall | 0.38197 | 0.40891 | 0.40891 | 0.93839 | 0.20415 | 0.14836 | 0.1277 | 0 | 0.65331 | 0.85008 | 0.012392 | 0.0064921 | 0.14116 | 0.36205 | 0.65331 | 0 | 0 | 0.85 | 0.85 | 0.85 | 0.85 | 0.93839 | 0.012392 | 0.44968 | 0.08939 | 0
2025-04-16 08:00 | 65960.334 | 60293.8047 | 5384.6898 | 281.8395 | 0.24318 | 0.13816 | 0.1384 | 0.13385 | 106 | 8 | Fall | 0.39185 | 0.40697 | 0.40697 | 0.93566 | 0.21485 | 0.1384 | 0.24318 | 0.16223 | 0.65331 | 0.85008 | 0.012357 | 0.0064921 | 0.13385 | 0.40198 | 0.65331 | 0 | 0 | 0.85 | 0.85 | 0.85 | 0.85 | 0.93566 | 0.012357 | 0.45998 | 0.17023 | 0
2025-04-16 09:00 | 65081.2086 | 56873.7867 | 7908.1388 | 299.2831 | 0.35715 | 0.14671 | 0.14744 | 0.13355 | 106 | 9 | Fall | 0.39166 | 0.40877 | 0.40877 | 0.92982 | 0.21991 | 0.14744 | 0.35715 | 0.44952 | 0.65113 | 0.85008 | 0.012252 | 0.0064921 | 0.13355 | 0.39032 | 0.65113 | 0 | 0 | 0.85 | 0.85 | 0.85 | 0.85 | 0.92982 | 0.012252 | 0.46381 | 0.25 | 0
2025-04-16 10:00 | 64089.7821 | 53746.3127 | 10034.3311 | 309.1383 | 0.45317 | 0.15154 | 0.15254 | 0.13347 | 106 | 10 | Fall | 0.40411 | 0.42068 | 0.42068 | 0.92508 | 0.22175 | 0.15254 | 0.45317 | 0.57836 | 0.66261 | 0.85008 | 0.012218 | 0.0064921 | 0.13347 | 0.44411 | 0.66261 | 0 | 0 | 0.85 | 0.85 | 0.85 | 0.85 | 0.92508 | 0.012218 | 0.49846 | 0.31722 | 0
2025-04-16 11:00 | 61561.5822 | 50134.4434 | 11119.96 | 307.1788 | 0.5022 | 0.15058 | 0.152 | 0.12496 | 106 | 11 | Fall | 0.41644 | 0.43336 | 0.43336 | 0.9244 | 0.22921 | 0.152 | 0.5022 | 0.61146 | 0.66261 | 0.85008 | 0.011903 | 0.0067811 | 0.12496 | 0.48314 | 0.66261 | 0 | 0 | 0.85 | 0.85 | 0.85 | 0.85 | 0.9244 | 0.011903 | 0.55063 | 0.35154 | 0
2025-04-16 12:00 | 60724.218 | 49020.6432 | 11390.6448 | 312.93 | 0.51442 | 0.1534 | 0.15509 | 0.12281 | 106 | 12 | Fall | 0.43539 | 0.4543 | 0.4543 | 0.92402 | 0.24522 | 0.15509 | 0.51442 | 0.64788 | 0.66261 | 0.85008 | 0.011903 | 0.0064921 | 0.12281 | 0.53927 | 0.66261 | 0 | 0 | 0.85 | 0.85 | 0.85 | 0.85 | 0.92402 | 0.011903 | 0.58716 | 0.3601 | 0
2025-04-16 13:00 | 60576.6587 | 49565.9073 | 10691.6975 | 319.0539 | 0.48286 | 0.1564 | 0.15822 | 0.12343 | 106 | 13 | Fall | 0.46136 | 0.47855 | 0.47855 | 0.92234 | 0.2669 | 0.15822 | 0.48286 | 0.6577 | 0.66261 | 0.85008 | 0.011694 | 0.0098579 | 0.12343 | 0.58521 | 0.66261 | 0 | 0 | 0.85 | 0.85 | 0.85 | 0.85 | 0.92234 | 0.011694 | 0.60493 | 0.338 | 0
2025-04-16 14:00 | 60714.2076 | 50955.2328 | 9434.546 | 324.4289 | 0.42608 | 0.15903 | 0.16102 | 0.12321 | 106 | 14 | Fall | 0.48366 | 0.49376 | 0.49376 | 0.92148 | 0.3113 | 0.16102 | 0.42608 | 0.654 | 0.66424 | 0.85008 | 0.011659 | 0.015065 | 0.12321 | 0.62713 | 0.66424 | 0 | 0 | 0.85 | 0.85 | 0.85 | 0.85 | 0.92148 | 0.011659 | 0.61302 | 0.29826 | 0
2025-04-16 15:00 | 61107.5378 | 53048.7315 | 7727.5882 | 331.218 | 0.34899 | 0.16236 | 0.16441 | 0.12533 | 106 | 15 | Fall | 0.50654 | 0.50702 | 0.50702 | 0.92059 | 0.39325 | 0.16441 | 0.34899 | 0.65838 | 0.66424 | 0.85008 | 0.011415 | 0.018179 | 0.12533 | 0.6525 | 0.66424 | 0 | 0 | 0.85 | 0.85 | 0.85 | 0.85 | 0.92059 | 0.011415 | 0.63439 | 0.2443 | 0.00017779
2025-04-16 16:00 | 62540.7159 | 56562.676 | 5652.1109 | 325.929 | 0.25526 | 0.15977 | 0.16162 | 0.12635 | 106 | 16 | Fall | 0.52814 | 0.52024 | 0.52024 | 0.92028 | 0.45282 | 0.16162 | 0.25526 | 0.66367 | 0.66641 | 0.85008 | 0.011903 | 0.018609 | 0.12635 | 0.68032 | 0.66641 | 0 | 0 | 0.85 | 0.85 | 0.85 | 0.85 | 0.92028 | 0.011903 | 0.64677 | 0.17868 | 0.03688
2025-04-16 17:00 | 63812.3424 | 60211.7616 | 3294.8433 | 305.7375 | 0.1488 | 0.14987 | 0.15159 | 0.11874 | 106 | 17 | Fall | 0.55921 | 0.52787 | 0.52787 | 0.92028 | 0.49849 | 0.15159 | 0.1488 | 0.6549 | 0.66641 | 0.85008 | 0.012497 | 0.02092 | 0.11874 | 0.69339 | 0.66641 | 0 | 0 | 0.85 | 0.85 | 0.85 | 0.85 | 0.92028 | 0.012497 | 0.65974 | 0.10416 | 0.46447
2025-04-16 18:00 | 68836.1456 | 67680.1813 | 860.8312 | 295.1331 | 0.038877 | 0.14467 | 0.14683 | 0.10564 | 106 | 18 | Fall | 0.56981 | 0.53326 | 0.53326 | 0.92026 | 0.51472 | 0.14683 | 0.038877 | 0.58607 | 0.66641 | 0.85008 | 0.012776 | 0.030806 | 0.10564 | 0.72066 | 0.66641 | 0 | 0 | 0.85 | 0.85 | 0.85 | 0.85 | 0.92026 | 0.012776 | 0.67697 | 0.027214 | 0.42382
2025-04-16 19:00 | 69683.9149 | 69392.018 | 0.34761 | 291.5493 | 1.5699e-05 | 0.14292 | 0.14575 | 0.091741 | 106 | 19 | Fall | 0.58792 | 0.53844 | 0.53844 | 0.92081 | 0.51215 | 0.14575 | 1.5699e-05 | 0.30172 | 0.66641 | 0.85008 | 0.012985 | 0.040504 | 0.091741 | 0.70767 | 0.66641 | 0 | 0 | 0.85 | 0.85 | 0.85 | 0.85 | 0.92081 | 0.012985 | 0.6913 | 1.0989e-05 | 0.3403
2025-04-16 20:00 | 68077.2333 | 67802.3878 | 0 | 274.8455 | 0 | 0.13473 | 0.13769 | 0.081161 | 106 | 20 | Fall | 0.58769 | 0.53296 | 0.53296 | 0.92152 | 0.47501 | 0.13769 | 0 | 0.0006045 | 0.66641 | 0.85008 | 0.012671 | 0.027207 | 0.081161 | 0.69538 | 0.66641 | 0 | 0 | 0.85 | 0.85 | 0.85 | 0.85 | 0.92152 | 0.012671 | 0.69331 | 0 | 0.11348
2025-04-16 21:00 | 65068.9289 | 64809.6932 | 0 | 259.2357 | 0 | 0.12708 | 0.12996 | 0.075 | 106 | 21 | Fall | 0.5589 | 0.51972 | 0.51972 | 0.92369 | 0.43894 | 0.12996 | 0 | 0 | 0.66478 | 0.85008 | 0.012741 | 0.015558 | 0.075 | 0.62275 | 0.66478 | 0 | 0 | 0.85 | 0.85 | 0.85 | 0.85 | 0.92369 | 0.012741 | 0.67279 | 0 | 0.16147
2025-04-16 22:00 | 60419.6765 | 60165.7289 | 0 | 253.9476 | 0 | 0.12448 | 0.12747 | 0.07058 | 106 | 22 | Fall | 0.51728 | 0.4948 | 0.4948 | 0.92621 | 0.40003 | 0.12747 | 0 | 0 | 0.66478 | 0.85008 | 0.012881 | 0.0070257 | 0.07058 | 0.54639 | 0.66478 | 0 | 0 | 0.85 | 0.85 | 0.85 | 0.85 | 0.92621 | 0.012881 | 0.63052 | 0 | 0.1153
2025-04-16 23:00 | 56039.467 | 55785.4325 | 0 | 254.0345 | 0 | 0.12453 | 0.12777 | 0.065946 | 106 | 23 | Fall | 0.47532 | 0.45627 | 0.45627 | 0.92842 | 0.36928 | 0.12777 | 0 | 0 | 0.65567 | 0.85008 | 0.012252 | 0.0070257 | 0.065946 | 0.47566 | 0.65567 | 0 | 0 | 0.85 | 0.85 | 0.85 | 0.85 | 0.92842 | 0.012252 | 0.56646 | 0 | 0.067351
2025-04-17 00:00 | 54189.6641 | 53935.0725 | 0 | 254.5916 | 0 | 0.1248 | 0.12847 | 0.058446 | 107 | 0 | Fall | 0.40086 | 0.41408 | 0.41408 | 0.9324 | 0.29275 | 0.12847 | 0 | 0 | 0.65196 | 0.85008 | 0.011834 | 0.0070257 | 0.058446 | 0.40145 | 0.65196 | 0 | 0 | 0.85 | 0.85 | 0.85 | 0.85 | 0.9324 | 0.011834 | 0.52583 | 0 | 0.01542
2025-04-17 01:00 | 53625.6426 | 53371.5829 | 0 | 254.0597 | 0 | 0.12454 | 0.12859 | 0.051295 | 107 | 1 | Fall | 0.37675 | 0.40095 | 0.40095 | 0.93332 | 0.26062 | 0.12859 | 0 | 0 | 0.65196 | 0.85008 | 0.012078 | 0.0070257 | 0.051295 | 0.38521 | 0.65196 | 0 | 0 | 0.85 | 0.85 | 0.85 | 0.85 | 0.93332 | 0.012078 | 0.49927 | 0 | 0
2025-04-17 02:00 | 53547.559 | 53294.3141 | 0 | 253.2449 | 0 | 0.12414 | 0.12843 | 0.04658 | 107 | 2 | Fall | 0.36036 | 0.37824 | 0.37824 | 0.93336 | 0.22473 | 0.12843 | 0 | 0 | 0.65196 | 0.85008 | 0.012357 | 0.0070257 | 0.04658 | 0.38017 | 0.65196 | 0 | 0 | 0.85 | 0.85 | 0.85 | 0.85 | 0.93336 | 0.012357 | 0.49291 | 0 | 0
2025-04-17 03:00 | 53592.3733 | 53339.2325 | 0 | 253.1408 | 0 | 0.12409 | 0.12849 | 0.044518 | 107 | 3 | Fall | 0.34783 | 0.36163 | 0.36163 | 0.93289 | 0.18289 | 0.12849 | 0 | 0 | 0.64813 | 0.85008 | 0.012532 | 0.0070257 | 0.044518 | 0.37147 | 0.64813 | 0 | 0 | 0.85 | 0.85 | 0.85 | 0.85 | 0.93289 | 0.012532 | 0.48498 | 0 | 0
2025-04-17 04:00 | 54157.3909 | 53905.7329 | 0 | 251.6581 | 0 | 0.12336 | 0.12775 | 0.044089 | 107 | 4 | Fall | 0.34209 | 0.36519 | 0.36519 | 0.93361 | 0.16879 | 0.12775 | 0 | 0 | 0.65104 | 0.85008 | 0.012532 | 0.0070257 | 0.044089 | 0.37052 | 0.65104 | 0 | 0 | 0.85 | 0.85 | 0.85 | 0.85 | 0.93361 | 0.012532 | 0.48267 | 0 | 0
2025-04-17 05:00 | 58238.0295 | 57989.2671 | 1.8366 | 246.9258 | 8.2945e-05 | 0.12104 | 0.12526 | 0.044866 | 107 | 5 | Fall | 0.34482 | 0.37756 | 0.37756 | 0.93576 | 0.17276 | 0.12526 | 8.2945e-05 | 0 | 0.65104 | 0.85008 | 0.012497 | 0.0064921 | 0.044866 | 0.37314 | 0.65104 | 0 | 0 | 0.85 | 0.85 | 0.85 | 0.85 | 0.93576 | 0.012497 | 0.48379 | 5.8061e-05 | 0
2025-04-17 06:00 | 63908.5775 | 62747.561 | 930.0713 | 230.9451 | 0.042004 | 0.11321 | 0.11682 | 0.047946 | 107 | 6 | Fall | 0.36517 | 0.39941 | 0.39941 | 0.93715 | 0.18574 | 0.11682 | 0.042004 | 0 | 0.65331 | 0.85008 | 0.012462 | 0.0064921 | 0.047946 | 0.36964 | 0.65331 | 0 | 0 | 0.85 | 0.85 | 0.85 | 0.85 | 0.93715 | 0.012462 | 0.46504 | 0.029403 | 0
2025-04-17 07:00 | 66609.0264 | 62769.912 | 3658.6078 | 180.5067 | 0.16523 | 0.088484 | 0.090984 | 0.043286 | 107 | 7 | Fall | 0.38197 | 0.40891 | 0.40891 | 0.93839 | 0.20415 | 0.090984 | 0.16523 | 0 | 0.65331 | 0.85008 | 0.012392 | 0.0064921 | 0.043286 | 0.36205 | 0.65331 | 0 | 0 | 0.85 | 0.85 | 0.85 | 0.85 | 0.93839 | 0.012392 | 0.44968 | 0.11566 | 0
2025-04-17 08:00 | 65960.334 | 58622.9315 | 7176.6383 | 160.7643 | 0.32411 | 0.078806 | 0.080518 | 0.047866 | 107 | 8 | Fall | 0.39185 | 0.40697 | 0.40697 | 0.93566 | 0.21485 | 0.080518 | 0.32411 | 0.16223 | 0.65331 | 0.85008 | 0.012357 | 0.0064921 | 0.047866 | 0.40198 | 0.65331 | 0 | 0 | 0.85 | 0.85 | 0.85 | 0.85 | 0.93566 | 0.012357 | 0.45998 | 0.22688 | 0
2025-04-17 09:00 | 65081.2086 | 54732.9845 | 10174.9596 | 173.2645 | 0.45952 | 0.084934 | 0.085741 | 0.070339 | 107 | 9 | Fall | 0.39166 | 0.40877 | 0.40877 | 0.92982 | 0.21991 | 0.085741 | 0.45952 | 0.44952 | 0.65113 | 0.85008 | 0.012252 | 0.0064921 | 0.070339 | 0.39032 | 0.65113 | 0 | 0 | 0.85 | 0.85 | 0.85 | 0.85 | 0.92982 | 0.012252 | 0.46381 | 0.32167 | 0
2025-04-17 10:00 | 64089.7821 | 51230.2654 | 12679.494 | 180.0227 | 0.57263 | 0.088246 | 0.087951 | 0.093589 | 107 | 10 | Fall | 0.40411 | 0.42068 | 0.42068 | 0.92508 | 0.22175 | 0.087951 | 0.57263 | 0.57836 | 0.66261 | 0.85008 | 0.012218 | 0.0064921 | 0.093589 | 0.44411 | 0.66261 | 0 | 0 | 0.85 | 0.85 | 0.85 | 0.85 | 0.92508 | 0.012218 | 0.49846 | 0.40084 | 0
2025-04-17 11:00 | 61561.5822 | 46534.1702 | 14833.5919 | 193.8201 | 0.66991 | 0.09501 | 0.094359 | 0.10677 | 107 | 11 | Fall | 0.41644 | 0.43336 | 0.43336 | 0.9244 | 0.22921 | 0.094359 | 0.66991 | 0.61146 | 0.66261 | 0.85008 | 0.011903 | 0.0067811 | 0.10677 | 0.48314 | 0.66261 | 0 | 0 | 0.85 | 0.85 | 0.85 | 0.85 | 0.9244 | 0.011903 | 0.55063 | 0.46894 | 0
2025-04-17 12:00 | 61372.9451 | 45381.9399 | 15775.3966 | 215.6086 | 0.71245 | 0.10569 | 0.10527 | 0.11333 | 107 | 12 | Fall | 0.43539 | 0.4543 | 0.4543 | 0.92402 | 0.24522 | 0.10527 | 0.71245 | 0.64788 | 0.66261 | 0.85008 | 0.011903 | 0.0064921 | 0.11333 | 0.53927 | 0.66261 | 0 | 0 | 0.85 | 0.85 | 0.85 | 0.85 | 0.92402 | 0.011903 | 0.58716 | 0.49871 | 0
2025-04-17 13:00 | 61527.4463 | 45912.081 | 15374.7768 | 240.5884 | 0.69436 | 0.11794 | 0.1169 | 0.13666 | 107 | 13 | Fall | 0.46136 | 0.47855 | 0.47855 | 0.92234 | 0.2669 | 0.1169 | 0.69436 | 0.6577 | 0.66261 | 0.85008 | 0.011694 | 0.0098579 | 0.13666 | 0.58521 | 0.66261 | 0 | 0 | 0.85 | 0.85 | 0.85 | 0.85 | 0.92234 | 0.011694 | 0.60493 | 0.48605 | 0
2025-04-17 14:00 | 61587.6362 | 47503.2081 | 13804.7978 | 279.6304 | 0.62345 | 0.13707 | 0.13546 | 0.16621 | 107 | 14 | Fall | 0.48366 | 0.49376 | 0.49376 | 0.92148 | 0.3113 | 0.13546 | 0.62345 | 0.654 | 0.66424 | 0.85008 | 0.011659 | 0.015065 | 0.16621 | 0.62713 | 0.66424 | 0 | 0 | 0.85 | 0.85 | 0.85 | 0.85 | 0.92148 | 0.011659 | 0.61302 | 0.43642 | 0
2025-04-17 15:00 | 61878.5511 | 50398.4156 | 11147.1959 | 332.9396 | 0.50343 | 0.16321 | 0.1617 | 0.19045 | 107 | 15 | Fall | 0.50654 | 0.50702 | 0.50702 | 0.92059 | 0.39325 | 0.1617 | 0.50343 | 0.65838 | 0.66424 | 0.85008 | 0.011415 | 0.018179 | 0.19045 | 0.6525 | 0.66424 | 0 | 0 | 0.85 | 0.85 | 0.85 | 0.85 | 0.92059 | 0.011415 | 0.63439 | 0.3524 | 0.00017779
2025-04-17 16:00 | 62960.1399 | 54737.2512 | 7863.3558 | 359.533 | 0.35513 | 0.17624 | 0.17504 | 0.198 | 107 | 16 | Fall | 0.52814 | 0.52024 | 0.52024 | 0.92028 | 0.45282 | 0.17504 | 0.35513 | 0.66367 | 0.66641 | 0.85008 | 0.011903 | 0.018609 | 0.198 | 0.68032 | 0.66641 | 0 | 0 | 0.85 | 0.85 | 0.85 | 0.85 | 0.92028 | 0.011903 | 0.64677 | 0.24859 | 0.03688
2025-04-17 17:00 | 63793.3103 | 59175.9216 | 4257.8325 | 359.5562 | 0.19229 | 0.17625 | 0.17508 | 0.19749 | 107 | 17 | Fall | 0.55921 | 0.52787 | 0.52787 | 0.92028 | 0.49849 | 0.17508 | 0.19229 | 0.6549 | 0.66641 | 0.85008 | 0.012497 | 0.02092 | 0.19749 | 0.69339 | 0.66641 | 0 | 0 | 0.85 | 0.85 | 0.85 | 0.85 | 0.92028 | 0.012497 | 0.65974 | 0.1346 | 0.46447
2025-04-17 18:00 | 68635.1884 | 67233.4545 | 1039.7815 | 361.9524 | 0.046959 | 0.17743 | 0.17596 | 0.20392 | 107 | 18 | Fall | 0.56981 | 0.53326 | 0.53326 | 0.92026 | 0.51472 | 0.17596 | 0.046959 | 0.58607 | 0.66641 | 0.85008 | 0.012776 | 0.030806 | 0.20392 | 0.72066 | 0.66641 | 0 | 0 | 0.85 | 0.85 | 0.85 | 0.85 | 0.92026 | 0.012776 | 0.67697 | 0.032871 | 0.42382
2025-04-17 19:00 | 69683.9149 | 69317.2622 | 0.58135 | 366.0713 | 2.6255e-05 | 0.17945 | 0.17787 | 0.20794 | 107 | 19 | Fall | 0.58792 | 0.53844 | 0.53844 | 0.92081 | 0.51215 | 0.17787 | 2.6255e-05 | 0.30172 | 0.66641 | 0.85008 | 0.012985 | 0.040504 | 0.20794 | 0.70767 | 0.66641 | 0 | 0 | 0.85 | 0.85 | 0.85 | 0.85 | 0.92081 | 0.012985 | 0.6913 | 1.8379e-05 | 0.3403
2025-04-17 20:00 | 68077.2333 | 67717.2919 | 0 | 359.9413 | 0 | 0.17644 | 0.17524 | 0.19819 | 107 | 20 | Fall | 0.58769 | 0.53296 | 0.53296 | 0.92152 | 0.47501 | 0.17524 | 0 | 0.0006045 | 0.66641 | 0.85008 | 0.012671 | 0.027207 | 0.19819 | 0.69538 | 0.66641 | 0 | 0 | 0.85 | 0.85 | 0.85 | 0.85 | 0.92152 | 0.012671 | 0.69331 | 0 | 0.11348
2025-04-17 21:00 | 65068.9289 | 64704.7072 | 0 | 364.2216 | 0 | 0.17854 | 0.17781 | 0.19173 | 107 | 21 | Fall | 0.5589 | 0.51972 | 0.51972 | 0.92369 | 0.43894 | 0.17781 | 0 | 0 | 0.66478 | 0.85008 | 0.012741 | 0.015558 | 0.19173 | 0.62275 | 0.66478 | 0 | 0 | 0.85 | 0.85 | 0.85 | 0.85 | 0.92369 | 0.012741 | 0.67279 | 0 | 0.16147
2025-04-17 22:00 | 60419.6765 | 60041.9656 | 0 | 377.7109 | 0 | 0.18515 | 0.18474 | 0.19259 | 107 | 22 | Fall | 0.51728 | 0.4948 | 0.4948 | 0.92621 | 0.40003 | 0.18474 | 0 | 0 | 0.66478 | 0.85008 | 0.012881 | 0.0070257 | 0.19259 | 0.54639 | 0.66478 | 0 | 0 | 0.85 | 0.85 | 0.85 | 0.85 | 0.92621 | 0.012881 | 0.63052 | 0 | 0.1153
2025-04-17 23:00 | 56039.467 | 55620.9586 | 0 | 418.5084 | 0 | 0.20515 | 0.20539 | 0.20079 | 107 | 23 | Fall | 0.47532 | 0.45627 | 0.45627 | 0.92842 | 0.36928 | 0.20539 | 0 | 0 | 0.65567 | 0.85008 | 0.012252 | 0.0070257 | 0.20079 | 0.47566 | 0.65567 | 0 | 0 | 0.85 | 0.85 | 0.85 | 0.85 | 0.92842 | 0.012252 | 0.56646 | 0 | 0.067351
2025-04-18 00:00 | 54189.6641 | 53736.0116 | 0 | 453.6525 | 0 | 0.22238 | 0.22299 | 0.21131 | 108 | 0 | Summer | 0.55471 | 0.48104 | 0.48104 | 0.94878 | 0.35614 | 0.22299 | 0 | 0 | 0.66443 | 0.85008 | 0.012218 | 0.019437 | 0.21131 | 0.52743 | 0.66443 | 0 | 0 | 0.85 | 0.85 | 0.85 | 0.85 | 0.94878 | 0.012218 | 0.59514 | 0 | 0.042639
2025-04-18 01:00 | 53625.6426 | 53140.5397 | 0 | 485.1029 | 0 | 0.2378 | 0.23884 | 0.21889 | 108 | 1 | Summer | 0.51573 | 0.45924 | 0.45924 | 0.94906 | 0.29865 | 0.23884 | 0 | 0 | 0.66443 | 0.85008 | 0.012287 | 0.019437 | 0.21889 | 0.48331 | 0.66443 | 0 | 0 | 0.85 | 0.85 | 0.85 | 0.85 | 0.94906 | 0.012287 | 0.55167 | 0 | 0
2025-04-18 02:00 | 53533.5567 | 53031.75 | 0 | 501.8067 | 0 | 0.24598 | 0.24726 | 0.22294 | 108 | 2 | Summer | 0.47769 | 0.44425 | 0.44425 | 0.94941 | 0.25138 | 0.24726 | 0 | 0 | 0.66443 | 0.85008 | 0.012567 | 0.019191 | 0.22294 | 0.46524 | 0.66443 | 0 | 0 | 0.85 | 0.85 | 0.85 | 0.85 | 0.94941 | 0.012567 | 0.53289 | 0 | 0
2025-04-18 03:00 | 53521.6845 | 53015.8654 | 0 | 505.819 | 0 | 0.24795 | 0.24945 | 0.22087 | 108 | 3 | Summer | 0.46012 | 0.43819 | 0.43819 | 0.9491 | 0.22464 | 0.24945 | 0 | 0 | 0.66443 | 0.85008 | 0.012532 | 0.01917 | 0.22087 | 0.45789 | 0.66443 | 0 | 0 | 0.85 | 0.85 | 0.85 | 0.85 | 0.9491 | 0.012532 | 0.52986 | 0 | 0
2025-04-18 04:00 | 54039.0493 | 53545.8388 | 0 | 493.2105 | 0 | 0.24177 | 0.2425 | 0.22862 | 108 | 4 | Summer | 0.44971 | 0.43054 | 0.43054 | 0.94949 | 0.2044 | 0.2425 | 0 | 0 | 0.66443 | 0.85008 | 0.012532 | 0.01917 | 0.22862 | 0.46405 | 0.66443 | 0 | 0 | 0.85 | 0.85 | 0.85 | 0.85 | 0.94949 | 0.012532 | 0.53565 | 0 | 0
2025-04-18 05:00 | 58081.9721 | 57604.5857 | 1.5171 | 475.8694 | 6.8513e-05 | 0.23327 | 0.2332 | 0.23459 | 108 | 5 | Summer | 0.45811 | 0.44299 | 0.44299 | 0.94957 | 0.18921 | 0.2332 | 6.8513e-05 | 0 | 0.66443 | 0.85008 | 0.012567 | 0.01917 | 0.23459 | 0.49226 | 0.66443 | 0 | 0 | 0.85 | 0.85 | 0.85 | 0.85 | 0.94957 | 0.012567 | 0.54922 | 4.7959e-05 | 0
2025-04-18 06:00 | 63796.2444 | 62689.3276 | 658.5225 | 448.3943 | 0.02974 | 0.2198 | 0.21921 | 0.23041 | 108 | 6 | Summer | 0.48774 | 0.45859 | 0.45859 | 0.94971 | 0.19102 | 0.21921 | 0.02974 | 0 | 0.66443 | 0.85008 | 0.012532 | 0.018904 | 0.23041 | 0.49923 | 0.66443 | 0 | 0 | 0.85 | 0.85 | 0.85 | 0.85 | 0.94971 | 0.012532 | 0.5429 | 0.020818 | 0
2025-04-18 07:00 | 66592.8498 | 63594.0695 | 2613.3078 | 385.4725 | 0.11802 | 0.18896 | 0.18739 | 0.21723 | 108 | 7 | Summer | 0.5162 | 0.46934 | 0.46934 | 0.95016 | 0.20898 | 0.18739 | 0.11802 | 0 | 0.66478 | 0.85008 | 0.012392 | 0.018904 | 0.21723 | 0.50879 | 0.66478 | 0 | 0 | 0.85 | 0.85 | 0.85 | 0.85 | 0.95016 | 0.012392 | 0.545 | 0.082616 | 0
2025-04-18 08:00 | 65960.334 | 60179.2419 | 5390.3217 | 390.7704 | 0.24344 | 0.19155 | 0.19023 | 0.21557 | 108 | 8 | Summer | 0.5354 | 0.4736 | 0.4736 | 0.95052 | 0.22514 | 0.19023 | 0.24344 | 0.19439 | 0.66478 | 0.85008 | 0.012602 | 0.018904 | 0.21557 | 0.53361 | 0.66478 | 0 | 0 | 0.85 | 0.85 | 0.85 | 0.85 | 0.95052 | 0.012602 | 0.54288 | 0.17041 | 0
2025-04-18 09:00 | 65081.2086 | 57042.3612 | 7610.9524 | 427.895 | 0.34373 | 0.20975 | 0.20867 | 0.22937 | 108 | 9 | Summer | 0.54581 | 0.4857 | 0.4857 | 0.94978 | 0.24893 | 0.20867 | 0.34373 | 0.50389 | 0.66478 | 0.85008 | 0.014382 | 0.018904 | 0.22937 | 0.56932 | 0.66478 | 0 | 0 | 0.85 | 0.85 | 0.85 | 0.85 | 0.94978 | 0.014382 | 0.55471 | 0.24061 | 0
2025-04-18 10:00 | 64475.9266 | 54901.3498 | 9130.1897 | 444.3871 | 0.41234 | 0.21784 | 0.21676 | 0.23724 | 108 | 10 | Summer | 0.56661 | 0.50285 | 0.50285 | 0.94712 | 0.26186 | 0.21676 | 0.41234 | 0.61316 | 0.66501 | 0.85008 | 0.014068 | 0.018915 | 0.23724 | 0.61473 | 0.66501 | 0 | 0 | 0.85 | 0.85 | 0.85 | 0.85 | 0.94712 | 0.014068 | 0.60127 | 0.28864 | 0
2025-04-18 11:00 | 62827.2151 | 52052.6413 | 10333.7642 | 440.8096 | 0.46669 | 0.21608 | 0.21485 | 0.23829 | 108 | 11 | Summer | 0.60096 | 0.52041 | 0.52041 | 0.94453 | 0.27752 | 0.21485 | 0.46669 | 0.62169 | 0.6656 | 0.85008 | 0.014417 | 0.023029 | 0.23829 | 0.67643 | 0.6656 | 0 | 0 | 0.85 | 0.85 | 0.85 | 0.85 | 0.94453 | 0.014417 | 0.64142 | 0.32669 | 0.0015394
2025-04-18 12:00 | 62761.0573 | 51481.5939 | 10844.0691 | 435.3943 | 0.48974 | 0.21343 | 0.21275 | 0.22578 | 108 | 12 | Summer | 0.62291 | 0.53799 | 0.53799 | 0.94362 | 0.31341 | 0.21275 | 0.48974 | 0.62222 | 0.6656 | 0.85008 | 0.013928 | 0.037669 | 0.22578 | 0.70982 | 0.6656 | 0 | 0 | 0.85 | 0.85 | 0.85 | 0.85 | 0.94362 | 0.013928 | 0.67439 | 0.34282 | 0.13423
2025-04-18 13:00 | 63031.4732 | 52018.9448 | 10599.6829 | 412.8454 | 0.4787 | 0.20238 | 0.20258 | 0.19867 | 108 | 13 | Summer | 0.63006 | 0.55564 | 0.55564 | 0.9422 | 0.37114 | 0.20258 | 0.4787 | 0.63828 | 0.6656 | 0.85008 | 0.014242 | 0.073749 | 0.19867 | 0.73201 | 0.6656 | 0 | 0 | 0.85 | 0.85 | 0.85 | 0.85 | 0.9422 | 0.014242 | 0.69376 | 0.33509 | 0.25305
2025-04-18 14:00 | 63241.2947 | 52850.9333 | 10005.9799 | 384.3814 | 0.45189 | 0.18842 | 0.1896 | 0.16709 | 108 | 14 | Summer | 0.6488 | 0.56826 | 0.56826 | 0.9398 | 0.41215 | 0.1896 | 0.45189 | 0.63061 | 0.66582 | 0.85008 | 0.014033 | 0.099397 | 0.16709 | 0.74849 | 0.66582 | 0 | 0 | 0.85 | 0.85 | 0.85 | 0.85 | 0.9398 | 0.014033 | 0.70785 | 0.31632 | 0.30697
2025-04-18 15:00 | 63656.8815 | 54534.4544 | 8776.2916 | 346.1355 | 0.39636 | 0.16967 | 0.171 | 0.14571 | 108 | 15 | Summer | 0.65735 | 0.56817 | 0.56817 | 0.93752 | 0.45803 | 0.171 | 0.39636 | 0.64444 | 0.66641 | 0.85008 | 0.013928 | 0.12232 | 0.14571 | 0.75815 | 0.66641 | 0 | 0 | 0.85 | 0.85 | 0.85 | 0.85 | 0.93752 | 0.013928 | 0.71964 | 0.27745 | 0.37998
2025-04-18 16:00 | 65169.0693 | 58497.7655 | 6370.6589 | 300.6448 | 0.28771 | 0.14737 | 0.1481 | 0.1343 | 108 | 16 | Summer | 0.66113 | 0.57399 | 0.57399 | 0.93651 | 0.48967 | 0.1481 | 0.28771 | 0.62638 | 0.66641 | 0.85008 | 0.013195 | 0.14338 | 0.1343 | 0.76334 | 0.66641 | 0 | 0 | 0.85 | 0.85 | 0.85 | 0.85 | 0.93651 | 0.013195 | 0.72909 | 0.2014 | 0.58653
2025-04-18 17:00 | 65632.4584 | 61895.6492 | 3480.2115 | 256.5977 | 0.15717 | 0.12578 | 0.12552 | 0.13058 | 108 | 17 | Summer | 0.65876 | 0.57144 | 0.57144 | 0.93752 | 0.50401 | 0.12552 | 0.15717 | 0.5801 | 0.66641 | 0.85008 | 0.01309 | 0.20336 | 0.13058 | 0.76686 | 0.66641 | 0 | 0 | 0.85 | 0.85 | 0.85 | 0.85 | 0.93752 | 0.01309 | 0.74086 | 0.11002 | 0.64515
2025-04-18 18:00 | 68447.5016 | 67308.7084 | 902.4911 | 236.302 | 0.040758 | 0.11583 | 0.11483 | 0.13398 | 108 | 18 | Summer | 0.65784 | 0.57543 | 0.57543 | 0.9378 | 0.50368 | 0.11483 | 0.040758 | 0.50952 | 0.66641 | 0.85008 | 0.012846 | 0.22688 | 0.13398 | 0.77618 | 0.66641 | 0 | 0 | 0.85 | 0.85 | 0.85 | 0.85 | 0.9378 | 0.012846 | 0.75295 | 0.028531 | 0.64577
2025-04-18 19:00 | 69683.9149 | 69440.3274 | 1.0167 | 242.5708 | 4.5917e-05 | 0.11891 | 0.11798 | 0.13559 | 108 | 19 | Summer | 0.65654 | 0.58215 | 0.58215 | 0.93722 | 0.47421 | 0.11798 | 4.5917e-05 | 0.33059 | 0.66641 | 0.85008 | 0.011205 | 0.20175 | 0.13559 | 0.77565 | 0.66641 | 0 | 0 | 0.85 | 0.85 | 0.85 | 0.85 | 0.93722 | 0.011205 | 0.76424 | 3.2142e-05 | 0.70485
2025-04-18 20:00 | 68077.2333 | 67825.4564 | 0 | 251.7769 | 0 | 0.12342 | 0.12325 | 0.12654 | 108 | 20 | Summer | 0.6677 | 0.58557 | 0.58557 | 0.93506 | 0.44805 | 0.12325 | 0 | 0.065097 | 0.66641 | 0.85008 | 0.01131 | 0.13977 | 0.12654 | 0.77193 | 0.66641 | 0 | 0 | 0.85 | 0.85 | 0.85 | 0.85 | 0.93506 | 0.01131 | 0.76712 | 0 | 0.71244
2025-04-18 21:00 | 65068.9289 | 64806.6901 | 0 | 262.2388 | 0 | 0.12855 | 0.12917 | 0.11724 | 108 | 21 | Summer | 0.65116 | 0.57136 | 0.57136 | 0.93281 | 0.42034 | 0.12917 | 0 | 0 | 0.66641 | 0.85008 | 0.011415 | 0.067558 | 0.11724 | 0.74633 | 0.66641 | 0 | 0 | 0.85 | 0.85 | 0.85 | 0.85 | 0.93281 | 0.011415 | 0.74851 | 0 | 0.38078
2025-04-18 22:00 | 60419.6765 | 60143.6117 | 0 | 276.0648 | 0 | 0.13533 | 0.13649 | 0.11435 | 108 | 22 | Summer | 0.61469 | 0.5457 | 0.5457 | 0.9302 | 0.41049 | 0.13649 | 0 | 0 | 0.6656 | 0.85008 | 0.011659 | 0.03136 | 0.11435 | 0.66421 | 0.6656 | 0 | 0 | 0.85 | 0.85 | 0.85 | 0.85 | 0.9302 | 0.011659 | 0.69584 | 0 | 0.15401
2025-04-18 23:00 | 56039.467 | 55743.5248 | 0 | 295.9422 | 0 | 0.14507 | 0.14681 | 0.11357 | 108 | 23 | Summer | 0.59142 | 0.54754 | 0.54754 | 0.91095 | 0.36743 | 0.14681 | 0 | 0 | 0.66219 | 0.85008 | 0.011938 | 0.024002 | 0.11357 | 0.58272 | 0.66219 | 0 | 0 | 0.85 | 0.85 | 0.85 | 0.85 | 0.91095 | 0.011938 | 0.6334 | 0 | 0.13531
2025-04-19 00:00 | 32188.6868 | 31877.9843 | 0 | 310.7025 | 0 | 0.15231 | 0.15453 | 0.11215 | 109 | 0 | Spring | 0.27877 | 0.32807 | 0.32807 | 0.86806 | 0.41526 | 0.15453 | 0 | 0 | 0.64562 | 0.85008 | 0.0133 | 0.00079999 | 0.11215 | 0.22892 | 0.64562 | 0 | 0 | 0.85 | 0.85 | 0.85 | 0.85 | 0.86806 | 0.0133 | 0.36461 | 0 | 0.048952
2025-04-19 01:00 | 31604.0477 | 31280.1198 | 0 | 323.9279 | 0 | 0.15879 | 0.16142 | 0.11127 | 109 | 1 | Spring | 0.27126 | 0.31736 | 0.31736 | 0.87726 | 0.38 | 0.16142 | 0 | 0 | 0.64562 | 0.85008 | 0.012357 | 0.00079999 | 0.11127 | 0.2248 | 0.64562 | 0 | 0 | 0.85 | 0.85 | 0.85 | 0.85 | 0.87726 | 0.012357 | 0.36019 | 0 | 0
2025-04-19 02:00 | 31502.4473 | 31153.3693 | 0 | 349.078 | 0 | 0.17112 | 0.17429 | 0.11368 | 109 | 2 | Spring | 0.2611 | 0.30561 | 0.30561 | 0.87644 | 0.34552 | 0.17429 | 0 | 0 | 0.64562 | 0.85008 | 0.012462 | 0.00079999 | 0.11368 | 0.21959 | 0.64562 | 0 | 0 | 0.85 | 0.85 | 0.85 | 0.85 | 0.87644 | 0.012462 | 0.35507 | 0 | 0.0076969
2025-04-19 03:00 | 31539.3335 | 31160.4988 | 0 | 378.8347 | 0 | 0.1857 | 0.18916 | 0.12321 | 109 | 3 | Spring | 0.25348 | 0.29808 | 0.29808 | 0.87591 | 0.33422 | 0.18916 | 0 | 0 | 0.64562 | 0.85008 | 0.013439 | 0.00079999 | 0.12321 | 0.21762 | 0.64562 | 0 | 0 | 0.85 | 0.85 | 0.85 | 0.85 | 0.87591 | 0.013439 | 0.3547 | 0 | 0
2025-04-19 04:00 | 31831.3971 | 31432.7675 | 0 | 398.6296 | 0 | 0.19541 | 0.19884 | 0.13329 | 109 | 4 | Spring | 0.24517 | 0.29516 | 0.29516 | 0.87706 | 0.32769 | 0.19884 | 0 | 0 | 0.64562 | 0.85008 | 0.013579 | 0.00079999 | 0.13329 | 0.22054 | 0.64562 | 0 | 0 | 0.85 | 0.85 | 0.85 | 0.85 | 0.87706 | 0.013579 | 0.36068 | 0 | 0
2025-04-19 05:00 | 34272.9382 | 33872.1 | 4.0885 | 396.7497 | 0.00018465 | 0.19449 | 0.19768 | 0.13677 | 109 | 5 | Spring | 0.24319 | 0.29542 | 0.29542 | 0.87925 | 0.32324 | 0.19768 | 0.00018465 | 0 | 0.64562 | 0.85008 | 0.013719 | 0.00079999 | 0.13677 | 0.24903 | 0.64562 | 0 | 0 | 0.85 | 0.85 | 0.85 | 0.85 | 0.87925 | 0.013719 | 0.38813 | 0.00012925 | 0
2025-04-19 06:00 | 35687.8816 | 34101.4744 | 1209.8783 | 376.5289 | 0.054641 | 0.18457 | 0.18757 | 0.13034 | 109 | 6 | Spring | 0.25416 | 0.29826 | 0.29826 | 0.88123 | 0.35611 | 0.18757 | 0.054641 | 0 | 0.6501 | 0.85008 | 0.013404 | 0.00083936 | 0.13034 | 0.30317 | 0.6501 | 0 | 0 | 0.85 | 0.85 | 0.85 | 0.85 | 0.88123 | 0.013404 | 0.4151 | 0.038248 | 0
2025-04-19 07:00 | 36675.0363 | 31879.5622 | 4476.9285 | 318.5456 | 0.20219 | 0.15615 | 0.1586 | 0.11178 | 109 | 7 | Spring | 0.26383 | 0.30635 | 0.30635 | 0.88211 | 0.39696 | 0.1586 | 0.20219 | 0 | 0.65669 | 0.85008 | 0.012671 | 0.0010882 | 0.11178 | 0.29 | 0.65669 | 0 | 0 | 0.85 | 0.85 | 0.85 | 0.85 | 0.88211 | 0.012671 | 0.40054 | 0.14153 | 0.0096656
2025-04-19 08:00 | 38905.7185 | 30465.1264 | 8126.6049 | 313.9871 | 0.36701 | 0.15392 | 0.15672 | 0.10329 | 109 | 8 | Spring | 0.26441 | 0.30255 | 0.30255 | 0.88442 | 0.42633 | 0.15672 | 0.36701 | 0 | 0.65669 | 0.85008 | 0.012183 | 0.0010228 | 0.10329 | 0.28372 | 0.65669 | 0 | 0 | 0.85 | 0.85 | 0.85 | 0.85 | 0.88442 | 0.012183 | 0.39226 | 0.25691 | 0.029613
2025-04-19 09:00 | 40362.7354 | 28654.6719 | 11364.0014 | 344.0621 | 0.51322 | 0.16866 | 0.17198 | 0.10854 | 109 | 9 | Spring | 0.25911 | 0.30095 | 0.30095 | 0.88542 | 0.45108 | 0.17198 | 0.51322 | 0.38061 | 0.65642 | 0.85008 | 0.011659 | 0.00079999 | 0.10854 | 0.26073 | 0.65642 | 0 | 0 | 0.85 | 0.85 | 0.85 | 0.85 | 0.88542 | 0.011659 | 0.37528 | 0.35925 | 0
2025-04-19 10:00 | 42365.003 | 28335.2211 | 13673.8672 | 355.9146 | 0.61754 | 0.17447 | 0.17771 | 0.11587 | 109 | 10 | Spring | 0.26146 | 0.29721 | 0.29721 | 0.88641 | 0.4463 | 0.17771 | 0.61754 | 0.64871 | 0.65688 | 0.85008 | 0.011484 | 0.00079999 | 0.11587 | 0.27476 | 0.65688 | 0 | 0 | 0.85 | 0.85 | 0.85 | 0.85 | 0.88641 | 0.011484 | 0.37825 | 0.43228 | 0
2025-04-19 11:00 | 43719.9161 | 28373.2339 | 14988.959 | 357.7233 | 0.67693 | 0.17535 | 0.17855 | 0.11754 | 109 | 11 | Spring | 0.25473 | 0.28311 | 0.28311 | 0.88809 | 0.41276 | 0.17855 | 0.67693 | 0.69148 | 0.65688 | 0.85008 | 0.01138 | 0.00079999 | 0.11754 | 0.29695 | 0.65688 | 0 | 0 | 0.85 | 0.85 | 0.85 | 0.85 | 0.88809 | 0.01138 | 0.38376 | 0.47385 | 0.0092363
2025-04-19 12:00 | 44110.9315 | 28399.2212 | 15369.2744 | 342.4359 | 0.69411 | 0.16786 | 0.17084 | 0.11403 | 109 | 12 | Spring | 0.24979 | 0.27224 | 0.27224 | 0.88874 | 0.38152 | 0.17084 | 0.69411 | 0.67553 | 0.65688 | 0.85008 | 0.011484 | 0.00080167 | 0.11403 | 0.31905 | 0.65688 | 0 | 0 | 0.85 | 0.85 | 0.85 | 0.85 | 0.88874 | 0.011484 | 0.39243 | 0.48588 | 0.0092363
2025-04-19 13:00 | 42356.5488 | 27234.379 | 14800.3933 | 321.7764 | 0.66842 | 0.15773 | 0.16051 | 0.10749 | 109 | 13 | Spring | 0.2448 | 0.25993 | 0.25993 | 0.88865 | 0.35645 | 0.16051 | 0.66842 | 0.66427 | 0.65688 | 0.85008 | 0.010123 | 0.00079999 | 0.10749 | 0.32335 | 0.65688 | 0 | 0 | 0.85 | 0.85 | 0.85 | 0.85 | 0.88865 | 0.010123 | 0.40028 | 0.46789 | 0.0092363
2025-04-19 14:00 | 42099.2554 | 28433.3332 | 13354.3494 | 311.5728 | 0.60311 | 0.15273 | 0.15553 | 0.10213 | 109 | 14 | Spring | 0.24385 | 0.25881 | 0.25881 | 0.88747 | 0.34975 | 0.15553 | 0.60311 | 0.65679 | 0.65688 | 0.85008 | 0.0099835 | 0.0013328 | 0.10213 | 0.32489 | 0.65688 | 0 | 0 | 0.85 | 0.85 | 0.85 | 0.85 | 0.88747 | 0.0099835 | 0.40115 | 0.42218 | 0.0094141
2025-04-19 15:00 | 42192.768 | 30976.1711 | 10908.8664 | 307.7305 | 0.49267 | 0.15085 | 0.15364 | 0.10034 | 109 | 15 | Spring | 0.24372 | 0.26351 | 0.26351 | 0.88663 | 0.34492 | 0.15364 | 0.49267 | 0.66692 | 0.65688 | 0.85008 | 0.010088 | 0.0013328 | 0.10034 | 0.33518 | 0.65688 | 0 | 0 | 0.85 | 0.85 | 0.85 | 0.85 | 0.88663 | 0.010088 | 0.4158 | 0.34487 | 0.0094141
2025-04-19 16:00 | 42371.5949 | 34265.1829 | 7805.0984 | 301.3137 | 0.35249 | 0.1477 | 0.15025 | 0.10171 | 109 | 16 | Spring | 0.24178 | 0.27908 | 0.27908 | 0.87629 | 0.34371 | 0.15025 | 0.35249 | 0.67652 | 0.66614 | 0.85008 | 0.010018 | 0.0013328 | 0.10171 | 0.36047 | 0.66614 | 0 | 0 | 0.85 | 0.85 | 0.85 | 0.85 | 0.87629 | 0.010018 | 0.43848 | 0.24675 | 0.0092363
2025-04-19 17:00 | 42096.0269 | 37536.1833 | 4278.2896 | 281.5541 | 0.19322 | 0.13802 | 0.13996 | 0.10286 | 109 | 17 | Spring | 0.24363 | 0.29823 | 0.29823 | 0.87688 | 0.36264 | 0.13996 | 0.19322 | 0.6679 | 0.66614 | 0.85008 | 0.010018 | 0.0035317 | 0.10286 | 0.37417 | 0.66614 | 0 | 0 | 0.85 | 0.85 | 0.85 | 0.85 | 0.87688 | 0.010018 | 0.48342 | 0.13525 | 0.28272
2025-04-19 18:00 | 43354.3581 | 41960.4707 | 1111.2323 | 282.6551 | 0.050185 | 0.13856 | 0.14026 | 0.10771 | 109 | 18 | Spring | 0.25066 | 0.31384 | 0.31384 | 0.87696 | 0.40118 | 0.14026 | 0.050185 | 0.58773 | 0.66614 | 0.85008 | 0.010158 | 0.027398 | 0.10771 | 0.3962 | 0.66614 | 0 | 0 | 0.85 | 0.85 | 0.85 | 0.85 | 0.87696 | 0.010158 | 0.50599 | 0.03513 | 0.42211
2025-04-19 19:00 | 44934.0945 | 44635.8492 | 1.8212 | 296.4241 | 8.2249e-05 | 0.14531 | 0.14725 | 0.11009 | 109 | 19 | Spring | 0.26664 | 0.33067 | 0.33067 | 0.8775 | 0.42487 | 0.14725 | 8.2249e-05 | 0.23069 | 0.66641 | 0.85008 | 0.010612 | 0.027398 | 0.11009 | 0.41363 | 0.66641 | 0 | 0 | 0.85 | 0.85 | 0.85 | 0.85 | 0.8775 | 0.010612 | 0.52452 | 5.7574e-05 | 0.39185
2025-04-19 20:00 | 44200.9019 | 43907.4074 | 0 | 293.4945 | 0 | 0.14387 | 0.14647 | 0.096857 | 109 | 20 | Spring | 0.28392 | 0.33907 | 0.33907 | 0.87706 | 0.44583 | 0.14647 | 0 | 0 | 0.66641 | 0.85008 | 0.010717 | 0.013216 | 0.096857 | 0.41376 | 0.66641 | 0 | 0 | 0.85 | 0.85 | 0.85 | 0.85 | 0.87706 | 0.010717 | 0.52178 | 0 | 0.34357
2025-04-19 21:00 | 41876.782 | 41576.1077 | 0 | 300.6743 | 0 | 0.14739 | 0.15089 | 0.084107 | 109 | 21 | Spring | 0.28852 | 0.33774 | 0.33774 | 0.87764 | 0.44688 | 0.15089 | 0 | 0 | 0.66641 | 0.85008 | 0.010682 | 0.0013328 | 0.084107 | 0.40821 | 0.66641 | 0 | 0 | 0.85 | 0.85 | 0.85 | 0.85 | 0.87764 | 0.010682 | 0.49219 | 0 | 0.10075
2025-04-19 22:00 | 38391.4985 | 38074.2849 | 0 | 317.2136 | 0 | 0.1555 | 0.15987 | 0.076446 | 109 | 22 | Spring | 0.27883 | 0.33192 | 0.33192 | 0.87863 | 0.45017 | 0.15987 | 0 | 0 | 0.66641 | 0.85008 | 0.010717 | 0.0013328 | 0.076446 | 0.36384 | 0.66641 | 0 | 0 | 0.85 | 0.85 | 0.85 | 0.85 | 0.87863 | 0.010717 | 0.43629 | 0 | 0.081544
2025-04-19 23:00 | 34721.1766 | 34388.6893 | 0 | 332.4873 | 0 | 0.16298 | 0.16803 | 0.071839 | 109 | 23 | Spring | 0.26601 | 0.32932 | 0.32932 | 0.87267 | 0.42104 | 0.16803 | 0 | 0 | 0.65528 | 0.85008 | 0.011973 | 0.0013328 | 0.071839 | 0.30433 | 0.65528 | 0 | 0 | 0.85 | 0.85 | 0.85 | 0.85 | 0.87267 | 0.011973 | 0.38142 | 0 | 0.039465
2025-04-20 00:00 | 32188.6868 | 31839.0691 | 0 | 349.6177 | 0 | 0.17138 | 0.17695 | 0.070795 | 110 | 0 | Spring | 0.27877 | 0.32807 | 0.32807 | 0.86806 | 0.41526 | 0.17695 | 0 | 0 | 0.64562 | 0.85008 | 0.0133 | 0.00079999 | 0.070795 | 0.22892 | 0.64562 | 0 | 0 | 0.85 | 0.85 | 0.85 | 0.85 | 0.86806 | 0.0133 | 0.36461 | 0 | 0.048952
2025-04-20 01:00 | 31604.0477 | 31241.4981 | 0 | 362.5496 | 0 | 0.17772 | 0.1835 | 0.073339 | 110 | 1 | Spring | 0.27126 | 0.31736 | 0.31736 | 0.87726 | 0.38 | 0.1835 | 0 | 0 | 0.64562 | 0.85008 | 0.012357 | 0.00079999 | 0.073339 | 0.2248 | 0.64562 | 0 | 0 | 0.85 | 0.85 | 0.85 | 0.85 | 0.87726 | 0.012357 | 0.36019 | 0 | 0
2025-04-20 02:00 | 31502.4473 | 31131.4973 | 0 | 370.95 | 0 | 0.18184 | 0.18777 | 0.074545 | 110 | 2 | Spring | 0.2611 | 0.30561 | 0.30561 | 0.87644 | 0.34552 | 0.18777 | 0 | 0 | 0.64562 | 0.85008 | 0.012462 | 0.00079999 | 0.074545 | 0.21959 | 0.64562 | 0 | 0 | 0.85 | 0.85 | 0.85 | 0.85 | 0.87644 | 0.012462 | 0.35507 | 0 | 0.0076969
2025-04-20 03:00 | 31539.3335 | 31165.0938 | 0 | 374.2397 | 0 | 0.18345 | 0.18934 | 0.076982 | 110 | 3 | Spring | 0.25348 | 0.29808 | 0.29808 | 0.87591 | 0.33422 | 0.18934 | 0 | 0 | 0.64562 | 0.85008 | 0.013439 | 0.00079999 | 0.076982 | 0.21762 | 0.64562 | 0 | 0 | 0.85 | 0.85 | 0.85 | 0.85 | 0.87591 | 0.013439 | 0.3547 | 0 | 0
2025-04-20 04:00 | 31831.3971 | 31465.533 | 0 | 365.8641 | 0 | 0.17935 | 0.18494 | 0.078187 | 110 | 4 | Spring | 0.24517 | 0.29516 | 0.29516 | 0.87706 | 0.32769 | 0.18494 | 0 | 0 | 0.64562 | 0.85008 | 0.013579 | 0.00079999 | 0.078187 | 0.22054 | 0.64562 | 0 | 0 | 0.85 | 0.85 | 0.85 | 0.85 | 0.87706 | 0.013579 | 0.36068 | 0 | 0
2025-04-20 05:00 | 34272.9382 | 33916.985 | 5.4936 | 350.4596 | 0.0002481 | 0.17179 | 0.17691 | 0.079393 | 110 | 5 | Spring | 0.24319 | 0.29542 | 0.29542 | 0.87925 | 0.32324 | 0.17691 | 0.0002481 | 0 | 0.64562 | 0.85008 | 0.013719 | 0.00079999 | 0.079393 | 0.24903 | 0.64562 | 0 | 0 | 0.85 | 0.85 | 0.85 | 0.85 | 0.87925 | 0.013719 | 0.38813 | 0.00017367 | 0
2025-04-20 06:00 | 35630.6792 | 34073.6573 | 1233.2982 | 323.7236 | 0.055698 | 0.15869 | 0.16329 | 0.075589 | 110 | 6 | Spring | 0.25416 | 0.29826 | 0.29826 | 0.88123 | 0.35611 | 0.16329 | 0.055698 | 0 | 0.6501 | 0.85008 | 0.013404 | 0.00083936 | 0.075589 | 0.30317 | 0.6501 | 0 | 0 | 0.85 | 0.85 | 0.85 | 0.85 | 0.88123 | 0.013404 | 0.4151 | 0.038989 | 0
2025-04-20 07:00 | 36663.0378 | 31901.9241 | 4494.4429 | 266.6707 | 0.20298 | 0.13072 | 0.1346 | 0.060643 | 110 | 7 | Spring | 0.26383 | 0.30635 | 0.30635 | 0.88211 | 0.39696 | 0.1346 | 0.20298 | 0 | 0.65669 | 0.85008 | 0.012671 | 0.0010882 | 0.060643 | 0.29 | 0.65669 | 0 | 0 | 0.85 | 0.85 | 0.85 | 0.85 | 0.88211 | 0.012671 | 0.40054 | 0.14208 | 0.0096656
2025-04-20 08:00 | 38905.7185 | 30430.7322 | 8228.9371 | 246.0491 | 0.37164 | 0.12061 | 0.12399 | 0.059545 | 110 | 8 | Spring | 0.26441 | 0.30255 | 0.30255 | 0.88442 | 0.42633 | 0.12399 | 0.37164 | 0 | 0.65669 | 0.85008 | 0.012183 | 0.0010228 | 0.059545 | 0.28372 | 0.65669 | 0 | 0 | 0.85 | 0.85 | 0.85 | 0.85 | 0.88442 | 0.012183 | 0.39226 | 0.26014 | 0.029613
2025-04-20 09:00 | 40362.7354 | 28540.9136 | 11559.5972 | 262.2246 | 0.52205 | 0.12854 | 0.13189 | 0.068089 | 110 | 9 | Spring | 0.25911 | 0.30095 | 0.30095 | 0.88542 | 0.45108 | 0.13189 | 0.52205 | 0.38061 | 0.65642 | 0.85008 | 0.011659 | 0.00079999 | 0.068089 | 0.26073 | 0.65642 | 0 | 0 | 0.85 | 0.85 | 0.85 | 0.85 | 0.88542 | 0.011659 | 0.37528 | 0.36544 | 0
2025-04-20 10:00 | 40493.4698 | 26373.5217 | 13860.059 | 259.8892 | 0.62595 | 0.1274 | 0.13054 | 0.07058 | 110 | 10 | Spring | 0.26146 | 0.29721 | 0.29721 | 0.88641 | 0.4463 | 0.13054 | 0.62595 | 0.64871 | 0.65688 | 0.85008 | 0.011484 | 0.00079999 | 0.07058 | 0.27476 | 0.65688 | 0 | 0 | 0.85 | 0.85 | 0.85 | 0.85 | 0.88641 | 0.011484 | 0.37825 | 0.43816 | 0
2025-04-20 11:00 | 40150.4863 | 24722.7024 | 15170.043 | 257.7409 | 0.68511 | 0.12634 | 0.1295 | 0.069375 | 110 | 11 | Spring | 0.25473 | 0.28311 | 0.28311 | 0.88809 | 0.41276 | 0.1295 | 0.68511 | 0.69148 | 0.65688 | 0.85008 | 0.01138 | 0.00079999 | 0.069375 | 0.29695 | 0.65688 | 0 | 0 | 0.85 | 0.85 | 0.85 | 0.85 | 0.88809 | 0.01138 | 0.38376 | 0.47958 | 0.0092363
2025-04-20 12:00 | 39517.934 | 23746.1729 | 15521.3162 | 250.445 | 0.70097 | 0.12277 | 0.1256 | 0.071598 | 110 | 12 | Spring | 0.24979 | 0.27224 | 0.27224 | 0.88874 | 0.38152 | 0.1256 | 0.70097 | 0.67553 | 0.65688 | 0.85008 | 0.011484 | 0.00080167 | 0.071598 | 0.31905 | 0.65688 | 0 | 0 | 0.85 | 0.85 | 0.85 | 0.85 | 0.88874 | 0.011484 | 0.39243 | 0.49068 | 0.0092363
2025-04-20 13:00 | 37298.7595 | 22143.6358 | 14918.6974 | 236.4263 | 0.67376 | 0.1159 | 0.11802 | 0.077411 | 110 | 13 | Spring | 0.2448 | 0.25993 | 0.25993 | 0.88865 | 0.35645 | 0.11802 | 0.67376 | 0.66427 | 0.65688 | 0.85008 | 0.010123 | 0.00079999 | 0.077411 | 0.32335 | 0.65688 | 0 | 0 | 0.85 | 0.85 | 0.85 | 0.85 | 0.88865 | 0.010123 | 0.40028 | 0.47163 | 0.0092363
2025-04-20 14:00 | 36959.1976 | 23320.801 | 13410.635 | 227.7616 | 0.60565 | 0.11165 | 0.11294 | 0.088259 | 110 | 14 | Spring | 0.24385 | 0.25881 | 0.25881 | 0.88747 | 0.34975 | 0.11294 | 0.60565 | 0.65679 | 0.65688 | 0.85008 | 0.0099835 | 0.0013328 | 0.088259 | 0.32489 | 0.65688 | 0 | 0 | 0.85 | 0.85 | 0.85 | 0.85 | 0.88747 | 0.0099835 | 0.40115 | 0.42396 | 0.0094141
2025-04-20 15:00 | 37094.9101 | 25696.0741 | 11172.8874 | 225.9485 | 0.50459 | 0.11076 | 0.11154 | 0.096723 | 110 | 15 | Spring | 0.24372 | 0.26351 | 0.26351 | 0.88663 | 0.34492 | 0.11154 | 0.50459 | 0.66692 | 0.65688 | 0.85008 | 0.010088 | 0.0013328 | 0.096723 | 0.33518 | 0.65688 | 0 | 0 | 0.85 | 0.85 | 0.85 | 0.85 | 0.88663 | 0.010088 | 0.4158 | 0.35321 | 0.0094141
2025-04-20 16:00 | 37596.2955 | 29222.8886 | 8152.8037 | 220.6032 | 0.3682 | 0.10814 | 0.10832 | 0.10484 | 110 | 16 | Spring | 0.24178 | 0.27908 | 0.27908 | 0.87629 | 0.34371 | 0.10832 | 0.3682 | 0.67652 | 0.66614 | 0.85008 | 0.010018 | 0.0013328 | 0.10484 | 0.36047 | 0.66614 | 0 | 0 | 0.85 | 0.85 | 0.85 | 0.85 | 0.87629 | 0.010018 | 0.43848 | 0.25774 | 0.0092363
2025-04-20 17:00 | 38451.6559 | 33772.8261 | 4476.9432 | 201.8866 | 0.20219 | 0.098964 | 0.098076 | 0.11502 | 110 | 17 | Spring | 0.24363 | 0.29823 | 0.29823 | 0.87688 | 0.36264 | 0.098076 | 0.20219 | 0.6679 | 0.66614 | 0.85008 | 0.010018 | 0.0035317 | 0.11502 | 0.37417 | 0.66614 | 0 | 0 | 0.85 | 0.85 | 0.85 | 0.85 | 0.87688 | 0.010018 | 0.48342 | 0.14153 | 0.28272
2025-04-20 18:00 | 42984.9262 | 41624.6258 | 1149.7774 | 210.5229 | 0.051926 | 0.1032 | 0.10157 | 0.13259 | 110 | 18 | Spring | 0.25066 | 0.31384 | 0.31384 | 0.87696 | 0.40118 | 0.10157 | 0.051926 | 0.58773 | 0.66614 | 0.85008 | 0.010158 | 0.027398 | 0.13259 | 0.3962 | 0.66614 | 0 | 0 | 0.85 | 0.85 | 0.85 | 0.85 | 0.87696 | 0.010158 | 0.50599 | 0.036348 | 0.42211
2025-04-20 19:00 | 44934.0945 | 44692.0118 | 2.4429 | 239.6398 | 0.00011032 | 0.11747 | 0.11632 | 0.13832 | 110 | 19 | Spring | 0.26664 | 0.33067 | 0.33067 | 0.8775 | 0.42487 | 0.11632 | 0.00011032 | 0.23069 | 0.66641 | 0.85008 | 0.010612 | 0.027398 | 0.13832 | 0.41363 | 0.66641 | 0 | 0 | 0.85 | 0.85 | 0.85 | 0.85 | 0.8775 | 0.010612 | 0.52452 | 7.7227e-05 | 0.39185
2025-04-20 20:00 | 44200.9019 | 43948.1468 | 0 | 252.7551 | 0 | 0.1239 | 0.12359 | 0.12951 | 110 | 20 | Spring | 0.28392 | 0.33907 | 0.33907 | 0.87706 | 0.44583 | 0.12359 | 0 | 0 | 0.66641 | 0.85008 | 0.010717 | 0.013216 | 0.12951 | 0.41376 | 0.66641 | 0 | 0 | 0.85 | 0.85 | 0.85 | 0.85 | 0.87706 | 0.010717 | 0.52178 | 0 | 0.34357
2025-04-20 21:00 | 41876.782 | 41612.0894 | 0 | 264.6926 | 0 | 0.12975 | 0.13028 | 0.12021 | 110 | 21 | Spring | 0.28852 | 0.33774 | 0.33774 | 0.87764 | 0.44688 | 0.13028 | 0 | 0 | 0.66641 | 0.85008 | 0.010682 | 0.0013328 | 0.12021 | 0.40821 | 0.66641 | 0 | 0 | 0.85 | 0.85 | 0.85 | 0.85 | 0.87764 | 0.010682 | 0.49219 | 0 | 0.10075
2025-04-20 22:00 | 38391.4985 | 38108.1975 | 0 | 283.3009 | 0 | 0.13887 | 0.14042 | 0.11084 | 110 | 22 | Spring | 0.27883 | 0.33192 | 0.33192 | 0.87863 | 0.45017 | 0.14042 | 0 | 0 | 0.66641 | 0.85008 | 0.010717 | 0.0013328 | 0.11084 | 0.36384 | 0.66641 | 0 | 0 | 0.85 | 0.85 | 0.85 | 0.85 | 0.87863 | 0.010717 | 0.43629 | 0 | 0.081544
2025-04-20 23:00 | 34721.1766 | 34423.4684 | 0 | 297.7082 | 0 | 0.14594 | 0.14824 | 0.1043 | 110 | 23 | Spring | 0.26601 | 0.32932 | 0.32932 | 0.87267 | 0.42104 | 0.14824 | 0 | 0 | 0.65528 | 0.85008 | 0.011973 | 0.0013328 | 0.1043 | 0.30433 | 0.65528 | 0 | 0 | 0.85 | 0.85 | 0.85 | 0.85 | 0.87267 | 0.011973 | 0.38142 | 0 | 0.039465
2025-04-21 00:00 | 54189.6641 | 53875.3702 | 0 | 314.294 | 0 | 0.15407 | 0.15658 | 0.1087 | 111 | 0 | Fall | 0.40086 | 0.41408 | 0.41408 | 0.9324 | 0.29275 | 0.15658 | 0 | 0 | 0.65196 | 0.85008 | 0.011834 | 0.0070257 | 0.1087 | 0.40145 | 0.65196 | 0 | 0 | 0.85 | 0.85 | 0.85 | 0.85 | 0.9324 | 0.011834 | 0.52583 | 0 | 0.01542
2025-04-21 01:00 | 53625.6426 | 53302.7693 | 0 | 322.8733 | 0 | 0.15827 | 0.16065 | 0.11521 | 111 | 1 | Fall | 0.37675 | 0.40095 | 0.40095 | 0.93332 | 0.26062 | 0.16065 | 0 | 0 | 0.65196 | 0.85008 | 0.012078 | 0.0070257 | 0.11521 | 0.38521 | 0.65196 | 0 | 0 | 0.85 | 0.85 | 0.85 | 0.85 | 0.93332 | 0.012078 | 0.49927 | 0 | 0
2025-04-21 02:00 | 53533.5567 | 53203.1306 | 0 | 330.4261 | 0 | 0.16197 | 0.16407 | 0.1241 | 111 | 2 | Fall | 0.36036 | 0.37824 | 0.37824 | 0.93336 | 0.22473 | 0.16407 | 0 | 0 | 0.65196 | 0.85008 | 0.012357 | 0.0070257 | 0.1241 | 0.38017 | 0.65196 | 0 | 0 | 0.85 | 0.85 | 0.85 | 0.85 | 0.93336 | 0.012357 | 0.49291 | 0 | 0
2025-04-21 03:00 | 53521.6845 | 53182.8035 | 0 | 338.881 | 0 | 0.16612 | 0.16799 | 0.13235 | 111 | 3 | Fall | 0.34783 | 0.36163 | 0.36163 | 0.93289 | 0.18289 | 0.16799 | 0 | 0 | 0.64813 | 0.85008 | 0.012532 | 0.0070257 | 0.13235 | 0.37147 | 0.64813 | 0 | 0 | 0.85 | 0.85 | 0.85 | 0.85 | 0.93289 | 0.012532 | 0.48498 | 0 | 0
2025-04-21 04:00 | 54039.0493 | 53700.006 | 0 | 339.0433 | 0 | 0.1662 | 0.1675 | 0.14258 | 111 | 4 | Fall | 0.34209 | 0.36519 | 0.36519 | 0.93361 | 0.16879 | 0.1675 | 0 | 0 | 0.65104 | 0.85008 | 0.012532 | 0.0070257 | 0.14258 | 0.37052 | 0.65104 | 0 | 0 | 0.85 | 0.85 | 0.85 | 0.85 | 0.93361 | 0.012532 | 0.48267 | 0 | 0
2025-04-21 05:00 | 58081.9721 | 57744.6148 | 4.8935 | 332.4638 | 0.000221 | 0.16297 | 0.1631 | 0.16058 | 111 | 5 | Fall | 0.34482 | 0.37756 | 0.37756 | 0.93576 | 0.17276 | 0.1631 | 0.000221 | 0 | 0.65104 | 0.85008 | 0.012497 | 0.0064921 | 0.16058 | 0.37314 | 0.65104 | 0 | 0 | 0.85 | 0.85 | 0.85 | 0.85 | 0.93576 | 0.012497 | 0.48379 | 0.0001547 | 0
2025-04-21 06:00 | 63535.7326 | 62515.7614 | 713.7873 | 306.184 | 0.032236 | 0.15009 | 0.1492 | 0.16612 | 111 | 6 | Fall | 0.36517 | 0.39941 | 0.39941 | 0.93715 | 0.18574 | 0.1492 | 0.032236 | 0 | 0.65331 | 0.85008 | 0.012462 | 0.0064921 | 0.16612 | 0.36964 | 0.65331 | 0 | 0 | 0.85 | 0.85 | 0.85 | 0.85 | 0.93715 | 0.012462 | 0.46504 | 0.022565 | 0
2025-04-21 07:00 | 66547.0231 | 63640.8371 | 2632.4227 | 273.7633 | 0.11889 | 0.1342 | 0.13221 | 0.17017 | 111 | 7 | Fall | 0.38197 | 0.40891 | 0.40891 | 0.93839 | 0.20415 | 0.13221 | 0.11889 | 0 | 0.65331 | 0.85008 | 0.012392 | 0.0064921 | 0.17017 | 0.36205 | 0.65331 | 0 | 0 | 0.85 | 0.85 | 0.85 | 0.85 | 0.93839 | 0.012392 | 0.44968 | 0.08322 | 0
2025-04-21 08:00 | 65960.334 | 60642.0677 | 5053.8472 | 264.419 | 0.22824 | 0.12962 | 0.12668 | 0.18265 | 111 | 8 | Fall | 0.39185 | 0.40697 | 0.40697 | 0.93566 | 0.21485 | 0.12668 | 0.22824 | 0.16223 | 0.65331 | 0.85008 | 0.012357 | 0.0064921 | 0.18265 | 0.40198 | 0.65331 | 0 | 0 | 0.85 | 0.85 | 0.85 | 0.85 | 0.93566 | 0.012357 | 0.45998 | 0.15977 | 0
2025-04-21 09:00 | 65081.2086 | 57502.286 | 7307.1697 | 271.7528 | 0.33001 | 0.13321 | 0.13048 | 0.1826 | 111 | 9 | Fall | 0.39166 | 0.40877 | 0.40877 | 0.92982 | 0.21991 | 0.13048 | 0.33001 | 0.44952 | 0.65113 | 0.85008 | 0.012252 | 0.0064921 | 0.1826 | 0.39032 | 0.65113 | 0 | 0 | 0.85 | 0.85 | 0.85 | 0.85 | 0.92982 | 0.012252 | 0.46381 | 0.231 | 0
2025-04-21 10:00 | 64089.7821 | 54652.0798 | 9147.5334 | 290.1689 | 0.41312 | 0.14224 | 0.13986 | 0.18522 | 111 | 10 | Fall | 0.40411 | 0.42068 | 0.42068 | 0.92508 | 0.22175 | 0.13986 | 0.41312 | 0.57836 | 0.66261 | 0.85008 | 0.012218 | 0.0064921 | 0.18522 | 0.44411 | 0.66261 | 0 | 0 | 0.85 | 0.85 | 0.85 | 0.85 | 0.92508 | 0.012218 | 0.49846 | 0.28918 | 0
2025-04-21 11:00 | 61561.5822 | 50983.3857 | 10260.3589 | 317.8375 | 0.46338 | 0.1558 | 0.15386 | 0.19085 | 111 | 11 | Fall | 0.41644 | 0.43336 | 0.43336 | 0.9244 | 0.22921 | 0.15386 | 0.46338 | 0.61146 | 0.66261 | 0.85008 | 0.011903 | 0.0067811 | 0.19085 | 0.48314 | 0.66261 | 0 | 0 | 0.85 | 0.85 | 0.85 | 0.85 | 0.9244 | 0.011903 | 0.55063 | 0.32436 | 0
2025-04-21 12:00 | 60724.218 | 49477.045 | 10896.0351 | 351.1379 | 0.49209 | 0.17213 | 0.17018 | 0.20737 | 111 | 12 | Fall | 0.43539 | 0.4543 | 0.4543 | 0.92402 | 0.24522 | 0.17018 | 0.49209 | 0.64788 | 0.66261 | 0.85008 | 0.011903 | 0.0064921 | 0.20737 | 0.53927 | 0.66261 | 0 | 0 | 0.85 | 0.85 | 0.85 | 0.85 | 0.92402 | 0.011903 | 0.58716 | 0.34446 | 0
2025-04-21 13:00 | 60576.6587 | 49823.7236 | 10370.8864 | 382.0487 | 0.46837 | 0.18728 | 0.185 | 0.22843 | 111 | 13 | Fall | 0.46136 | 0.47855 | 0.47855 | 0.92234 | 0.2669 | 0.185 | 0.46837 | 0.6577 | 0.66261 | 0.85008 | 0.011694 | 0.0098579 | 0.22843 | 0.58521 | 0.66261 | 0 | 0 | 0.85 | 0.85 | 0.85 | 0.85 | 0.92234 | 0.011694 | 0.60493 | 0.32786 | 0
2025-04-21 14:00 | 60651.9102 | 50770.6417 | 9476.244 | 405.0245 | 0.42797 | 0.19854 | 0.19589 | 0.24646 | 111 | 14 | Fall | 0.48366 | 0.49376 | 0.49376 | 0.92148 | 0.3113 | 0.19589 | 0.42797 | 0.654 | 0.66424 | 0.85008 | 0.011659 | 0.015065 | 0.24646 | 0.62713 | 0.66424 | 0 | 0 | 0.85 | 0.85 | 0.85 | 0.85 | 0.92148 | 0.011659 | 0.61302 | 0.29958 | 0
2025-04-21 15:00 | 61107.5378 | 52638.1599 | 8049.5788 | 419.799 | 0.36354 | 0.20578 | 0.20306 | 0.25497 | 111 | 15 | Fall | 0.50654 | 0.50702 | 0.50702 | 0.92059 | 0.39325 | 0.20306 | 0.36354 | 0.65838 | 0.66424 | 0.85008 | 0.011415 | 0.018179 | 0.25497 | 0.6525 | 0.66424 | 0 | 0 | 0.85 | 0.85 | 0.85 | 0.85 | 0.92059 | 0.011415 | 0.63439 | 0.25447 | 0.00017779
2025-04-21 16:00 | 62540.7159 | 56136.4087 | 5982.1629 | 422.1443 | 0.27017 | 0.20693 | 0.20457 | 0.24967 | 111 | 16 | Fall | 0.52814 | 0.52024 | 0.52024 | 0.92028 | 0.45282 | 0.20457 | 0.27017 | 0.66367 | 0.66641 | 0.85008 | 0.011903 | 0.018609 | 0.24967 | 0.68032 | 0.66641 | 0 | 0 | 0.85 | 0.85 | 0.85 | 0.85 | 0.92028 | 0.011903 | 0.64677 | 0.18912 | 0.03688
2025-04-21 17:00 | 63722.4494 | 59893.372 | 3408.87 | 420.2075 | 0.15395 | 0.20598 | 0.20417 | 0.23882 | 111 | 17 | Fall | 0.55921 | 0.52787 | 0.52787 | 0.92028 | 0.49849 | 0.20417 | 0.15395 | 0.6549 | 0.66641 | 0.85008 | 0.012497 | 0.02092 | 0.23882 | 0.69339 | 0.66641 | 0 | 0 | 0.85 | 0.85 | 0.85 | 0.85 | 0.92028 | 0.012497 | 0.65974 | 0.10777 | 0.46447
2025-04-21 18:00 | 67952.5293 | 66600.1553 | 933.2389 | 419.1351 | 0.042147 | 0.20546 | 0.20405 | 0.23097 | 111 | 18 | Fall | 0.56981 | 0.53326 | 0.53326 | 0.92026 | 0.51472 | 0.20405 | 0.042147 | 0.58607 | 0.66641 | 0.85008 | 0.012776 | 0.030806 | 0.23097 | 0.72066 | 0.66641 | 0 | 0 | 0.85 | 0.85 | 0.85 | 0.85 | 0.92026 | 0.012776 | 0.67697 | 0.029503 | 0.42382
2025-04-21 19:00 | 69683.9149 | 69267.4879 | 3.1184 | 413.3085 | 0.00014084 | 0.2026 | 0.20137 | 0.22479 | 111 | 19 | Fall | 0.58792 | 0.53844 | 0.53844 | 0.92081 | 0.51215 | 0.20137 | 0.00014084 | 0.30172 | 0.66641 | 0.85008 | 0.012985 | 0.040504 | 0.22479 | 0.70767 | 0.66641 | 0 | 0 | 0.85 | 0.85 | 0.85 | 0.85 | 0.92081 | 0.012985 | 0.6913 | 9.8585e-05 | 0.3403
2025-04-21 20:00 | 68077.2333 | 67680.0238 | 0 | 397.2095 | 0 | 0.19471 | 0.19372 | 0.2126 | 111 | 20 | Fall | 0.58769 | 0.53296 | 0.53296 | 0.92152 | 0.47501 | 0.19372 | 0 | 0.0006045 | 0.66641 | 0.85008 | 0.012671 | 0.027207 | 0.2126 | 0.69538 | 0.66641 | 0 | 0 | 0.85 | 0.85 | 0.85 | 0.85 | 0.92152 | 0.012671 | 0.69331 | 0 | 0.11348
2025-04-21 21:00 | 65068.9289 | 64689.5666 | 0 | 379.3623 | 0 | 0.18596 | 0.18544 | 0.19532 | 111 | 21 | Fall | 0.5589 | 0.51972 | 0.51972 | 0.92369 | 0.43894 | 0.18544 | 0 | 0 | 0.66478 | 0.85008 | 0.012741 | 0.015558 | 0.19532 | 0.62275 | 0.66478 | 0 | 0 | 0.85 | 0.85 | 0.85 | 0.85 | 0.92369 | 0.012741 | 0.67279 | 0 | 0.16147
2025-04-21 22:00 | 60419.6765 | 60054.5288 | 0 | 365.1476 | 0 | 0.17899 | 0.17916 | 0.17606 | 111 | 22 | Fall | 0.51728 | 0.4948 | 0.4948 | 0.92621 | 0.40003 | 0.17916 | 0 | 0 | 0.66478 | 0.85008 | 0.012881 | 0.0070257 | 0.17606 | 0.54639 | 0.66478 | 0 | 0 | 0.85 | 0.85 | 0.85 | 0.85 | 0.92621 | 0.012881 | 0.63052 | 0 | 0.1153
2025-04-21 23:00 | 56039.467 | 55686.0429 | 0 | 353.4241 | 0 | 0.17325 | 0.17379 | 0.16339 | 111 | 23 | Fall | 0.47532 | 0.45627 | 0.45627 | 0.92842 | 0.36928 | 0.17379 | 0 | 0 | 0.65567 | 0.85008 | 0.012252 | 0.0070257 | 0.16339 | 0.47566 | 0.65567 | 0 | 0 | 0.85 | 0.85 | 0.85 | 0.85 | 0.92842 | 0.012252 | 0.56646 | 0 | 0.067351
2025-04-22 00:00 | 54189.6641 | 53833.3208 | 0 | 356.3433 | 0 | 0.17468 | 0.17542 | 0.16128 | 112 | 0 | Fall | 0.40086 | 0.41408 | 0.41408 | 0.9324 | 0.29275 | 0.17542 | 0 | 0 | 0.65196 | 0.85008 | 0.011834 | 0.0070257 | 0.16128 | 0.40145 | 0.65196 | 0 | 0 | 0.85 | 0.85 | 0.85 | 0.85 | 0.9324 | 0.011834 | 0.52583 | 0 | 0.01542
2025-04-22 01:00 | 53625.6426 | 53246.9493 | 0 | 378.6933 | 0 | 0.18563 | 0.18687 | 0.16329 | 112 | 1 | Fall | 0.37675 | 0.40095 | 0.40095 | 0.93332 | 0.26062 | 0.18687 | 0 | 0 | 0.65196 | 0.85008 | 0.012078 | 0.0070257 | 0.16329 | 0.38521 | 0.65196 | 0 | 0 | 0.85 | 0.85 | 0.85 | 0.85 | 0.93332 | 0.012078 | 0.49927 | 0 | 0
2025-04-22 02:00 | 53533.5567 | 53131.5309 | 0 | 402.0259 | 0 | 0.19707 | 0.19814 | 0.17775 | 112 | 2 | Fall | 0.36036 | 0.37824 | 0.37824 | 0.93336 | 0.22473 | 0.19814 | 0 | 0 | 0.65196 | 0.85008 | 0.012357 | 0.0070257 | 0.17775 | 0.38017 | 0.65196 | 0 | 0 | 0.85 | 0.85 | 0.85 | 0.85 | 0.93336 | 0.012357 | 0.49291 | 0 | 0
2025-04-22 03:00 | 53521.6845 | 53104.2029 | 0 | 417.4816 | 0 | 0.20465 | 0.20523 | 0.19409 | 112 | 3 | Fall | 0.34783 | 0.36163 | 0.36163 | 0.93289 | 0.18289 | 0.20523 | 0 | 0 | 0.64813 | 0.85008 | 0.012532 | 0.0070257 | 0.19409 | 0.37147 | 0.64813 | 0 | 0 | 0.85 | 0.85 | 0.85 | 0.85 | 0.93289 | 0.012532 | 0.48498 | 0 | 0
2025-04-22 04:00 | 54039.0493 | 53613.0358 | 0 | 426.0135 | 0 | 0.20883 | 0.20929 | 0.20052 | 112 | 4 | Fall | 0.34209 | 0.36519 | 0.36519 | 0.93361 | 0.16879 | 0.20929 | 0 | 0 | 0.65104 | 0.85008 | 0.012532 | 0.0070257 | 0.20052 | 0.37052 | 0.65104 | 0 | 0 | 0.85 | 0.85 | 0.85 | 0.85 | 0.93361 | 0.012532 | 0.48267 | 0 | 0
2025-04-22 05:00 | 58081.9721 | 57647.6723 | 7.9028 | 426.3971 | 0.00035691 | 0.20902 | 0.20925 | 0.20483 | 112 | 5 | Fall | 0.34482 | 0.37756 | 0.37756 | 0.93576 | 0.17276 | 0.20925 | 0.00035691 | 0 | 0.65104 | 0.85008 | 0.012497 | 0.0064921 | 0.20483 | 0.37314 | 0.65104 | 0 | 0 | 0.85 | 0.85 | 0.85 | 0.85 | 0.93576 | 0.012497 | 0.48379 | 0.00024983 | 0
2025-04-22 06:00 | 63459.1624 | 62037.3175 | 1024.545 | 397.2999 | 0.046271 | 0.19475 | 0.19446 | 0.20001 | 112 | 6 | Fall | 0.36517 | 0.39941 | 0.39941 | 0.93715 | 0.18574 | 0.19446 | 0.046271 | 0 | 0.65331 | 0.85008 | 0.012462 | 0.0064921 | 0.20001 | 0.36964 | 0.65331 | 0 | 0 | 0.85 | 0.85 | 0.85 | 0.85 | 0.93715 | 0.012462 | 0.46504 | 0.032389 | 0
2025-04-22 07:00 | 66532.601 | 62703.1835 | 3458.3427 | 371.0748 | 0.15619 | 0.1819 | 0.18151 | 0.189 | 112 | 7 | Fall | 0.38197 | 0.40891 | 0.40891 | 0.93839 | 0.20415 | 0.18151 | 0.15619 | 0 | 0.65331 | 0.85008 | 0.012392 | 0.0064921 | 0.189 | 0.36205 | 0.65331 | 0 | 0 | 0.85 | 0.85 | 0.85 | 0.85 | 0.93839 | 0.012392 | 0.44968 | 0.10933 | 0
2025-04-22 08:00 | 65960.334 | 59229.8948 | 6308.9715 | 421.4677 | 0.28493 | 0.2066 | 0.20684 | 0.20231 | 112 | 8 | Fall | 0.39185 | 0.40697 | 0.40697 | 0.93566 | 0.21485 | 0.20684 | 0.28493 | 0.16223 | 0.65331 | 0.85008 | 0.012357 | 0.0064921 | 0.20231 | 0.40198 | 0.65331 | 0 | 0 | 0.85 | 0.85 | 0.85 | 0.85 | 0.93566 | 0.012357 | 0.45998 | 0.19945 | 0
2025-04-22 09:00 | 65081.2086 | 56032.6584 | 8556.3247 | 492.2254 | 0.38642 | 0.24129 | 0.24254 | 0.21868 | 112 | 9 | Fall | 0.39166 | 0.40877 | 0.40877 | 0.92982 | 0.21991 | 0.24254 | 0.38642 | 0.44952 | 0.65113 | 0.85008 | 0.012252 | 0.0064921 | 0.21868 | 0.39032 | 0.65113 | 0 | 0 | 0.85 | 0.85 | 0.85 | 0.85 | 0.92982 | 0.012252 | 0.46381 | 0.27049 | 0
2025-04-22 10:00 | 64089.7821 | 53423.9016 | 10108.672 | 557.2086 | 0.45653 | 0.27314 | 0.2751 | 0.2377 | 112 | 10 | Fall | 0.40411 | 0.42068 | 0.42068 | 0.92508 | 0.22175 | 0.2751 | 0.45653 | 0.57836 | 0.66261 | 0.85008 | 0.012218 | 0.0064921 | 0.2377 | 0.44411 | 0.66261 | 0 | 0 | 0.85 | 0.85 | 0.85 | 0.85 | 0.92508 | 0.012218 | 0.49846 | 0.31957 | 0
2025-04-22 11:00 | 61561.5822 | 49998.7155 | 10963.2133 | 599.6533 | 0.49512 | 0.29395 | 0.2963 | 0.25149 | 112 | 11 | Fall | 0.41644 | 0.43336 | 0.43336 | 0.9244 | 0.22921 | 0.2963 | 0.49512 | 0.61146 | 0.66261 | 0.85008 | 0.011903 | 0.0067811 | 0.25149 | 0.48314 | 0.66261 | 0 | 0 | 0.85 | 0.85 | 0.85 | 0.85 | 0.9244 | 0.011903 | 0.55063 | 0.34658 | 0
2025-04-22 12:00 | 60724.218 | 49061.5717 | 11046.7144 | 615.9319 | 0.49889 | 0.30193 | 0.30473 | 0.2512 | 112 | 12 | Fall | 0.43539 | 0.4543 | 0.4543 | 0.92402 | 0.24522 | 0.30473 | 0.49889 | 0.64788 | 0.66261 | 0.85008 | 0.011903 | 0.0064921 | 0.2512 | 0.53927 | 0.66261 | 0 | 0 | 0.85 | 0.85 | 0.85 | 0.85 | 0.92402 | 0.011903 | 0.58716 | 0.34922 | 0
2025-04-22 13:00 | 60576.6587 | 49463.7851 | 10492.8902 | 619.9833 | 0.47388 | 0.30391 | 0.30698 | 0.24841 | 112 | 13 | Fall | 0.46136 | 0.47855 | 0.47855 | 0.92234 | 0.2669 | 0.30698 | 0.47388 | 0.6577 | 0.66261 | 0.85008 | 0.011694 | 0.0098579 | 0.24841 | 0.58521 | 0.66261 | 0 | 0 | 0.85 | 0.85 | 0.85 | 0.85 | 0.92234 | 0.011694 | 0.60493 | 0.33172 | 0
2025-04-22 14:00 | 60651.9102 | 50879.7774 | 9149.1911 | 622.9417 | 0.4132 | 0.30536 | 0.30813 | 0.25537 | 112 | 14 | Fall | 0.48366 | 0.49376 | 0.49376 | 0.92148 | 0.3113 | 0.30813 | 0.4132 | 0.654 | 0.66424 | 0.85008 | 0.011659 | 0.015065 | 0.25537 | 0.62713 | 0.66424 | 0 | 0 | 0.85 | 0.85 | 0.85 | 0.85 | 0.92148 | 0.011659 | 0.61302 | 0.28924 | 0
2025-04-22 15:00 | 61107.5378 | 53080.8143 | 7402.6261 | 624.0974 | 0.33432 | 0.30593 | 0.30811 | 0.26654 | 112 | 15 | Fall | 0.50654 | 0.50702 | 0.50702 | 0.92059 | 0.39325 | 0.30811 | 0.33432 | 0.65838 | 0.66424 | 0.85008 | 0.011415 | 0.018179 | 0.26654 | 0.6525 | 0.66424 | 0 | 0 | 0.85 | 0.85 | 0.85 | 0.85 | 0.92059 | 0.011415 | 0.63439 | 0.23402 | 0.00017779
2025-04-22 16:00 | 62540.7159 | 56472.4218 | 5449.8359 | 618.4583 | 0.24613 | 0.30317 | 0.30469 | 0.27554 | 112 | 16 | Fall | 0.52814 | 0.52024 | 0.52024 | 0.92028 | 0.45282 | 0.30469 | 0.24613 | 0.66367 | 0.66641 | 0.85008 | 0.011903 | 0.018609 | 0.27554 | 0.68032 | 0.66641 | 0 | 0 | 0.85 | 0.85 | 0.85 | 0.85 | 0.92028 | 0.011903 | 0.64677 | 0.17229 | 0.03688
2025-04-22 17:00 | 63705.9669 | 59947.7522 | 3150.3657 | 607.849 | 0.14228 | 0.29797 | 0.29915 | 0.27656 | 112 | 17 | Fall | 0.55921 | 0.52787 | 0.52787 | 0.92028 | 0.49849 | 0.29915 | 0.14228 | 0.6549 | 0.66641 | 0.85008 | 0.012497 | 0.02092 | 0.27656 | 0.69339 | 0.66641 | 0 | 0 | 0.85 | 0.85 | 0.85 | 0.85 | 0.92028 | 0.012497 | 0.65974 | 0.099594 | 0.46447
2025-04-22 18:00 | 67807.0459 | 66259.2138 | 941.0637 | 606.7684 | 0.0425 | 0.29744 | 0.29835 | 0.28098 | 112 | 18 | Fall | 0.56981 | 0.53326 | 0.53326 | 0.92026 | 0.51472 | 0.29835 | 0.0425 | 0.58607 | 0.66641 | 0.85008 | 0.012776 | 0.030806 | 0.28098 | 0.72066 | 0.66641 | 0 | 0 | 0.85 | 0.85 | 0.85 | 0.85 | 0.92026 | 0.012776 | 0.67697 | 0.02975 | 0.42382
2025-04-22 19:00 | 69683.9149 | 69057.2612 | 4.3156 | 622.3381 | 0.0001949 | 0.30507 | 0.30572 | 0.2933 | 112 | 19 | Fall | 0.58792 | 0.53844 | 0.53844 | 0.92081 | 0.51215 | 0.30572 | 0.0001949 | 0.30172 | 0.66641 | 0.85008 | 0.012985 | 0.040504 | 0.2933 | 0.70767 | 0.66641 | 0 | 0 | 0.85 | 0.85 | 0.85 | 0.85 | 0.92081 | 0.012985 | 0.6913 | 0.00013643 | 0.3403
2025-04-22 20:00 | 68077.2333 | 67467.413 | 0 | 609.8203 | 0 | 0.29893 | 0.29901 | 0.29754 | 112 | 20 | Fall | 0.58769 | 0.53296 | 0.53296 | 0.92152 | 0.47501 | 0.29901 | 0 | 0.0006045 | 0.66641 | 0.85008 | 0.012671 | 0.027207 | 0.29754 | 0.69538 | 0.66641 | 0 | 0 | 0.85 | 0.85 | 0.85 | 0.85 | 0.92152 | 0.012671 | 0.69331 | 0 | 0.11348
2025-04-22 21:00 | 65068.9289 | 64478.675 | 0 | 590.2539 | 0 | 0.28934 | 0.28888 | 0.29759 | 112 | 21 | Fall | 0.5589 | 0.51972 | 0.51972 | 0.92369 | 0.43894 | 0.28888 | 0 | 0 | 0.66478 | 0.85008 | 0.012741 | 0.015558 | 0.29759 | 0.62275 | 0.66478 | 0 | 0 | 0.85 | 0.85 | 0.85 | 0.85 | 0.92369 | 0.012741 | 0.67279 | 0 | 0.16147
2025-04-22 22:00 | 60419.6765 | 59849.61 | 0 | 570.0665 | 0 | 0.27944 | 0.27866 | 0.29365 | 112 | 22 | Fall | 0.51728 | 0.4948 | 0.4948 | 0.92621 | 0.40003 | 0.27866 | 0 | 0 | 0.66478 | 0.85008 | 0.012881 | 0.0070257 | 0.29365 | 0.54639 | 0.66478 | 0 | 0 | 0.85 | 0.85 | 0.85 | 0.85 | 0.92621 | 0.012881 | 0.63052 | 0 | 0.1153
2025-04-22 23:00 | 56039.467 | 55490.7189 | 0 | 548.7481 | 0 | 0.26899 | 0.26797 | 0.28749 | 112 | 23 | Fall | 0.47532 | 0.45627 | 0.45627 | 0.92842 | 0.36928 | 0.26797 | 0 | 0 | 0.65567 | 0.85008 | 0.012252 | 0.0070257 | 0.28749 | 0.47566 | 0.65567 | 0 | 0 | 0.85 | 0.85 | 0.85 | 0.85 | 0.92842 | 0.012252 | 0.56646 | 0 | 0.067351
2025-04-23 00:00 | 54189.6641 | 53646.0274 | 0 | 543.6367 | 0 | 0.26649 | 0.26554 | 0.28363 | 113 | 0 | Fall | 0.40086 | 0.41408 | 0.41408 | 0.9324 | 0.29275 | 0.26554 | 0 | 0 | 0.65196 | 0.85008 | 0.011834 | 0.0070257 | 0.28363 | 0.40145 | 0.65196 | 0 | 0 | 0.85 | 0.85 | 0.85 | 0.85 | 0.9324 | 0.011834 | 0.52583 | 0 | 0.01542
2025-04-23 01:00 | 53625.6426 | 53083.9765 | 0 | 541.6661 | 0 | 0.26552 | 0.26468 | 0.28082 | 113 | 1 | Fall | 0.37675 | 0.40095 | 0.40095 | 0.93332 | 0.26062 | 0.26468 | 0 | 0 | 0.65196 | 0.85008 | 0.012078 | 0.0070257 | 0.28082 | 0.38521 | 0.65196 | 0 | 0 | 0.85 | 0.85 | 0.85 | 0.85 | 0.93332 | 0.012078 | 0.49927 | 0 | 0
2025-04-23 02:00 | 53533.5567 | 52985.0963 | 0 | 548.4604 | 0 | 0.26885 | 0.26817 | 0.28117 | 113 | 2 | Fall | 0.36036 | 0.37824 | 0.37824 | 0.93336 | 0.22473 | 0.26817 | 0 | 0 | 0.65196 | 0.85008 | 0.012357 | 0.0070257 | 0.28117 | 0.38017 | 0.65196 | 0 | 0 | 0.85 | 0.85 | 0.85 | 0.85 | 0.93336 | 0.012357 | 0.49291 | 0 | 0
2025-04-23 03:00 | 53521.6845 | 52968.9021 | 0 | 552.7824 | 0 | 0.27097 | 0.27022 | 0.28454 | 113 | 3 | Fall | 0.34783 | 0.36163 | 0.36163 | 0.93289 | 0.18289 | 0.27022 | 0 | 0 | 0.64813 | 0.85008 | 0.012532 | 0.0070257 | 0.28454 | 0.37147 | 0.64813 | 0 | 0 | 0.85 | 0.85 | 0.85 | 0.85 | 0.93289 | 0.012532 | 0.48498 | 0 | 0
2025-04-23 04:00 | 54039.0493 | 53504.0394 | 0 | 535.0099 | 0 | 0.26226 | 0.26072 | 0.29012 | 113 | 4 | Fall | 0.34209 | 0.36519 | 0.36519 | 0.93361 | 0.16879 | 0.26072 | 0 | 0 | 0.65104 | 0.85008 | 0.012532 | 0.0070257 | 0.29012 | 0.37052 | 0.65104 | 0 | 0 | 0.85 | 0.85 | 0.85 | 0.85 | 0.93361 | 0.012532 | 0.48267 | 0 | 0
2025-04-23 05:00 | 58081.9721 | 57551.7362 | 8.3645 | 521.8714 | 0.00037776 | 0.25582 | 0.25377 | 0.2929 | 113 | 5 | Fall | 0.34482 | 0.37756 | 0.37756 | 0.93576 | 0.17276 | 0.25377 | 0.00037776 | 0 | 0.65104 | 0.85008 | 0.012497 | 0.0064921 | 0.2929 | 0.37314 | 0.65104 | 0 | 0 | 0.85 | 0.85 | 0.85 | 0.85 | 0.93576 | 0.012497 | 0.48379 | 0.00026443 | 0
2025-04-23 06:00 | 63387.0261 | 62082.1952 | 807.7292 | 497.1017 | 0.036479 | 0.24368 | 0.24153 | 0.28243 | 113 | 6 | Fall | 0.36517 | 0.39941 | 0.39941 | 0.93715 | 0.18574 | 0.24153 | 0.036479 | 0 | 0.65331 | 0.85008 | 0.012462 | 0.0064921 | 0.28243 | 0.36964 | 0.65331 | 0 | 0 | 0.85 | 0.85 | 0.85 | 0.85 | 0.93715 | 0.012462 | 0.46504 | 0.025535 | 0
2025-04-23 07:00 | 66518.5834 | 63147.8888 | 2906.8762 | 463.8185 | 0.13128 | 0.22736 | 0.22576 | 0.25626 | 113 | 7 | Fall | 0.38197 | 0.40891 | 0.40891 | 0.93839 | 0.20415 | 0.22576 | 0.13128 | 0 | 0.65331 | 0.85008 | 0.012392 | 0.0064921 | 0.25626 | 0.36205 | 0.65331 | 0 | 0 | 0.85 | 0.85 | 0.85 | 0.85 | 0.93839 | 0.012392 | 0.44968 | 0.091896 | 0
2025-04-23 08:00 | 65960.334 | 59994.2067 | 5497.8687 | 468.2586 | 0.24829 | 0.22954 | 0.22862 | 0.24621 | 113 | 8 | Fall | 0.39185 | 0.40697 | 0.40697 | 0.93566 | 0.21485 | 0.22862 | 0.24829 | 0.16223 | 0.65331 | 0.85008 | 0.012357 | 0.0064921 | 0.24621 | 0.40198 | 0.65331 | 0 | 0 | 0.85 | 0.85 | 0.85 | 0.85 | 0.93566 | 0.012357 | 0.45998 | 0.17381 | 0
2025-04-23 09:00 | 65081.2086 | 56895.3176 | 7692.9546 | 492.9364 | 0.34743 | 0.24164 | 0.24099 | 0.25329 | 113 | 9 | Fall | 0.39166 | 0.40877 | 0.40877 | 0.92982 | 0.21991 | 0.24099 | 0.34743 | 0.44952 | 0.65113 | 0.85008 | 0.012252 | 0.0064921 | 0.25329 | 0.39032 | 0.65113 | 0 | 0 | 0.85 | 0.85 | 0.85 | 0.85 | 0.92982 | 0.012252 | 0.46381 | 0.2432 | 0
2025-04-23 10:00 | 64089.7821 | 53684.0254 | 9895.4356 | 510.3211 | 0.4469 | 0.25016 | 0.24947 | 0.26261 | 113 | 10 | Fall | 0.40411 | 0.42068 | 0.42068 | 0.92508 | 0.22175 | 0.24947 | 0.4469 | 0.57836 | 0.66261 | 0.85008 | 0.012218 | 0.0064921 | 0.26261 | 0.44411 | 0.66261 | 0 | 0 | 0.85 | 0.85 | 0.85 | 0.85 | 0.92508 | 0.012218 | 0.49846 | 0.31283 | 0
2025-04-23 11:00 | 61561.5822 | 49587.6007 | 11453.1798 | 520.8017 | 0.51725 | 0.25529 | 0.25433 | 0.27273 | 113 | 11 | Fall | 0.41644 | 0.43336 | 0.43336 | 0.9244 | 0.22921 | 0.25433 | 0.51725 | 0.61146 | 0.66261 | 0.85008 | 0.011903 | 0.0067811 | 0.27273 | 0.48314 | 0.66261 | 0 | 0 | 0.85 | 0.85 | 0.85 | 0.85 | 0.9244 | 0.011903 | 0.55063 | 0.36207 | 0
2025-04-23 12:00 | 60724.218 | 48158.1442 | 12041.0657 | 525.0081 | 0.5438 | 0.25736 | 0.25608 | 0.28047 | 113 | 12 | Fall | 0.43539 | 0.4543 | 0.4543 | 0.92402 | 0.24522 | 0.25608 | 0.5438 | 0.64788 | 0.66261 | 0.85008 | 0.011903 | 0.0064921 | 0.28047 | 0.53927 | 0.66261 | 0 | 0 | 0.85 | 0.85 | 0.85 | 0.85 | 0.92402 | 0.011903 | 0.58716 | 0.38066 | 0
2025-04-23 13:00 | 60576.6587 | 48082.3751 | 11961.7911 | 532.4924 | 0.54022 | 0.26103 | 0.25953 | 0.288 | 113 | 13 | Fall | 0.46136 | 0.47855 | 0.47855 | 0.92234 | 0.2669 | 0.25953 | 0.54022 | 0.6577 | 0.66261 | 0.85008 | 0.011694 | 0.0098579 | 0.288 | 0.58521 | 0.66261 | 0 | 0 | 0.85 | 0.85 | 0.85 | 0.85 | 0.92234 | 0.011694 | 0.60493 | 0.37815 | 0
2025-04-23 14:00 | 60651.9102 | 49106.7489 | 11003.8699 | 541.2914 | 0.49696 | 0.26534 | 0.26403 | 0.28894 | 113 | 14 | Fall | 0.48366 | 0.49376 | 0.49376 | 0.92148 | 0.3113 | 0.26403 | 0.49696 | 0.654 | 0.66424 | 0.85008 | 0.011659 | 0.015065 | 0.28894 | 0.62713 | 0.66424 | 0 | 0 | 0.85 | 0.85 | 0.85 | 0.85 | 0.92148 | 0.011659 | 0.61302 | 0.34787 | 0
2025-04-23 15:00 | 61107.5378 | 51497.1427 | 9063.8341 | 546.561 | 0.40934 | 0.26792 | 0.26727 | 0.27975 | 113 | 15 | Fall | 0.50654 | 0.50702 | 0.50702 | 0.92059 | 0.39325 | 0.26727 | 0.40934 | 0.65838 | 0.66424 | 0.85008 | 0.011415 | 0.018179 | 0.27975 | 0.6525 | 0.66424 | 0 | 0 | 0.85 | 0.85 | 0.85 | 0.85 | 0.92059 | 0.011415 | 0.63439 | 0.28654 | 0.00017779
2025-04-23 16:00 | 62540.7159 | 55427.4644 | 6563.0203 | 550.2312 | 0.2964 | 0.26972 | 0.26984 | 0.26759 | 113 | 16 | Fall | 0.52814 | 0.52024 | 0.52024 | 0.92028 | 0.45282 | 0.26984 | 0.2964 | 0.66367 | 0.66641 | 0.85008 | 0.011903 | 0.018609 | 0.26759 | 0.68032 | 0.66641 | 0 | 0 | 0.85 | 0.85 | 0.85 | 0.85 | 0.92028 | 0.011903 | 0.64677 | 0.20748 | 0.03688
2025-04-23 17:00 | 63689.9468 | 59372.6206 | 3782.8669 | 534.4593 | 0.17084 | 0.26199 | 0.26208 | 0.26028 | 113 | 17 | Fall | 0.55921 | 0.52787 | 0.52787 | 0.92028 | 0.49849 | 0.26208 | 0.17084 | 0.6549 | 0.66641 | 0.85008 | 0.012497 | 0.02092 | 0.26028 | 0.69339 | 0.66641 | 0 | 0 | 0.85 | 0.85 | 0.85 | 0.85 | 0.92028 | 0.012497 | 0.65974 | 0.11959 | 0.46447
2025-04-23 18:00 | 67669.9869 | 66091.3894 | 1049.86 | 528.7374 | 0.047414 | 0.25919 | 0.25907 | 0.26124 | 113 | 18 | Fall | 0.56981 | 0.53326 | 0.53326 | 0.92026 | 0.51472 | 0.25907 | 0.047414 | 0.58607 | 0.66641 | 0.85008 | 0.012776 | 0.030806 | 0.26124 | 0.72066 | 0.66641 | 0 | 0 | 0.85 | 0.85 | 0.85 | 0.85 | 0.92026 | 0.012776 | 0.67697 | 0.03319 | 0.42382
2025-04-23 19:00 | 69683.9149 | 69141.4677 | 5.4821 | 536.965 | 0.00024758 | 0.26322 | 0.26305 | 0.26628 | 113 | 19 | Fall | 0.58792 | 0.53844 | 0.53844 | 0.92081 | 0.51215 | 0.26305 | 0.00024758 | 0.30172 | 0.66641 | 0.85008 | 0.012985 | 0.040504 | 0.26628 | 0.70767 | 0.66641 | 0 | 0 | 0.85 | 0.85 | 0.85 | 0.85 | 0.92081 | 0.012985 | 0.6913 | 0.00017331 | 0.3403
2025-04-23 20:00 | 68077.2333 | 67542.93 | 0 | 534.3033 | 0 | 0.26191 | 0.26102 | 0.27806 | 113 | 20 | Fall | 0.58769 | 0.53296 | 0.53296 | 0.92152 | 0.47501 | 0.26102 | 0 | 0.0006045 | 0.66641 | 0.85008 | 0.012671 | 0.027207 | 0.27806 | 0.69538 | 0.66641 | 0 | 0 | 0.85 | 0.85 | 0.85 | 0.85 | 0.92152 | 0.012671 | 0.69331 | 0 | 0.11348
2025-04-23 21:00 | 65068.9289 | 64544.9757 | 0 | 523.9532 | 0 | 0.25684 | 0.25509 | 0.2884 | 113 | 21 | Fall | 0.5589 | 0.51972 | 0.51972 | 0.92369 | 0.43894 | 0.25509 | 0 | 0 | 0.66478 | 0.85008 | 0.012741 | 0.015558 | 0.2884 | 0.62275 | 0.66478 | 0 | 0 | 0.85 | 0.85 | 0.85 | 0.85 | 0.92369 | 0.012741 | 0.67279 | 0 | 0.16147
2025-04-23 22:00 | 60419.6765 | 59906.422 | 0 | 513.2545 | 0 | 0.2516 | 0.24947 | 0.29004 | 113 | 22 | Fall | 0.51728 | 0.4948 | 0.4948 | 0.92621 | 0.40003 | 0.24947 | 0 | 0 | 0.66478 | 0.85008 | 0.012881 | 0.0070257 | 0.29004 | 0.54639 | 0.66478 | 0 | 0 | 0.85 | 0.85 | 0.85 | 0.85 | 0.92621 | 0.012881 | 0.63052 | 0 | 0.1153
2025-04-23 23:00 | 56039.467 | 55536.7294 | 0 | 502.7376 | 0 | 0.24644 | 0.24419 | 0.2872 | 113 | 23 | Fall | 0.47532 | 0.45627 | 0.45627 | 0.92842 | 0.36928 | 0.24419 | 0 | 0 | 0.65567 | 0.85008 | 0.012252 | 0.0070257 | 0.2872 | 0.47566 | 0.65567 | 0 | 0 | 0.85 | 0.85 | 0.85 | 0.85 | 0.92842 | 0.012252 | 0.56646 | 0 | 0.067351
2025-04-24 00:00 | 54189.6641 | 53682.2127 | 0 | 507.4515 | 0 | 0.24875 | 0.24688 | 0.28262 | 114 | 0 | Summer | 0.55471 | 0.48104 | 0.48104 | 0.94878 | 0.35614 | 0.24688 | 0 | 0 | 0.66443 | 0.85008 | 0.012218 | 0.019437 | 0.28262 | 0.52743 | 0.66443 | 0 | 0 | 0.85 | 0.85 | 0.85 | 0.85 | 0.94878 | 0.012218 | 0.59514 | 0 | 0.042639
2025-04-24 01:00 | 53625.6426 | 53109.9409 | 0 | 515.7017 | 0 | 0.25279 | 0.25208 | 0.26571 | 114 | 1 | Summer | 0.51573 | 0.45924 | 0.45924 | 0.94906 | 0.29865 | 0.25208 | 0 | 0 | 0.66443 | 0.85008 | 0.012287 | 0.019437 | 0.26571 | 0.48331 | 0.66443 | 0 | 0 | 0.85 | 0.85 | 0.85 | 0.85 | 0.94906 | 0.012287 | 0.55167 | 0 | 0
2025-04-24 02:00 | 53533.5567 | 53024.4624 | 0 | 509.0944 | 0 | 0.24956 | 0.24993 | 0.24279 | 114 | 2 | Summer | 0.47769 | 0.44425 | 0.44425 | 0.94941 | 0.25138 | 0.24993 | 0 | 0 | 0.66443 | 0.85008 | 0.012567 | 0.019191 | 0.24279 | 0.46524 | 0.66443 | 0 | 0 | 0.85 | 0.85 | 0.85 | 0.85 | 0.94941 | 0.012567 | 0.53289 | 0 | 0
2025-04-24 03:00 | 53521.6845 | 53020.303 | 0 | 501.3815 | 0 | 0.24578 | 0.24674 | 0.2284 | 114 | 3 | Summer | 0.46012 | 0.43819 | 0.43819 | 0.9491 | 0.22464 | 0.24674 | 0 | 0 | 0.66443 | 0.85008 | 0.012532 | 0.01917 | 0.2284 | 0.45789 | 0.66443 | 0 | 0 | 0.85 | 0.85 | 0.85 | 0.85 | 0.9491 | 0.012532 | 0.52986 | 0 | 0
2025-04-24 04:00 | 54039.0493 | 53536.9589 | 0 | 502.0904 | 0 | 0.24612 | 0.24744 | 0.22232 | 114 | 4 | Summer | 0.44971 | 0.43054 | 0.43054 | 0.94949 | 0.2044 | 0.24744 | 0 | 0 | 0.66443 | 0.85008 | 0.012532 | 0.01917 | 0.22232 | 0.46405 | 0.66443 | 0 | 0 | 0.85 | 0.85 | 0.85 | 0.85 | 0.94949 | 0.012532 | 0.53565 | 0 | 0
2025-04-24 05:00 | 58081.9721 | 57570.8555 | 11.4116 | 499.705 | 0.00051537 | 0.24495 | 0.24648 | 0.21745 | 114 | 5 | Summer | 0.45811 | 0.44299 | 0.44299 | 0.94957 | 0.18921 | 0.24648 | 0.00051537 | 0 | 0.66443 | 0.85008 | 0.012567 | 0.01917 | 0.21745 | 0.49226 | 0.66443 | 0 | 0 | 0.85 | 0.85 | 0.85 | 0.85 | 0.94957 | 0.012567 | 0.54922 | 0.00036076 | 0
2025-04-24 06:00 | 63318.9717 | 61761.3349 | 1073.2011 | 484.4358 | 0.048468 | 0.23747 | 0.23906 | 0.20866 | 114 | 6 | Summer | 0.48774 | 0.45859 | 0.45859 | 0.94971 | 0.19102 | 0.23906 | 0.048468 | 0 | 0.66443 | 0.85008 | 0.012532 | 0.018904 | 0.20866 | 0.49923 | 0.66443 | 0 | 0 | 0.85 | 0.85 | 0.85 | 0.85 | 0.94971 | 0.012532 | 0.5429 | 0.033928 | 0
2025-04-24 07:00 | 66504.9582 | 62297.5761 | 3740.006 | 467.3761 | 0.16891 | 0.22911 | 0.23111 | 0.19294 | 114 | 7 | Summer | 0.5162 | 0.46934 | 0.46934 | 0.95016 | 0.20898 | 0.23111 | 0.16891 | 0 | 0.66478 | 0.85008 | 0.012392 | 0.018904 | 0.19294 | 0.50879 | 0.66478 | 0 | 0 | 0.85 | 0.85 | 0.85 | 0.85 | 0.95016 | 0.012392 | 0.545 | 0.11823 | 0
2025-04-24 08:00 | 65960.334 | 58861.9672 | 6595.0964 | 503.2704 | 0.29785 | 0.2467 | 0.24957 | 0.19487 | 114 | 8 | Summer | 0.5354 | 0.4736 | 0.4736 | 0.95052 | 0.22514 | 0.24957 | 0.29785 | 0.19439 | 0.66478 | 0.85008 | 0.012602 | 0.018904 | 0.19487 | 0.53361 | 0.66478 | 0 | 0 | 0.85 | 0.85 | 0.85 | 0.85 | 0.95052 | 0.012602 | 0.54288 | 0.20849 | 0
2025-04-24 09:00 | 65081.2086 | 55250.2721 | 9321.828 | 509.1085 | 0.42099 | 0.24956 | 0.25278 | 0.19136 | 114 | 9 | Summer | 0.54581 | 0.4857 | 0.4857 | 0.94978 | 0.24893 | 0.25278 | 0.42099 | 0.50389 | 0.66478 | 0.85008 | 0.014382 | 0.018904 | 0.19136 | 0.56932 | 0.66478 | 0 | 0 | 0.85 | 0.85 | 0.85 | 0.85 | 0.94978 | 0.014382 | 0.55471 | 0.29469 | 0
2025-04-24 10:00 | 64089.7821 | 52109.2756 | 11483.0264 | 497.4801 | 0.5186 | 0.24386 | 0.24732 | 0.18139 | 114 | 10 | Summer | 0.56661 | 0.50285 | 0.50285 | 0.94712 | 0.26186 | 0.24732 | 0.5186 | 0.61316 | 0.66501 | 0.85008 | 0.014068 | 0.018915 | 0.18139 | 0.61473 | 0.66501 | 0 | 0 | 0.85 | 0.85 | 0.85 | 0.85 | 0.94712 | 0.014068 | 0.60127 | 0.36302 | 0
2025-04-24 11:00 | 61561.5822 | 48476.6321 | 12599.927 | 485.0231 | 0.56904 | 0.23776 | 0.24141 | 0.17167 | 114 | 11 | Summer | 0.60096 | 0.52041 | 0.52041 | 0.94453 | 0.27752 | 0.24141 | 0.56904 | 0.62169 | 0.6656 | 0.85008 | 0.014417 | 0.023029 | 0.17167 | 0.67643 | 0.6656 | 0 | 0 | 0.85 | 0.85 | 0.85 | 0.85 | 0.94453 | 0.014417 | 0.64142 | 0.39833 | 0.0015394
2025-04-24 12:00 | 60724.218 | 47285.8176 | 12966.1261 | 472.2743 | 0.58558 | 0.23151 | 0.23537 | 0.16176 | 114 | 12 | Summer | 0.62291 | 0.53799 | 0.53799 | 0.94362 | 0.31341 | 0.23537 | 0.58558 | 0.62222 | 0.6656 | 0.85008 | 0.013928 | 0.037669 | 0.16176 | 0.70982 | 0.6656 | 0 | 0 | 0.85 | 0.85 | 0.85 | 0.85 | 0.94362 | 0.013928 | 0.67439 | 0.4099 | 0.13423
2025-04-24 13:00 | 60576.6587 | 47834.3726 | 12289.7002 | 452.586 | 0.55503 | 0.22186 | 0.22486 | 0.16757 | 114 | 13 | Summer | 0.63006 | 0.55564 | 0.55564 | 0.9422 | 0.37114 | 0.22486 | 0.55503 | 0.63828 | 0.6656 | 0.85008 | 0.014242 | 0.073749 | 0.16757 | 0.73201 | 0.6656 | 0 | 0 | 0.85 | 0.85 | 0.85 | 0.85 | 0.9422 | 0.014242 | 0.69376 | 0.38852 | 0.25305
2025-04-24 14:00 | 60651.9102 | 49706.1669 | 10510.7999 | 434.9434 | 0.47469 | 0.21321 | 0.21475 | 0.18525 | 114 | 14 | Summer | 0.6488 | 0.56826 | 0.56826 | 0.9398 | 0.41215 | 0.21475 | 0.47469 | 0.63061 | 0.66582 | 0.85008 | 0.014033 | 0.099397 | 0.18525 | 0.74849 | 0.66582 | 0 | 0 | 0.85 | 0.85 | 0.85 | 0.85 | 0.9398 | 0.014033 | 0.70785 | 0.33228 | 0.30697
2025-04-24 15:00 | 61107.5378 | 52460.6025 | 8212.7059 | 434.2293 | 0.3709 | 0.21286 | 0.21341 | 0.2029 | 114 | 15 | Summer | 0.65735 | 0.56817 | 0.56817 | 0.93752 | 0.45803 | 0.21341 | 0.3709 | 0.64444 | 0.66641 | 0.85008 | 0.013928 | 0.12232 | 0.2029 | 0.75815 | 0.66641 | 0 | 0 | 0.85 | 0.85 | 0.85 | 0.85 | 0.93752 | 0.013928 | 0.71964 | 0.25963 | 0.37998
2025-04-24 16:00 | 62540.7159 | 56380.2029 | 5716.7825 | 443.7305 | 0.25818 | 0.21751 | 0.21759 | 0.21621 | 114 | 16 | Summer | 0.66113 | 0.57399 | 0.57399 | 0.93651 | 0.48967 | 0.21759 | 0.25818 | 0.62638 | 0.66641 | 0.85008 | 0.013195 | 0.14338 | 0.21621 | 0.76334 | 0.66641 | 0 | 0 | 0.85 | 0.85 | 0.85 | 0.85 | 0.93651 | 0.013195 | 0.72909 | 0.18073 | 0.58653
2025-04-24 17:00 | 63674.3751 | 60114.959 | 3116.362 | 443.0541 | 0.14074 | 0.21718 | 0.21719 | 0.21715 | 114 | 17 | Summer | 0.65876 | 0.57144 | 0.57144 | 0.93752 | 0.50401 | 0.21719 | 0.14074 | 0.5801 | 0.66641 | 0.85008 | 0.01309 | 0.20336 | 0.21715 | 0.76686 | 0.66641 | 0 | 0 | 0.85 | 0.85 | 0.85 | 0.85 | 0.93752 | 0.01309 | 0.74086 | 0.098519 | 0.64515
2025-04-24 18:00 | 67540.6835 | 66210.786 | 895.7026 | 434.1949 | 0.040452 | 0.21284 | 0.21269 | 0.21565 | 114 | 18 | Summer | 0.65784 | 0.57543 | 0.57543 | 0.9378 | 0.50368 | 0.21269 | 0.040452 | 0.50952 | 0.66641 | 0.85008 | 0.012846 | 0.22688 | 0.21565 | 0.77618 | 0.66641 | 0 | 0 | 0.85 | 0.85 | 0.85 | 0.85 | 0.9378 | 0.012846 | 0.75295 | 0.028316 | 0.64577
2025-04-24 19:00 | 69683.9149 | 69243.7121 | 7.1627 | 433.0401 | 0.00032348 | 0.21227 | 0.21228 | 0.21212 | 114 | 19 | Summer | 0.65654 | 0.58215 | 0.58215 | 0.93722 | 0.47421 | 0.21228 | 0.00032348 | 0.33059 | 0.66641 | 0.85008 | 0.011205 | 0.20175 | 0.21212 | 0.77565 | 0.66641 | 0 | 0 | 0.85 | 0.85 | 0.85 | 0.85 | 0.93722 | 0.011205 | 0.76424 | 0.00022644 | 0.70485
2025-04-24 20:00 | 68077.2333 | 67662.7524 | 0 | 414.4809 | 0 | 0.20318 | 0.20362 | 0.19508 | 114 | 20 | Summer | 0.6677 | 0.58557 | 0.58557 | 0.93506 | 0.44805 | 0.20362 | 0 | 0.065097 | 0.66641 | 0.85008 | 0.01131 | 0.13977 | 0.19508 | 0.77193 | 0.66641 | 0 | 0 | 0.85 | 0.85 | 0.85 | 0.85 | 0.93506 | 0.01131 | 0.76712 | 0 | 0.71244
2025-04-24 21:00 | 65068.9289 | 64670.08 | 0 | 398.8488 | 0 | 0.19551 | 0.19651 | 0.17746 | 114 | 21 | Summer | 0.65116 | 0.57136 | 0.57136 | 0.93281 | 0.42034 | 0.19651 | 0 | 0 | 0.66641 | 0.85008 | 0.011415 | 0.067558 | 0.17746 | 0.74633 | 0.66641 | 0 | 0 | 0.85 | 0.85 | 0.85 | 0.85 | 0.93281 | 0.011415 | 0.74851 | 0 | 0.38078
2025-04-24 22:00 | 60419.6765 | 60027.7082 | 0 | 391.9683 | 0 | 0.19214 | 0.19352 | 0.16722 | 114 | 22 | Summer | 0.61469 | 0.5457 | 0.5457 | 0.9302 | 0.41049 | 0.19352 | 0 | 0 | 0.6656 | 0.85008 | 0.011659 | 0.03136 | 0.16722 | 0.66421 | 0.6656 | 0 | 0 | 0.85 | 0.85 | 0.85 | 0.85 | 0.9302 | 0.011659 | 0.69584 | 0 | 0.15401
2025-04-24 23:00 | 56039.467 | 55658.3011 | 0 | 381.1659 | 0 | 0.18685 | 0.18854 | 0.15627 | 114 | 23 | Summer | 0.59142 | 0.54754 | 0.54754 | 0.91095 | 0.36743 | 0.18854 | 0 | 0 | 0.66219 | 0.85008 | 0.011938 | 0.024002 | 0.15627 | 0.58272 | 0.66219 | 0 | 0 | 0.85 | 0.85 | 0.85 | 0.85 | 0.91095 | 0.011938 | 0.6334 | 0 | 0.13531
2025-04-25 00:00 | 54189.6641 | 53823.2212 | 0 | 366.4429 | 0 | 0.17963 | 0.181 | 0.15477 | 115 | 0 | Summer | 0.55471 | 0.48104 | 0.48104 | 0.94878 | 0.35614 | 0.181 | 0 | 0 | 0.66443 | 0.85008 | 0.012218 | 0.019437 | 0.15477 | 0.52743 | 0.66443 | 0 | 0 | 0.85 | 0.85 | 0.85 | 0.85 | 0.94878 | 0.012218 | 0.59514 | 0 | 0.042639
2025-04-25 01:00 | 53625.6426 | 53261.0689 | 0 | 364.5738 | 0 | 0.17871 | 0.17958 | 0.16307 | 115 | 1 | Summer | 0.51573 | 0.45924 | 0.45924 | 0.94906 | 0.29865 | 0.17958 | 0 | 0 | 0.66443 | 0.85008 | 0.012287 | 0.019437 | 0.16307 | 0.48331 | 0.66443 | 0 | 0 | 0.85 | 0.85 | 0.85 | 0.85 | 0.94906 | 0.012287 | 0.55167 | 0 | 0
2025-04-25 02:00 | 53533.5567 | 53138.7654 | 0 | 394.7914 | 0 | 0.19353 | 0.1944 | 0.17764 | 115 | 2 | Summer | 0.47769 | 0.44425 | 0.44425 | 0.94941 | 0.25138 | 0.1944 | 0 | 0 | 0.66443 | 0.85008 | 0.012567 | 0.019191 | 0.17764 | 0.46524 | 0.66443 | 0 | 0 | 0.85 | 0.85 | 0.85 | 0.85 | 0.94941 | 0.012567 | 0.53289 | 0 | 0
2025-04-25 03:00 | 53521.6845 | 53102.2233 | 0 | 419.4612 | 0 | 0.20562 | 0.20632 | 0.19299 | 115 | 3 | Summer | 0.46012 | 0.43819 | 0.43819 | 0.9491 | 0.22464 | 0.20632 | 0 | 0 | 0.66443 | 0.85008 | 0.012532 | 0.01917 | 0.19299 | 0.45789 | 0.66443 | 0 | 0 | 0.85 | 0.85 | 0.85 | 0.85 | 0.9491 | 0.012532 | 0.52986 | 0 | 0
2025-04-25 04:00 | 54039.0493 | 53599.0981 | 0 | 439.9512 | 0 | 0.21566 | 0.21606 | 0.20847 | 115 | 4 | Summer | 0.44971 | 0.43054 | 0.43054 | 0.94949 | 0.2044 | 0.21606 | 0 | 0 | 0.66443 | 0.85008 | 0.012532 | 0.01917 | 0.20847 | 0.46405 | 0.66443 | 0 | 0 | 0.85 | 0.85 | 0.85 | 0.85 | 0.94949 | 0.012532 | 0.53565 | 0 | 0
2025-04-25 05:00 | 58081.9721 | 57602.2685 | 11.5217 | 468.182 | 0.00052034 | 0.2295 | 0.23032 | 0.21463 | 115 | 5 | Summer | 0.45811 | 0.44299 | 0.44299 | 0.94957 | 0.18921 | 0.23032 | 0.00052034 | 0 | 0.66443 | 0.85008 | 0.012567 | 0.01917 | 0.21463 | 0.49226 | 0.66443 | 0 | 0 | 0.85 | 0.85 | 0.85 | 0.85 | 0.94957 | 0.012567 | 0.54922 | 0.00036424 | 0
2025-04-25 06:00 | 63254.6844 | 62028.6758 | 774.363 | 451.6456 | 0.034972 | 0.22139 | 0.22225 | 0.20598 | 115 | 6 | Summer | 0.48774 | 0.45859 | 0.45859 | 0.94971 | 0.19102 | 0.22225 | 0.034972 | 0 | 0.66443 | 0.85008 | 0.012532 | 0.018904 | 0.20598 | 0.49923 | 0.66443 | 0 | 0 | 0.85 | 0.85 | 0.85 | 0.85 | 0.94971 | 0.012532 | 0.5429 | 0.02448 | 0
2025-04-25 07:00 | 66491.7135 | 63545.9628 | 2542.7257 | 403.025 | 0.11483 | 0.19756 | 0.19824 | 0.18528 | 115 | 7 | Summer | 0.5162 | 0.46934 | 0.46934 | 0.95016 | 0.20898 | 0.19824 | 0.11483 | 0 | 0.66478 | 0.85008 | 0.012392 | 0.018904 | 0.18528 | 0.50879 | 0.66478 | 0 | 0 | 0.85 | 0.85 | 0.85 | 0.85 | 0.95016 | 0.012392 | 0.545 | 0.080384 | 0
2025-04-25 08:00 | 65960.334 | 60783.1155 | 4753.2256 | 423.9929 | 0.21467 | 0.20784 | 0.20935 | 0.18054 | 115 | 8 | Summer | 0.5354 | 0.4736 | 0.4736 | 0.95052 | 0.22514 | 0.20935 | 0.21467 | 0.19439 | 0.66478 | 0.85008 | 0.012602 | 0.018904 | 0.18054 | 0.53361 | 0.66478 | 0 | 0 | 0.85 | 0.85 | 0.85 | 0.85 | 0.95052 | 0.012602 | 0.54288 | 0.15027 | 0
2025-04-25 09:00 | 65081.2086 | 57760.1217 | 6898.8707 | 422.2161 | 0.31157 | 0.20697 | 0.20855 | 0.17845 | 115 | 9 | Summer | 0.54581 | 0.4857 | 0.4857 | 0.94978 | 0.24893 | 0.20855 | 0.31157 | 0.50389 | 0.66478 | 0.85008 | 0.014382 | 0.018904 | 0.17845 | 0.56932 | 0.66478 | 0 | 0 | 0.85 | 0.85 | 0.85 | 0.85 | 0.94978 | 0.014382 | 0.55471 | 0.2181 | 0
2025-04-25 10:00 | 64089.7821 | 55268.5725 | 8410.5731 | 410.6364 | 0.37984 | 0.20129 | 0.2029 | 0.17221 | 115 | 10 | Summer | 0.56661 | 0.50285 | 0.50285 | 0.94712 | 0.26186 | 0.2029 | 0.37984 | 0.61316 | 0.66501 | 0.85008 | 0.014068 | 0.018915 | 0.17221 | 0.61473 | 0.66501 | 0 | 0 | 0.85 | 0.85 | 0.85 | 0.85 | 0.94712 | 0.014068 | 0.60127 | 0.26589 | 0
2025-04-25 11:00 | 61561.5822 | 51981.5141 | 9184.2186 | 395.8494 | 0.41478 | 0.19404 | 0.19561 | 0.16575 | 115 | 11 | Summer | 0.60096 | 0.52041 | 0.52041 | 0.94453 | 0.27752 | 0.19561 | 0.41478 | 0.62169 | 0.6656 | 0.85008 | 0.014417 | 0.023029 | 0.16575 | 0.67643 | 0.6656 | 0 | 0 | 0.85 | 0.85 | 0.85 | 0.85 | 0.94453 | 0.014417 | 0.64142 | 0.29034 | 0.0015394
2025-04-25 12:00 | 61543.8693 | 51534.3468 | 9625.9133 | 383.6092 | 0.43473 | 0.18804 | 0.1894 | 0.1635 | 115 | 12 | Summer | 0.62291 | 0.53799 | 0.53799 | 0.94362 | 0.31341 | 0.1894 | 0.43473 | 0.62222 | 0.6656 | 0.85008 | 0.013928 | 0.037669 | 0.1635 | 0.70982 | 0.6656 | 0 | 0 | 0.85 | 0.85 | 0.85 | 0.85 | 0.94362 | 0.013928 | 0.67439 | 0.30431 | 0.13423
2025-04-25 13:00 | 62313.2201 | 52547.4698 | 9392.7655 | 372.9847 | 0.4242 | 0.18284 | 0.18392 | 0.16329 | 115 | 13 | Summer | 0.63006 | 0.55564 | 0.55564 | 0.9422 | 0.37114 | 0.18392 | 0.4242 | 0.63828 | 0.6656 | 0.85008 | 0.014242 | 0.073749 | 0.16329 | 0.73201 | 0.6656 | 0 | 0 | 0.85 | 0.85 | 0.85 | 0.85 | 0.9422 | 0.014242 | 0.69376 | 0.29694 | 0.25305
2025-04-25 14:00 | 62857.7779 | 54306.0658 | 8193.0884 | 358.6236 | 0.37002 | 0.1758 | 0.1765 | 0.16299 | 115 | 14 | Summer | 0.6488 | 0.56826 | 0.56826 | 0.9398 | 0.41215 | 0.1765 | 0.37002 | 0.63061 | 0.66582 | 0.85008 | 0.014033 | 0.099397 | 0.16299 | 0.74849 | 0.66582 | 0 | 0 | 0.85 | 0.85 | 0.85 | 0.85 | 0.9398 | 0.014033 | 0.70785 | 0.25901 | 0.30697
2025-04-25 15:00 | 63434.0627 | 56877.3393 | 6215.1559 | 341.5674 | 0.28069 | 0.16744 | 0.16773 | 0.16219 | 115 | 15 | Summer | 0.65735 | 0.56817 | 0.56817 | 0.93752 | 0.45803 | 0.16773 | 0.28069 | 0.64444 | 0.66641 | 0.85008 | 0.013928 | 0.12232 | 0.16219 | 0.75815 | 0.66641 | 0 | 0 | 0.85 | 0.85 | 0.85 | 0.85 | 0.93752 | 0.013928 | 0.71964 | 0.19648 | 0.37998
2025-04-25 16:00 | 64880.4754 | 60464.9669 | 4083.4916 | 332.0169 | 0.18442 | 0.16275 | 0.16274 | 0.16294 | 115 | 16 | Summer | 0.66113 | 0.57399 | 0.57399 | 0.93651 | 0.48967 | 0.16274 | 0.18442 | 0.62638 | 0.66641 | 0.85008 | 0.013195 | 0.14338 | 0.16294 | 0.76334 | 0.66641 | 0 | 0 | 0.85 | 0.85 | 0.85 | 0.85 | 0.93651 | 0.013195 | 0.72909 | 0.12909 | 0.58653
2025-04-25 17:00 | 65301.9743 | 62850.1036 | 2130.2548 | 321.6159 | 0.096207 | 0.15765 | 0.15744 | 0.16154 | 115 | 17 | Summer | 0.65876 | 0.57144 | 0.57144 | 0.93752 | 0.50401 | 0.15744 | 0.096207 | 0.5801 | 0.66641 | 0.85008 | 0.01309 | 0.20336 | 0.16154 | 0.76686 | 0.66641 | 0 | 0 | 0.85 | 0.85 | 0.85 | 0.85 | 0.93752 | 0.01309 | 0.74086 | 0.067345 | 0.64515
2025-04-25 18:00 | 67418.5376 | 66462.4834 | 639.4304 | 316.6238 | 0.028878 | 0.15521 | 0.15471 | 0.16425 | 115 | 18 | Summer | 0.65784 | 0.57543 | 0.57543 | 0.9378 | 0.50368 | 0.15471 | 0.028878 | 0.50952 | 0.66641 | 0.85008 | 0.012846 | 0.22688 | 0.16425 | 0.77618 | 0.66641 | 0 | 0 | 0.85 | 0.85 | 0.85 | 0.85 | 0.9378 | 0.012846 | 0.75295 | 0.020215 | 0.64577
2025-04-25 19:00 | 69683.9149 | 69345.881 | 6.0912 | 331.9427 | 0.00027509 | 0.16272 | 0.1617 | 0.18112 | 115 | 19 | Summer | 0.65654 | 0.58215 | 0.58215 | 0.93722 | 0.47421 | 0.1617 | 0.00027509 | 0.33059 | 0.66641 | 0.85008 | 0.011205 | 0.20175 | 0.18112 | 0.77565 | 0.66641 | 0 | 0 | 0.85 | 0.85 | 0.85 | 0.85 | 0.93722 | 0.011205 | 0.76424 | 0.00019256 | 0.70485
2025-04-25 20:00 | 68077.2333 | 67734.6136 | 0 | 342.6197 | 0 | 0.16795 | 0.16712 | 0.18292 | 115 | 20 | Summer | 0.6677 | 0.58557 | 0.58557 | 0.93506 | 0.44805 | 0.16712 | 0 | 0.065097 | 0.66641 | 0.85008 | 0.01131 | 0.13977 | 0.18292 | 0.77193 | 0.66641 | 0 | 0 | 0.85 | 0.85 | 0.85 | 0.85 | 0.93506 | 0.01131 | 0.76712 | 0 | 0.71244
2025-04-25 21:00 | 65068.9289 | 64719.2392 | 0 | 349.6897 | 0 | 0.17142 | 0.17124 | 0.17459 | 115 | 21 | Summer | 0.65116 | 0.57136 | 0.57136 | 0.93281 | 0.42034 | 0.17124 | 0 | 0 | 0.66641 | 0.85008 | 0.011415 | 0.067558 | 0.17459 | 0.74633 | 0.66641 | 0 | 0 | 0.85 | 0.85 | 0.85 | 0.85 | 0.93281 | 0.011415 | 0.74851 | 0 | 0.38078
2025-04-25 22:00 | 60419.6765 | 60056.8697 | 0 | 362.8068 | 0 | 0.17785 | 0.17839 | 0.16797 | 115 | 22 | Summer | 0.61469 | 0.5457 | 0.5457 | 0.9302 | 0.41049 | 0.17839 | 0 | 0 | 0.6656 | 0.85008 | 0.011659 | 0.03136 | 0.16797 | 0.66421 | 0.6656 | 0 | 0 | 0.85 | 0.85 | 0.85 | 0.85 | 0.9302 | 0.011659 | 0.69584 | 0 | 0.15401
2025-04-25 23:00 | 56039.467 | 55655.6092 | 0 | 383.8578 | 0 | 0.18817 | 0.18914 | 0.17054 | 115 | 23 | Summer | 0.59142 | 0.54754 | 0.54754 | 0.91095 | 0.36743 | 0.18914 | 0 | 0 | 0.66219 | 0.85008 | 0.011938 | 0.024002 | 0.17054 | 0.58272 | 0.66219 | 0 | 0 | 0.85 | 0.85 | 0.85 | 0.85 | 0.91095 | 0.011938 | 0.6334 | 0 | 0.13531
2025-04-26 00:00 | 32188.6868 | 31782.0767 | 0 | 406.6101 | 0 | 0.19932 | 0.20039 | 0.17995 | 116 | 0 | Spring | 0.27877 | 0.32807 | 0.32807 | 0.86806 | 0.41526 | 0.20039 | 0 | 0 | 0.64562 | 0.85008 | 0.0133 | 0.00079999 | 0.17995 | 0.22892 | 0.64562 | 0 | 0 | 0.85 | 0.85 | 0.85 | 0.85 | 0.86806 | 0.0133 | 0.36461 | 0 | 0.048952
2025-04-26 01:00 | 31604.0477 | 31172.9049 | 0 | 431.1427 | 0 | 0.21134 | 0.21234 | 0.19329 | 116 | 1 | Spring | 0.27126 | 0.31736 | 0.31736 | 0.87726 | 0.38 | 0.21234 | 0 | 0 | 0.64562 | 0.85008 | 0.012357 | 0.00079999 | 0.19329 | 0.2248 | 0.64562 | 0 | 0 | 0.85 | 0.85 | 0.85 | 0.85 | 0.87726 | 0.012357 | 0.36019 | 0 | 0
2025-04-26 02:00 | 31502.4473 | 31034.8411 | 0 | 467.6062 | 0 | 0.22922 | 0.23032 | 0.20925 | 116 | 2 | Spring | 0.2611 | 0.30561 | 0.30561 | 0.87644 | 0.34552 | 0.23032 | 0 | 0 | 0.64562 | 0.85008 | 0.012462 | 0.00079999 | 0.20925 | 0.21959 | 0.64562 | 0 | 0 | 0.85 | 0.85 | 0.85 | 0.85 | 0.87644 | 0.012462 | 0.35507 | 0 | 0.0076969
2025-04-26 03:00 | 31539.3335 | 31040.8521 | 0 | 498.4814 | 0 | 0.24435 | 0.24589 | 0.21654 | 116 | 3 | Spring | 0.25348 | 0.29808 | 0.29808 | 0.87591 | 0.33422 | 0.24589 | 0 | 0 | 0.64562 | 0.85008 | 0.013439 | 0.00079999 | 0.21654 | 0.21762 | 0.64562 | 0 | 0 | 0.85 | 0.85 | 0.85 | 0.85 | 0.87591 | 0.013439 | 0.3547 | 0 | 0
2025-04-26 04:00 | 31831.3971 | 31321.9376 | 0 | 509.4595 | 0 | 0.24974 | 0.25136 | 0.22042 | 116 | 4 | Spring | 0.24517 | 0.29516 | 0.29516 | 0.87706 | 0.32769 | 0.25136 | 0 | 0 | 0.64562 | 0.85008 | 0.013579 | 0.00079999 | 0.22042 | 0.22054 | 0.64562 | 0 | 0 | 0.85 | 0.85 | 0.85 | 0.85 | 0.87706 | 0.013579 | 0.36068 | 0 | 0
2025-04-26 05:00 | 34272.9382 | 33744.072 | 13.9509 | 514.9153 | 0.00063005 | 0.25241 | 0.25387 | 0.22604 | 116 | 5 | Spring | 0.24319 | 0.29542 | 0.29542 | 0.87925 | 0.32324 | 0.25387 | 0.00063005 | 0 | 0.64562 | 0.85008 | 0.013719 | 0.00079999 | 0.22604 | 0.24903 | 0.64562 | 0 | 0 | 0.85 | 0.85 | 0.85 | 0.85 | 0.87925 | 0.013719 | 0.38813 | 0.00044104 | 0
2025-04-26 06:00 | 35351.3344 | 33916.1356 | 935.1141 | 500.0847 | 0.042232 | 0.24514 | 0.24631 | 0.2239 | 116 | 6 | Spring | 0.25416 | 0.29826 | 0.29826 | 0.88123 | 0.35611 | 0.24631 | 0.042232 | 0 | 0.6501 | 0.85008 | 0.013404 | 0.00083936 | 0.2239 | 0.30317 | 0.6501 | 0 | 0 | 0.85 | 0.85 | 0.85 | 0.85 | 0.88123 | 0.013404 | 0.4151 | 0.029562 | 0
2025-04-26 07:00 | 36597.8044 | 32975.9839 | 3144.2829 | 477.5377 | 0.142 | 0.23409 | 0.23512 | 0.21533 | 116 | 7 | Spring | 0.26383 | 0.30635 | 0.30635 | 0.88211 | 0.39696 | 0.23512 | 0.142 | 0 | 0.65669 | 0.85008 | 0.012671 | 0.0010882 | 0.21533 | 0.29 | 0.65669 | 0 | 0 | 0.85 | 0.85 | 0.85 | 0.85 | 0.88211 | 0.012671 | 0.40054 | 0.099402 | 0.0096656
2025-04-26 08:00 | 38905.7185 | 32504.5102 | 5914.3678 | 486.8405 | 0.2671 | 0.23865 | 0.23977 | 0.21844 | 116 | 8 | Spring | 0.26441 | 0.30255 | 0.30255 | 0.88442 | 0.42633 | 0.23977 | 0.2671 | 0 | 0.65669 | 0.85008 | 0.012183 | 0.0010228 | 0.21844 | 0.28372 | 0.65669 | 0 | 0 | 0.85 | 0.85 | 0.85 | 0.85 | 0.88442 | 0.012183 | 0.39226 | 0.18697 | 0.029613
2025-04-26 09:00 | 40362.7354 | 31032.9163 | 8846.1145 | 483.7046 | 0.39951 | 0.23711 | 0.2379 | 0.22288 | 116 | 9 | Spring | 0.25911 | 0.30095 | 0.30095 | 0.88542 | 0.45108 | 0.2379 | 0.39951 | 0.38061 | 0.65642 | 0.85008 | 0.011659 | 0.00079999 | 0.22288 | 0.26073 | 0.65642 | 0 | 0 | 0.85 | 0.85 | 0.85 | 0.85 | 0.88542 | 0.011659 | 0.37528 | 0.27966 | 0
2025-04-26 10:00 | 40788.0967 | 28944.8419 | 11362.2761 | 480.9786 | 0.51314 | 0.23577 | 0.23697 | 0.2141 | 116 | 10 | Spring | 0.26146 | 0.29721 | 0.29721 | 0.88641 | 0.4463 | 0.23697 | 0.51314 | 0.64871 | 0.65688 | 0.85008 | 0.011484 | 0.00079999 | 0.2141 | 0.27476 | 0.65688 | 0 | 0 | 0.85 | 0.85 | 0.85 | 0.85 | 0.88641 | 0.011484 | 0.37825 | 0.3592 | 0
2025-04-26 11:00 | 42145.6985 | 28653.3842 | 13026.3407 | 465.9736 | 0.5883 | 0.22842 | 0.22928 | 0.21287 | 116 | 11 | Spring | 0.25473 | 0.28311 | 0.28311 | 0.88809 | 0.41276 | 0.22928 | 0.5883 | 0.69148 | 0.65688 | 0.85008 | 0.01138 | 0.00079999 | 0.21287 | 0.29695 | 0.65688 | 0 | 0 | 0.85 | 0.85 | 0.85 | 0.85 | 0.88809 | 0.01138 | 0.38376 | 0.41181 | 0.0092363
2025-04-26 12:00 | 42519.4949 | 28463.7911 | 13587.0507 | 468.6531 | 0.61362 | 0.22973 | 0.2303 | 0.2194 | 116 | 12 | Spring | 0.24979 | 0.27224 | 0.27224 | 0.88874 | 0.38152 | 0.2303 | 0.61362 | 0.67553 | 0.65688 | 0.85008 | 0.011484 | 0.00080167 | 0.2194 | 0.31905 | 0.65688 | 0 | 0 | 0.85 | 0.85 | 0.85 | 0.85 | 0.88874 | 0.011484 | 0.39243 | 0.42953 | 0.0092363
2025-04-26 13:00 | 40857.4334 | 27244.396 | 13145.2455 | 467.792 | 0.59367 | 0.22931 | 0.22974 | 0.22152 | 116 | 13 | Spring | 0.2448 | 0.25993 | 0.25993 | 0.88865 | 0.35645 | 0.22974 | 0.59367 | 0.66427 | 0.65688 | 0.85008 | 0.010123 | 0.00079999 | 0.22152 | 0.32335 | 0.65688 | 0 | 0 | 0.85 | 0.85 | 0.85 | 0.85 | 0.88865 | 0.010123 | 0.40028 | 0.41557 | 0.0092363
2025-04-26 14:00 | 40870.4509 | 28583.7845 | 11825.5569 | 461.1095 | 0.53407 | 0.22603 | 0.22606 | 0.22548 | 116 | 14 | Spring | 0.24385 | 0.25881 | 0.25881 | 0.88747 | 0.34975 | 0.22606 | 0.53407 | 0.65679 | 0.65688 | 0.85008 | 0.0099835 | 0.0013328 | 0.22548 | 0.32489 | 0.65688 | 0 | 0 | 0.85 | 0.85 | 0.85 | 0.85 | 0.88747 | 0.0099835 | 0.40115 | 0.37385 | 0.0094141
2025-04-26 15:00 | 41184.3723 | 31066.2041 | 9671.4269 | 446.7413 | 0.43678 | 0.21899 | 0.21831 | 0.23129 | 116 | 15 | Spring | 0.24372 | 0.26351 | 0.26351 | 0.88663 | 0.34492 | 0.21831 | 0.43678 | 0.66692 | 0.65688 | 0.85008 | 0.010088 | 0.0013328 | 0.23129 | 0.33518 | 0.65688 | 0 | 0 | 0.85 | 0.85 | 0.85 | 0.85 | 0.88663 | 0.010088 | 0.4158 | 0.30575 | 0.0094141
2025-04-26 16:00 | 41353.9324 | 33756.7702 | 7155.8662 | 441.296 | 0.32317 | 0.21632 | 0.21532 | 0.23448 | 116 | 16 | Spring | 0.24178 | 0.27908 | 0.27908 | 0.87629 | 0.34371 | 0.21532 | 0.32317 | 0.67652 | 0.66614 | 0.85008 | 0.010018 | 0.0013328 | 0.23448 | 0.36047 | 0.66614 | 0 | 0 | 0.85 | 0.85 | 0.85 | 0.85 | 0.87629 | 0.010018 | 0.43848 | 0.22622 | 0.0092363
2025-04-26 17:00 | 40669.133 | 36014.7946 | 4220.5127 | 433.8257 | 0.19061 | 0.21266 | 0.212 | 0.22454 | 116 | 17 | Spring | 0.24363 | 0.29823 | 0.29823 | 0.87688 | 0.36264 | 0.212 | 0.19061 | 0.6679 | 0.66614 | 0.85008 | 0.010018 | 0.0035317 | 0.22454 | 0.37417 | 0.66614 | 0 | 0 | 0.85 | 0.85 | 0.85 | 0.85 | 0.87688 | 0.010018 | 0.48342 | 0.13342 | 0.28272
2025-04-26 18:00 | 42138.427 | 40392.447 | 1315.4084 | 430.5716 | 0.059406 | 0.21106 | 0.2106 | 0.21954 | 116 | 18 | Spring | 0.25066 | 0.31384 | 0.31384 | 0.87696 | 0.40118 | 0.2106 | 0.059406 | 0.58773 | 0.66614 | 0.85008 | 0.010158 | 0.027398 | 0.21954 | 0.3962 | 0.66614 | 0 | 0 | 0.85 | 0.85 | 0.85 | 0.85 | 0.87696 | 0.010158 | 0.50599 | 0.041585 | 0.42211
2025-04-26 19:00 | 44934.0945 | 44483.4785 | 15.1822 | 435.4338 | 0.00068566 | 0.21345 | 0.21303 | 0.22106 | 116 | 19 | Spring | 0.26664 | 0.33067 | 0.33067 | 0.8775 | 0.42487 | 0.21303 | 0.00068566 | 0.23069 | 0.66641 | 0.85008 | 0.010612 | 0.027398 | 0.22106 | 0.41363 | 0.66641 | 0 | 0 | 0.85 | 0.85 | 0.85 | 0.85 | 0.8775 | 0.010612 | 0.52452 | 0.00047996 | 0.39185
2025-04-26 20:00 | 44200.9019 | 43762.2315 | 0 | 438.6704 | 0 | 0.21503 | 0.21512 | 0.21356 | 116 | 20 | Spring | 0.28392 | 0.33907 | 0.33907 | 0.87706 | 0.44583 | 0.21512 | 0 | 0 | 0.66641 | 0.85008 | 0.010717 | 0.013216 | 0.21356 | 0.41376 | 0.66641 | 0 | 0 | 0.85 | 0.85 | 0.85 | 0.85 | 0.87706 | 0.010717 | 0.52178 | 0 | 0.34357
2025-04-26 21:00 | 41876.782 | 41443.9729 | 0 | 432.8091 | 0 | 0.21216 | 0.21277 | 0.20124 | 116 | 21 | Spring | 0.28852 | 0.33774 | 0.33774 | 0.87764 | 0.44688 | 0.21277 | 0 | 0 | 0.66641 | 0.85008 | 0.010682 | 0.0013328 | 0.20124 | 0.40821 | 0.66641 | 0 | 0 | 0.85 | 0.85 | 0.85 | 0.85 | 0.87764 | 0.010682 | 0.49219 | 0 | 0.10075
2025-04-26 22:00 | 38391.4985 | 37965.9831 | 0 | 425.5154 | 0 | 0.20859 | 0.20951 | 0.19187 | 116 | 22 | Spring | 0.27883 | 0.33192 | 0.33192 | 0.87863 | 0.45017 | 0.20951 | 0 | 0 | 0.66641 | 0.85008 | 0.010717 | 0.0013328 | 0.19187 | 0.36384 | 0.66641 | 0 | 0 | 0.85 | 0.85 | 0.85 | 0.85 | 0.87863 | 0.010717 | 0.43629 | 0 | 0.081544
2025-04-26 23:00 | 34721.1766 | 34308.5861 | 0 | 412.5905 | 0 | 0.20225 | 0.2033 | 0.18321 | 116 | 23 | Spring | 0.26601 | 0.32932 | 0.32932 | 0.87267 | 0.42104 | 0.2033 | 0 | 0 | 0.65528 | 0.85008 | 0.011973 | 0.0013328 | 0.18321 | 0.30433 | 0.65528 | 0 | 0 | 0.85 | 0.85 | 0.85 | 0.85 | 0.87267 | 0.011973 | 0.38142 | 0 | 0.039465
2025-04-27 00:00 | 32188.6868 | 31780.607 | 0 | 408.0798 | 0 | 0.20004 | 0.20148 | 0.17408 | 117 | 0 | Spring | 0.27877 | 0.32807 | 0.32807 | 0.86806 | 0.41526 | 0.20148 | 0 | 0 | 0.64562 | 0.85008 | 0.0133 | 0.00079999 | 0.17408 | 0.22892 | 0.64562 | 0 | 0 | 0.85 | 0.85 | 0.85 | 0.85 | 0.86806 | 0.0133 | 0.36461 | 0 | 0.048952
2025-04-27 01:00 | 31604.0477 | 31201.8855 | 0 | 402.1621 | 0 | 0.19714 | 0.19906 | 0.16232 | 117 | 1 | Spring | 0.27126 | 0.31736 | 0.31736 | 0.87726 | 0.38 | 0.19906 | 0 | 0 | 0.64562 | 0.85008 | 0.012357 | 0.00079999 | 0.16232 | 0.2248 | 0.64562 | 0 | 0 | 0.85 | 0.85 | 0.85 | 0.85 | 0.87726 | 0.012357 | 0.36019 | 0 | 0
2025-04-27 02:00 | 31502.4473 | 31112.1447 | 0 | 390.3026 | 0 | 0.19132 | 0.19354 | 0.15129 | 117 | 2 | Spring | 0.2611 | 0.30561 | 0.30561 | 0.87644 | 0.34552 | 0.19354 | 0 | 0 | 0.64562 | 0.85008 | 0.012462 | 0.00079999 | 0.15129 | 0.21959 | 0.64562 | 0 | 0 | 0.85 | 0.85 | 0.85 | 0.85 | 0.87644 | 0.012462 | 0.35507 | 0 | 0.0076969
2025-04-27 03:00 | 31539.3335 | 31166.4993 | 0 | 372.8342 | 0 | 0.18276 | 0.1848 | 0.1459 | 117 | 3 | Spring | 0.25348 | 0.29808 | 0.29808 | 0.87591 | 0.33422 | 0.1848 | 0 | 0 | 0.64562 | 0.85008 | 0.013439 | 0.00079999 | 0.1459 | 0.21762 | 0.64562 | 0 | 0 | 0.85 | 0.85 | 0.85 | 0.85 | 0.87591 | 0.013439 | 0.3547 | 0 | 0
2025-04-27 04:00 | 31831.3971 | 31477.0725 | 0 | 354.3246 | 0 | 0.17369 | 0.17518 | 0.14676 | 117 | 4 | Spring | 0.24517 | 0.29516 | 0.29516 | 0.87706 | 0.32769 | 0.17518 | 0 | 0 | 0.64562 | 0.85008 | 0.013579 | 0.00079999 | 0.14676 | 0.22054 | 0.64562 | 0 | 0 | 0.85 | 0.85 | 0.85 | 0.85 | 0.87706 | 0.013579 | 0.36068 | 0 | 0
2025-04-27 05:00 | 34272.9382 | 33911.7614 | 28.2613 | 332.9155 | 0.0012763 | 0.16319 | 0.16407 | 0.14737 | 117 | 5 | Spring | 0.24319 | 0.29542 | 0.29542 | 0.87925 | 0.32324 | 0.16407 | 0.0012763 | 0 | 0.64562 | 0.85008 | 0.013719 | 0.00079999 | 0.14737 | 0.24903 | 0.64562 | 0 | 0 | 0.85 | 0.85 | 0.85 | 0.85 | 0.87925 | 0.013719 | 0.38813 | 0.00089344 | 0
2025-04-27 06:00 | 35313.3365 | 33573.9202 | 1455.0529 | 284.3634 | 0.065713 | 0.13939 | 0.13984 | 0.1313 | 117 | 6 | Spring | 0.25416 | 0.29826 | 0.29826 | 0.88123 | 0.35611 | 0.13984 | 0.065713 | 0 | 0.6501 | 0.85008 | 0.013404 | 0.00083936 | 0.1313 | 0.30317 | 0.6501 | 0 | 0 | 0.85 | 0.85 | 0.85 | 0.85 | 0.88123 | 0.013404 | 0.4151 | 0.045999 | 0
2025-04-27 07:00 | 36593.7876 | 31988.0399 | 4366.6219 | 239.1258 | 0.19721 | 0.11722 | 0.11742 | 0.11354 | 117 | 7 | Spring | 0.26383 | 0.30635 | 0.30635 | 0.88211 | 0.39696 | 0.11742 | 0.19721 | 0 | 0.65669 | 0.85008 | 0.012671 | 0.0010882 | 0.11354 | 0.29 | 0.65669 | 0 | 0 | 0.85 | 0.85 | 0.85 | 0.85 | 0.88211 | 0.012671 | 0.40054 | 0.13804 | 0.0096656
2025-04-27 08:00 | 38905.7185 | 31039.7715 | 7599.4199 | 266.527 | 0.34321 | 0.13065 | 0.13148 | 0.11558 | 117 | 8 | Spring | 0.26441 | 0.30255 | 0.30255 | 0.88442 | 0.42633 | 0.13148 | 0.34321 | 0 | 0.65669 | 0.85008 | 0.012183 | 0.0010228 | 0.11558 | 0.28372 | 0.65669 | 0 | 0 | 0.85 | 0.85 | 0.85 | 0.85 | 0.88442 | 0.012183 | 0.39226 | 0.24024 | 0.029613
2025-04-27 09:00 | 41222.9462 | 30623.1165 | 10324.7803 | 275.0494 | 0.46629 | 0.13483 | 0.13578 | 0.11756 | 117 | 9 | Spring | 0.25911 | 0.30095 | 0.30095 | 0.88542 | 0.45108 | 0.13578 | 0.46629 | 0.38061 | 0.65642 | 0.85008 | 0.011659 | 0.00079999 | 0.11756 | 0.26073 | 0.65642 | 0 | 0 | 0.85 | 0.85 | 0.85 | 0.85 | 0.88542 | 0.011659 | 0.37528 | 0.3264 | 0
2025-04-27 10:00 | 43773.8673 | 31163.6474 | 12353.7587 | 256.4612 | 0.55792 | 0.12572 | 0.12618 | 0.11732 | 117 | 10 | Spring | 0.26146 | 0.29721 | 0.29721 | 0.88641 | 0.4463 | 0.12618 | 0.55792 | 0.64871 | 0.65688 | 0.85008 | 0.011484 | 0.00079999 | 0.11732 | 0.27476 | 0.65688 | 0 | 0 | 0.85 | 0.85 | 0.85 | 0.85 | 0.88641 | 0.011484 | 0.37825 | 0.39054 | 0
2025-04-27 11:00 | 45099.2051 | 31299.5763 | 13559.632 | 239.9967 | 0.61238 | 0.11765 | 0.11796 | 0.11188 | 117 | 11 | Spring | 0.25473 | 0.28311 | 0.28311 | 0.88809 | 0.41276 | 0.11796 | 0.61238 | 0.69148 | 0.65688 | 0.85008 | 0.01138 | 0.00079999 | 0.11188 | 0.29695 | 0.65688 | 0 | 0 | 0.85 | 0.85 | 0.85 | 0.85 | 0.88809 | 0.01138 | 0.38376 | 0.42867 | 0.0092363
2025-04-27 12:00 | 45633.4632 | 31562.4823 | 13841.9903 | 228.9906 | 0.62513 | 0.11225 | 0.11276 | 0.10302 | 117 | 12 | Spring | 0.24979 | 0.27224 | 0.27224 | 0.88874 | 0.38152 | 0.11276 | 0.62513 | 0.67553 | 0.65688 | 0.85008 | 0.011484 | 0.00080167 | 0.10302 | 0.31905 | 0.65688 | 0 | 0 | 0.85 | 0.85 | 0.85 | 0.85 | 0.88874 | 0.011484 | 0.39243 | 0.43759 | 0.0092363
2025-04-27 13:00 | 44107.6931 | 30449.6724 | 13439.1335 | 218.8872 | 0.60694 | 0.1073 | 0.10778 | 0.098598 | 117 | 13 | Spring | 0.2448 | 0.25993 | 0.25993 | 0.88865 | 0.35645 | 0.10778 | 0.60694 | 0.66427 | 0.65688 | 0.85008 | 0.010123 | 0.00079999 | 0.098598 | 0.32335 | 0.65688 | 0 | 0 | 0.85 | 0.85 | 0.85 | 0.85 | 0.88865 | 0.010123 | 0.40028 | 0.42486 | 0.0092363
2025-04-27 14:00 | 44090.676 | 31548.2081 | 12331.1992 | 211.2688 | 0.5569 | 0.10356 | 0.10368 | 0.10144 | 117 | 14 | Spring | 0.24385 | 0.25881 | 0.25881 | 0.88747 | 0.34975 | 0.10368 | 0.5569 | 0.65679 | 0.65688 | 0.85008 | 0.0099835 | 0.0013328 | 0.10144 | 0.32489 | 0.65688 | 0 | 0 | 0.85 | 0.85 | 0.85 | 0.85 | 0.88747 | 0.0099835 | 0.40115 | 0.38983 | 0.0094141
2025-04-27 15:00 | 44249.3121 | 33680.1078 | 10367.1063 | 202.098 | 0.4682 | 0.099068 | 0.098719 | 0.10537 | 117 | 15 | Spring | 0.24372 | 0.26351 | 0.26351 | 0.88663 | 0.34492 | 0.098719 | 0.4682 | 0.66692 | 0.65688 | 0.85008 | 0.010088 | 0.0013328 | 0.10537 | 0.33518 | 0.65688 | 0 | 0 | 0.85 | 0.85 | 0.85 | 0.85 | 0.88663 | 0.010088 | 0.4158 | 0.32774 | 0.0094141
2025-04-27 16:00 | 44416.3303 | 36680.9544 | 7543.169 | 192.2069 | 0.34066 | 0.094219 | 0.093415 | 0.10875 | 117 | 16 | Spring | 0.24178 | 0.27908 | 0.27908 | 0.87629 | 0.34371 | 0.093415 | 0.34066 | 0.67652 | 0.66614 | 0.85008 | 0.010018 | 0.0013328 | 0.10875 | 0.36047 | 0.66614 | 0 | 0 | 0.85 | 0.85 | 0.85 | 0.85 | 0.87629 | 0.010018 | 0.43848 | 0.23847 | 0.0092363
2025-04-27 17:00 | 44043.1621 | 39553.3303 | 4304.8598 | 184.9721 | 0.19442 | 0.090673 | 0.089819 | 0.1061 | 117 | 17 | Spring | 0.24363 | 0.29823 | 0.29823 | 0.87688 | 0.36264 | 0.089819 | 0.19442 | 0.6679 | 0.66614 | 0.85008 | 0.010018 | 0.0035317 | 0.1061 | 0.37417 | 0.66614 | 0 | 0 | 0.85 | 0.85 | 0.85 | 0.85 | 0.87688 | 0.010018 | 0.48342 | 0.13609 | 0.28272
2025-04-27 18:00 | 44056.0775 | 42520.1665 | 1332.0292 | 203.8818 | 0.060157 | 0.099942 | 0.099321 | 0.11116 | 117 | 18 | Spring | 0.25066 | 0.31384 | 0.31384 | 0.87696 | 0.40118 | 0.099321 | 0.060157 | 0.58773 | 0.66614 | 0.85008 | 0.010158 | 0.027398 | 0.11116 | 0.3962 | 0.66614 | 0 | 0 | 0.85 | 0.85 | 0.85 | 0.85 | 0.87696 | 0.010158 | 0.50599 | 0.04211 | 0.42211
2025-04-27 19:00 | 44934.0945 | 44692.3265 | 18.3691 | 223.3988 | 0.00082959 | 0.10951 | 0.10919 | 0.11537 | 117 | 19 | Spring | 0.26664 | 0.33067 | 0.33067 | 0.8775 | 0.42487 | 0.10919 | 0.00082959 | 0.23069 | 0.66641 | 0.85008 | 0.010612 | 0.027398 | 0.11537 | 0.41363 | 0.66641 | 0 | 0 | 0.85 | 0.85 | 0.85 | 0.85 | 0.8775 | 0.010612 | 0.52452 | 0.00058071 | 0.39185
2025-04-27 20:00 | 44200.9019 | 43975.068 | 0 | 225.8339 | 0 | 0.1107 | 0.11081 | 0.10872 | 117 | 20 | Spring | 0.28392 | 0.33907 | 0.33907 | 0.87706 | 0.44583 | 0.11081 | 0 | 0 | 0.66641 | 0.85008 | 0.010717 | 0.013216 | 0.10872 | 0.41376 | 0.66641 | 0 | 0 | 0.85 | 0.85 | 0.85 | 0.85 | 0.87706 | 0.010717 | 0.52178 | 0 | 0.34357
2025-04-27 21:00 | 41876.782 | 41644.1366 | 0 | 232.6454 | 0 | 0.11404 | 0.11485 | 0.099429 | 117 | 21 | Spring | 0.28852 | 0.33774 | 0.33774 | 0.87764 | 0.44688 | 0.11485 | 0 | 0 | 0.66641 | 0.85008 | 0.010682 | 0.0013328 | 0.099429 | 0.40821 | 0.66641 | 0 | 0 | 0.85 | 0.85 | 0.85 | 0.85 | 0.87764 | 0.010682 | 0.49219 | 0 | 0.10075
2025-04-27 22:00 | 38391.4985 | 38153.9336 | 0 | 237.5649 | 0 | 0.11645 | 0.118 | 0.08842 | 117 | 22 | Spring | 0.27883 | 0.33192 | 0.33192 | 0.87863 | 0.45017 | 0.118 | 0 | 0 | 0.66641 | 0.85008 | 0.010717 | 0.0013328 | 0.08842 | 0.36384 | 0.66641 | 0 | 0 | 0.85 | 0.85 | 0.85 | 0.85 | 0.87863 | 0.010717 | 0.43629 | 0 | 0.081544
2025-04-27 23:00 | 34721.1766 | 34475.8933 | 0 | 245.2833 | 0 | 0.12024 | 0.1226 | 0.077437 | 117 | 23 | Spring | 0.26601 | 0.32932 | 0.32932 | 0.87267 | 0.42104 | 0.1226 | 0 | 0 | 0.65528 | 0.85008 | 0.011973 | 0.0013328 | 0.077437 | 0.30433 | 0.65528 | 0 | 0 | 0.85 | 0.85 | 0.85 | 0.85 | 0.87267 | 0.011973 | 0.38142 | 0 | 0.039465
2025-04-28 00:00 | 54189.6641 | 53933.0726 | 0 | 256.5915 | 0 | 0.12578 | 0.12887 | 0.069884 | 118 | 0 | Summer | 0.55471 | 0.48104 | 0.48104 | 0.94878 | 0.35614 | 0.12887 | 0 | 0 | 0.66443 | 0.85008 | 0.012218 | 0.019437 | 0.069884 | 0.52743 | 0.66443 | 0 | 0 | 0.85 | 0.85 | 0.85 | 0.85 | 0.94878 | 0.012218 | 0.59514 | 0 | 0.042639
2025-04-28 01:00 | 53625.6426 | 53351.8288 | 0 | 273.8139 | 0 | 0.13422 | 0.13783 | 0.068973 | 118 | 1 | Summer | 0.51573 | 0.45924 | 0.45924 | 0.94906 | 0.29865 | 0.13783 | 0 | 0 | 0.66443 | 0.85008 | 0.012287 | 0.019437 | 0.068973 | 0.48331 | 0.66443 | 0 | 0 | 0.85 | 0.85 | 0.85 | 0.85 | 0.94906 | 0.012287 | 0.55167 | 0 | 0
2025-04-28 02:00 | 53533.5567 | 53232.3489 | 0 | 301.2078 | 0 | 0.14765 | 0.15206 | 0.068036 | 118 | 2 | Summer | 0.47769 | 0.44425 | 0.44425 | 0.94941 | 0.25138 | 0.15206 | 0 | 0 | 0.66443 | 0.85008 | 0.012567 | 0.019191 | 0.068036 | 0.46524 | 0.66443 | 0 | 0 | 0.85 | 0.85 | 0.85 | 0.85 | 0.94941 | 0.012567 | 0.53289 | 0 | 0
2025-04-28 03:00 | 53521.6845 | 53203.8215 | 0 | 317.8629 | 0 | 0.15582 | 0.16083 | 0.065089 | 118 | 3 | Summer | 0.46012 | 0.43819 | 0.43819 | 0.9491 | 0.22464 | 0.16083 | 0 | 0 | 0.66443 | 0.85008 | 0.012532 | 0.01917 | 0.065089 | 0.45789 | 0.66443 | 0 | 0 | 0.85 | 0.85 | 0.85 | 0.85 | 0.9491 | 0.012532 | 0.52986 | 0 | 0
2025-04-28 04:00 | 54039.0493 | 53719.8883 | 0 | 319.161 | 0 | 0.15645 | 0.16178 | 0.060161 | 118 | 4 | Summer | 0.44971 | 0.43054 | 0.43054 | 0.94949 | 0.2044 | 0.16178 | 0 | 0 | 0.66443 | 0.85008 | 0.012532 | 0.01917 | 0.060161 | 0.46405 | 0.66443 | 0 | 0 | 0.85 | 0.85 | 0.85 | 0.85 | 0.94949 | 0.012532 | 0.53565 | 0 | 0
2025-04-28 05:00 | 58081.9721 | 57733.6315 | 33.4682 | 314.8725 | 0.0015115 | 0.15435 | 0.15961 | 0.059277 | 118 | 5 | Summer | 0.45811 | 0.44299 | 0.44299 | 0.94957 | 0.18921 | 0.15961 | 0.0015115 | 0 | 0.66443 | 0.85008 | 0.012567 | 0.01917 | 0.059277 | 0.49226 | 0.66443 | 0 | 0 | 0.85 | 0.85 | 0.85 | 0.85 | 0.94957 | 0.012567 | 0.54922 | 0.001058 | 0
2025-04-28 06:00 | 63081.7369 | 61091.0419 | 1716.2546 | 274.4403 | 0.07751 | 0.13453 | 0.1388 | 0.057402 | 118 | 6 | Summer | 0.48774 | 0.45859 | 0.45859 | 0.94971 | 0.19102 | 0.1388 | 0.07751 | 0 | 0.66443 | 0.85008 | 0.012532 | 0.018904 | 0.057402 | 0.49923 | 0.66443 | 0 | 0 | 0.85 | 0.85 | 0.85 | 0.85 | 0.94971 | 0.012532 | 0.5429 | 0.054257 | 0
2025-04-28 07:00 | 66473.7262 | 60941.6582 | 5320.4257 | 211.6423 | 0.24028 | 0.10375 | 0.10669 | 0.050464 | 118 | 7 | Summer | 0.5162 | 0.46934 | 0.46934 | 0.95016 | 0.20898 | 0.10669 | 0.24028 | 0 | 0.66478 | 0.85008 | 0.012392 | 0.018904 | 0.050464 | 0.50879 | 0.66478 | 0 | 0 | 0.85 | 0.85 | 0.85 | 0.85 | 0.95016 | 0.012392 | 0.545 | 0.1682 | 0
2025-04-28 08:00 | 65960.334 | 56773.6271 | 8972.4574 | 214.2496 | 0.40521 | 0.10502 | 0.108 | 0.051241 | 118 | 8 | Summer | 0.5354 | 0.4736 | 0.4736 | 0.95052 | 0.22514 | 0.108 | 0.40521 | 0.19439 | 0.66478 | 0.85008 | 0.012602 | 0.018904 | 0.051241 | 0.53361 | 0.66478 | 0 | 0 | 0.85 | 0.85 | 0.85 | 0.85 | 0.95052 | 0.012602 | 0.54288 | 0.28365 | 0
2025-04-28 09:00 | 66442.1075 | 54070.2843 | 12148.45 | 223.3732 | 0.54865 | 0.1095 | 0.11262 | 0.053036 | 118 | 9 | Summer | 0.54581 | 0.4857 | 0.4857 | 0.94978 | 0.24893 | 0.11262 | 0.54865 | 0.50389 | 0.66478 | 0.85008 | 0.014382 | 0.018904 | 0.053036 | 0.56932 | 0.66478 | 0 | 0 | 0.85 | 0.85 | 0.85 | 0.85 | 0.94978 | 0.014382 | 0.55471 | 0.38405 | 0
2025-04-28 10:00 | 66808.7719 | 52137.3306 | 14439.554 | 231.8873 | 0.65212 | 0.11367 | 0.11678 | 0.057482 | 118 | 10 | Summer | 0.56661 | 0.50285 | 0.50285 | 0.94712 | 0.26186 | 0.11678 | 0.65212 | 0.61316 | 0.66501 | 0.85008 | 0.014068 | 0.018915 | 0.057482 | 0.61473 | 0.66501 | 0 | 0 | 0.85 | 0.85 | 0.85 | 0.85 | 0.94712 | 0.014068 | 0.60127 | 0.45648 | 0
2025-04-28 11:00 | 65034.2924 | 49007.0398 | 15782.9096 | 244.343 | 0.71279 | 0.11978 | 0.12271 | 0.06683 | 118 | 11 | Summer | 0.60096 | 0.52041 | 0.52041 | 0.94453 | 0.27752 | 0.12271 | 0.71279 | 0.62169 | 0.6656 | 0.85008 | 0.014417 | 0.023029 | 0.06683 | 0.67643 | 0.6656 | 0 | 0 | 0.85 | 0.85 | 0.85 | 0.85 | 0.94453 | 0.014417 | 0.64142 | 0.49895 | 0.0015394
2025-04-28 12:00 | 64934.7306 | 48533.8836 | 16140.2786 | 260.5684 | 0.72893 | 0.12773 | 0.1304 | 0.079473 | 118 | 12 | Summer | 0.62291 | 0.53799 | 0.53799 | 0.94362 | 0.31341 | 0.1304 | 0.72893 | 0.62222 | 0.6656 | 0.85008 | 0.013928 | 0.037669 | 0.079473 | 0.70982 | 0.6656 | 0 | 0 | 0.85 | 0.85 | 0.85 | 0.85 | 0.94362 | 0.013928 | 0.67439 | 0.51025 | 0.13423
2025-04-28 13:00 | 65105.2072 | 49322.1421 | 15518.1706 | 264.8945 | 0.70083 | 0.12985 | 0.13189 | 0.093054 | 118 | 13 | Summer | 0.63006 | 0.55564 | 0.55564 | 0.9422 | 0.37114 | 0.13189 | 0.70083 | 0.63828 | 0.6656 | 0.85008 | 0.014242 | 0.073749 | 0.093054 | 0.73201 | 0.6656 | 0 | 0 | 0.85 | 0.85 | 0.85 | 0.85 | 0.9422 | 0.014242 | 0.69376 | 0.49058 | 0.25305
2025-04-28 14:00 | 65298.2644 | 51092.5172 | 13944.878 | 260.8692 | 0.62978 | 0.12788 | 0.1295 | 0.098625 | 118 | 14 | Summer | 0.6488 | 0.56826 | 0.56826 | 0.9398 | 0.41215 | 0.1295 | 0.62978 | 0.63061 | 0.66582 | 0.85008 | 0.014033 | 0.099397 | 0.098625 | 0.74849 | 0.66582 | 0 | 0 | 0.85 | 0.85 | 0.85 | 0.85 | 0.9398 | 0.014033 | 0.70785 | 0.44085 | 0.30697
2025-04-28 15:00 | 65797.2924 | 54034.5741 | 11502.3581 | 260.3602 | 0.51947 | 0.12763 | 0.12907 | 0.10149 | 118 | 15 | Summer | 0.65735 | 0.56817 | 0.56817 | 0.93752 | 0.45803 | 0.12907 | 0.51947 | 0.64444 | 0.66641 | 0.85008 | 0.013928 | 0.12232 | 0.10149 | 0.75815 | 0.66641 | 0 | 0 | 0.85 | 0.85 | 0.85 | 0.85 | 0.93752 | 0.013928 | 0.71964 | 0.36363 | 0.37998
2025-04-28 16:00 | 67568.7474 | 58920.5045 | 8382.6125 | 265.6304 | 0.37858 | 0.13021 | 0.1313 | 0.11046 | 118 | 16 | Summer | 0.66113 | 0.57399 | 0.57399 | 0.93651 | 0.48967 | 0.1313 | 0.37858 | 0.62638 | 0.66641 | 0.85008 | 0.013195 | 0.14338 | 0.11046 | 0.76334 | 0.66641 | 0 | 0 | 0.85 | 0.85 | 0.85 | 0.85 | 0.93651 | 0.013195 | 0.72909 | 0.265 | 0.58653
2025-04-28 17:00 | 68389.1993 | 63274.8652 | 4843.733 | 270.6011 | 0.21875 | 0.13265 | 0.13333 | 0.12027 | 118 | 17 | Summer | 0.65876 | 0.57144 | 0.57144 | 0.93752 | 0.50401 | 0.13333 | 0.21875 | 0.5801 | 0.66641 | 0.85008 | 0.01309 | 0.20336 | 0.12027 | 0.76686 | 0.66641 | 0 | 0 | 0.85 | 0.85 | 0.85 | 0.85 | 0.93752 | 0.01309 | 0.74086 | 0.15313 | 0.64515
2025-04-28 18:00 | 69555.0383 | 67775.157 | 1498.6443 | 281.237 | 0.067682 | 0.13786 | 0.13846 | 0.12712 | 118 | 18 | Summer | 0.65784 | 0.57543 | 0.57543 | 0.9378 | 0.50368 | 0.13846 | 0.067682 | 0.50952 | 0.66641 | 0.85008 | 0.012846 | 0.22688 | 0.12712 | 0.77618 | 0.66641 | 0 | 0 | 0.85 | 0.85 | 0.85 | 0.85 | 0.9378 | 0.012846 | 0.75295 | 0.047377 | 0.64577
2025-04-28 19:00 | 69683.9149 | 69352.0584 | 22.3156 | 309.5409 | 0.0010078 | 0.15174 | 0.15238 | 0.14014 | 118 | 19 | Summer | 0.65654 | 0.58215 | 0.58215 | 0.93722 | 0.47421 | 0.15238 | 0.0010078 | 0.33059 | 0.66641 | 0.85008 | 0.011205 | 0.20175 | 0.14014 | 0.77565 | 0.66641 | 0 | 0 | 0.85 | 0.85 | 0.85 | 0.85 | 0.93722 | 0.011205 | 0.76424 | 0.00070547 | 0.70485
2025-04-28 20:00 | 68077.2333 | 67764.5233 | 0 | 312.71 | 0 | 0.15329 | 0.15372 | 0.14545 | 118 | 20 | Summer | 0.6677 | 0.58557 | 0.58557 | 0.93506 | 0.44805 | 0.15372 | 0 | 0.065097 | 0.66641 | 0.85008 | 0.01131 | 0.13977 | 0.14545 | 0.77193 | 0.66641 | 0 | 0 | 0.85 | 0.85 | 0.85 | 0.85 | 0.93506 | 0.01131 | 0.76712 | 0 | 0.71244
2025-04-28 21:00 | 65068.9289 | 64764.493 | 0 | 304.4359 | 0 | 0.14923 | 0.14967 | 0.14143 | 118 | 21 | Summer | 0.65116 | 0.57136 | 0.57136 | 0.93281 | 0.42034 | 0.14967 | 0 | 0 | 0.66641 | 0.85008 | 0.011415 | 0.067558 | 0.14143 | 0.74633 | 0.66641 | 0 | 0 | 0.85 | 0.85 | 0.85 | 0.85 | 0.93281 | 0.011415 | 0.74851 | 0 | 0.38078
2025-04-28 22:00 | 60419.6765 | 60125.9412 | 0 | 293.7353 | 0 | 0.14399 | 0.14452 | 0.13433 | 118 | 22 | Summer | 0.61469 | 0.5457 | 0.5457 | 0.9302 | 0.41049 | 0.14452 | 0 | 0 | 0.6656 | 0.85008 | 0.011659 | 0.03136 | 0.13433 | 0.66421 | 0.6656 | 0 | 0 | 0.85 | 0.85 | 0.85 | 0.85 | 0.9302 | 0.011659 | 0.69584 | 0 | 0.15401
2025-04-28 23:00 | 56039.467 | 55758.1365 | 0 | 281.3306 | 0 | 0.13791 | 0.13852 | 0.12691 | 118 | 23 | Summer | 0.59142 | 0.54754 | 0.54754 | 0.91095 | 0.36743 | 0.13852 | 0 | 0 | 0.66219 | 0.85008 | 0.011938 | 0.024002 | 0.12691 | 0.58272 | 0.66219 | 0 | 0 | 0.85 | 0.85 | 0.85 | 0.85 | 0.91095 | 0.011938 | 0.6334 | 0 | 0.13531
2025-04-29 00:00 | 54189.6641 | 53904.0192 | 0 | 285.6449 | 0 | 0.14002 | 0.14105 | 0.1215 | 119 | 0 | Summer | 0.55471 | 0.48104 | 0.48104 | 0.94878 | 0.35614 | 0.14105 | 0 | 0 | 0.66443 | 0.85008 | 0.012218 | 0.019437 | 0.1215 | 0.52743 | 0.66443 | 0 | 0 | 0.85 | 0.85 | 0.85 | 0.85 | 0.94878 | 0.012218 | 0.59514 | 0 | 0.042639
2025-04-29 01:00 | 53625.6426 | 53327.2692 | 0 | 298.3734 | 0 | 0.14626 | 0.1476 | 0.12214 | 119 | 1 | Summer | 0.51573 | 0.45924 | 0.45924 | 0.94906 | 0.29865 | 0.1476 | 0 | 0 | 0.66443 | 0.85008 | 0.012287 | 0.019437 | 0.12214 | 0.48331 | 0.66443 | 0 | 0 | 0.85 | 0.85 | 0.85 | 0.85 | 0.94906 | 0.012287 | 0.55167 | 0 | 0
2025-04-29 02:00 | 53533.5567 | 53213.3585 | 0 | 320.1982 | 0 | 0.15696 | 0.15893 | 0.12142 | 119 | 2 | Summer | 0.47769 | 0.44425 | 0.44425 | 0.94941 | 0.25138 | 0.15893 | 0 | 0 | 0.66443 | 0.85008 | 0.012567 | 0.019191 | 0.12142 | 0.46524 | 0.66443 | 0 | 0 | 0.85 | 0.85 | 0.85 | 0.85 | 0.94941 | 0.012567 | 0.53289 | 0 | 0
2025-04-29 03:00 | 53521.6845 | 53181.5181 | 0 | 340.1663 | 0 | 0.16675 | 0.16931 | 0.1204 | 119 | 3 | Summer | 0.46012 | 0.43819 | 0.43819 | 0.9491 | 0.22464 | 0.16931 | 0 | 0 | 0.66443 | 0.85008 | 0.012532 | 0.01917 | 0.1204 | 0.45789 | 0.66443 | 0 | 0 | 0.85 | 0.85 | 0.85 | 0.85 | 0.9491 | 0.012532 | 0.52986 | 0 | 0
2025-04-29 04:00 | 54039.0493 | 53676.6151 | 0 | 362.4342 | 0 | 0.17766 | 0.18088 | 0.11946 | 119 | 4 | Summer | 0.44971 | 0.43054 | 0.43054 | 0.94949 | 0.2044 | 0.18088 | 0 | 0 | 0.66443 | 0.85008 | 0.012532 | 0.01917 | 0.11946 | 0.46405 | 0.66443 | 0 | 0 | 0.85 | 0.85 | 0.85 | 0.85 | 0.94949 | 0.012532 | 0.53565 | 0 | 0
2025-04-29 05:00 | 58081.9721 | 57680.0903 | 19.9548 | 381.9271 | 0.0009012 | 0.18722 | 0.19059 | 0.12635 | 119 | 5 | Summer | 0.45811 | 0.44299 | 0.44299 | 0.94957 | 0.18921 | 0.19059 | 0.0009012 | 0 | 0.66443 | 0.85008 | 0.012567 | 0.01917 | 0.12635 | 0.49226 | 0.66443 | 0 | 0 | 0.85 | 0.85 | 0.85 | 0.85 | 0.94957 | 0.012567 | 0.54922 | 0.00063084 | 0
2025-04-29 06:00 | 63029.9582 | 61757.9075 | 905.9849 | 366.0658 | 0.040916 | 0.17944 | 0.18203 | 0.13272 | 119 | 6 | Summer | 0.48774 | 0.45859 | 0.45859 | 0.94971 | 0.19102 | 0.18203 | 0.040916 | 0 | 0.66443 | 0.85008 | 0.012532 | 0.018904 | 0.13272 | 0.49923 | 0.66443 | 0 | 0 | 0.85 | 0.85 | 0.85 | 0.85 | 0.94971 | 0.012532 | 0.5429 | 0.028641 | 0
2025-04-29 07:00 | 66473.7262 | 63483.049 | 2672.0702 | 318.607 | 0.12068 | 0.15618 | 0.1575 | 0.13232 | 119 | 7 | Summer | 0.5162 | 0.46934 | 0.46934 | 0.95016 | 0.20898 | 0.1575 | 0.12068 | 0 | 0.66478 | 0.85008 | 0.012392 | 0.018904 | 0.13232 | 0.50879 | 0.66478 | 0 | 0 | 0.85 | 0.85 | 0.85 | 0.85 | 0.95016 | 0.012392 | 0.545 | 0.084473 | 0
2025-04-29 08:00 | 65960.334 | 60950.7847 | 4665.745 | 343.8042 | 0.21071 | 0.16853 | 0.17036 | 0.13554 | 119 | 8 | Summer | 0.5354 | 0.4736 | 0.4736 | 0.95052 | 0.22514 | 0.17036 | 0.21071 | 0.19439 | 0.66478 | 0.85008 | 0.012602 | 0.018904 | 0.13554 | 0.53361 | 0.66478 | 0 | 0 | 0.85 | 0.85 | 0.85 | 0.85 | 0.95052 | 0.012602 | 0.54288 | 0.1475 | 0
2025-04-29 09:00 | 65081.2086 | 57569.5924 | 7134.0735 | 377.5426 | 0.32219 | 0.18507 | 0.18735 | 0.14381 | 119 | 9 | Summer | 0.54581 | 0.4857 | 0.4857 | 0.94978 | 0.24893 | 0.18735 | 0.32219 | 0.50389 | 0.66478 | 0.85008 | 0.014382 | 0.018904 | 0.14381 | 0.56932 | 0.66478 | 0 | 0 | 0.85 | 0.85 | 0.85 | 0.85 | 0.94978 | 0.014382 | 0.55471 | 0.22553 | 0
2025-04-29 10:00 | 64089.7821 | 54433.1412 | 9272.4396 | 384.2013 | 0.41876 | 0.18833 | 0.19 | 0.15814 | 119 | 10 | Summer | 0.56661 | 0.50285 | 0.50285 | 0.94712 | 0.26186 | 0.19 | 0.41876 | 0.61316 | 0.66501 | 0.85008 | 0.014068 | 0.018915 | 0.15814 | 0.61473 | 0.66501 | 0 | 0 | 0.85 | 0.85 | 0.85 | 0.85 | 0.94712 | 0.014068 | 0.60127 | 0.29313 | 0
2025-04-29 11:00 | 61561.5822 | 50989.9136 | 10177.7446 | 393.924 | 0.45965 | 0.1931 | 0.1943 | 0.17135 | 119 | 11 | Summer | 0.60096 | 0.52041 | 0.52041 | 0.94453 | 0.27752 | 0.1943 | 0.45965 | 0.62169 | 0.6656 | 0.85008 | 0.014417 | 0.023029 | 0.17135 | 0.67643 | 0.6656 | 0 | 0 | 0.85 | 0.85 | 0.85 | 0.85 | 0.94453 | 0.014417 | 0.64142 | 0.32175 | 0.0015394
2025-04-29 12:00 | 60724.218 | 50122.0113 | 10201.6711 | 400.5355 | 0.46073 | 0.19634 | 0.19716 | 0.18161 | 119 | 12 | Summer | 0.62291 | 0.53799 | 0.53799 | 0.94362 | 0.31341 | 0.19716 | 0.46073 | 0.62222 | 0.6656 | 0.85008 | 0.013928 | 0.037669 | 0.18161 | 0.70982 | 0.6656 | 0 | 0 | 0.85 | 0.85 | 0.85 | 0.85 | 0.94362 | 0.013928 | 0.67439 | 0.32251 | 0.13423
2025-04-29 13:00 | 60576.6587 | 50099.5286 | 10081.5669 | 395.5632 | 0.4553 | 0.1939 | 0.19384 | 0.19503 | 119 | 13 | Summer | 0.63006 | 0.55564 | 0.55564 | 0.9422 | 0.37114 | 0.19384 | 0.4553 | 0.63828 | 0.6656 | 0.85008 | 0.014242 | 0.073749 | 0.19503 | 0.73201 | 0.6656 | 0 | 0 | 0.85 | 0.85 | 0.85 | 0.85 | 0.9422 | 0.014242 | 0.69376 | 0.31871 | 0.25305
2025-04-29 14:00 | 60651.9102 | 50605.7124 | 9645.3211 | 400.8767 | 0.4356 | 0.19651 | 0.19557 | 0.21348 | 119 | 14 | Summer | 0.6488 | 0.56826 | 0.56826 | 0.9398 | 0.41215 | 0.19557 | 0.4356 | 0.63061 | 0.66582 | 0.85008 | 0.014033 | 0.099397 | 0.21348 | 0.74849 | 0.66582 | 0 | 0 | 0.85 | 0.85 | 0.85 | 0.85 | 0.9398 | 0.014033 | 0.70785 | 0.30492 | 0.30697
2025-04-29 15:00 | 61107.5378 | 52285.2732 | 8399.5205 | 422.7441 | 0.37934 | 0.20723 | 0.20614 | 0.22696 | 119 | 15 | Summer | 0.65735 | 0.56817 | 0.56817 | 0.93752 | 0.45803 | 0.20614 | 0.37934 | 0.64444 | 0.66641 | 0.85008 | 0.013928 | 0.12232 | 0.22696 | 0.75815 | 0.66641 | 0 | 0 | 0.85 | 0.85 | 0.85 | 0.85 | 0.93752 | 0.013928 | 0.71964 | 0.26554 | 0.37998
2025-04-29 16:00 | 62540.7159 | 55696.0695 | 6389.7825 | 454.8639 | 0.28858 | 0.22297 | 0.22241 | 0.23317 | 119 | 16 | Summer | 0.66113 | 0.57399 | 0.57399 | 0.93651 | 0.48967 | 0.22241 | 0.28858 | 0.62638 | 0.66641 | 0.85008 | 0.013195 | 0.14338 | 0.23317 | 0.76334 | 0.66641 | 0 | 0 | 0.85 | 0.85 | 0.85 | 0.85 | 0.93651 | 0.013195 | 0.72909 | 0.202 | 0.58653
2025-04-29 17:00 | 63638.6814 | 59458.143 | 3715.763 | 464.7754 | 0.16781 | 0.22783 | 0.22757 | 0.23253 | 119 | 17 | Summer | 0.65876 | 0.57144 | 0.57144 | 0.93752 | 0.50401 | 0.22757 | 0.16781 | 0.5801 | 0.66641 | 0.85008 | 0.01309 | 0.20336 | 0.23253 | 0.76686 | 0.66641 | 0 | 0 | 0.85 | 0.85 | 0.85 | 0.85 | 0.93752 | 0.01309 | 0.74086 | 0.11747 | 0.64515
2025-04-29 18:00 | 66991.5578 | 65328.0668 | 1184.9042 | 478.5868 | 0.053513 | 0.2346 | 0.23466 | 0.23349 | 119 | 18 | Summer | 0.65784 | 0.57543 | 0.57543 | 0.9378 | 0.50368 | 0.23466 | 0.053513 | 0.50952 | 0.66641 | 0.85008 | 0.012846 | 0.22688 | 0.23349 | 0.77618 | 0.66641 | 0 | 0 | 0.85 | 0.85 | 0.85 | 0.85 | 0.9378 | 0.012846 | 0.75295 | 0.037459 | 0.64577
2025-04-29 19:00 | 69683.9149 | 69165.4552 | 22.4637 | 495.996 | 0.0010145 | 0.24314 | 0.24316 | 0.24268 | 119 | 19 | Summer | 0.65654 | 0.58215 | 0.58215 | 0.93722 | 0.47421 | 0.24316 | 0.0010145 | 0.33059 | 0.66641 | 0.85008 | 0.011205 | 0.20175 | 0.24268 | 0.77565 | 0.66641 | 0 | 0 | 0.85 | 0.85 | 0.85 | 0.85 | 0.93722 | 0.011205 | 0.76424 | 0.00071015 | 0.70485
2025-04-29 20:00 | 68077.2333 | 67570.1318 | 0 | 507.1014 | 0 | 0.24858 | 0.24897 | 0.24158 | 119 | 20 | Summer | 0.6677 | 0.58557 | 0.58557 | 0.93506 | 0.44805 | 0.24897 | 0 | 0.065097 | 0.66641 | 0.85008 | 0.01131 | 0.13977 | 0.24158 | 0.77193 | 0.66641 | 0 | 0 | 0.85 | 0.85 | 0.85 | 0.85 | 0.93506 | 0.01131 | 0.76712 | 0 | 0.71244
2025-04-29 21:00 | 65068.9289 | 64572.0203 | 0 | 496.9086 | 0 | 0.24358 | 0.2439 | 0.23778 | 119 | 21 | Summer | 0.65116 | 0.57136 | 0.57136 | 0.93281 | 0.42034 | 0.2439 | 0 | 0 | 0.66641 | 0.85008 | 0.011415 | 0.067558 | 0.23778 | 0.74633 | 0.66641 | 0 | 0 | 0.85 | 0.85 | 0.85 | 0.85 | 0.93281 | 0.011415 | 0.74851 | 0 | 0.38078
2025-04-29 22:00 | 60419.6765 | 59939.6758 | 0 | 480.0007 | 0 | 0.23529 | 0.23541 | 0.23328 | 119 | 22 | Summer | 0.61469 | 0.5457 | 0.5457 | 0.9302 | 0.41049 | 0.23541 | 0 | 0 | 0.6656 | 0.85008 | 0.011659 | 0.03136 | 0.23328 | 0.66421 | 0.6656 | 0 | 0 | 0.85 | 0.85 | 0.85 | 0.85 | 0.9302 | 0.011659 | 0.69584 | 0 | 0.15401
2025-04-29 23:00 | 56039.467 | 55559.9692 | 0 | 479.4978 | 0 | 0.23505 | 0.23521 | 0.23221 | 119 | 23 | Summer | 0.59142 | 0.54754 | 0.54754 | 0.91095 | 0.36743 | 0.23521 | 0 | 0 | 0.66219 | 0.85008 | 0.011938 | 0.024002 | 0.23221 | 0.58272 | 0.66219 | 0 | 0 | 0.85 | 0.85 | 0.85 | 0.85 | 0.91095 | 0.011938 | 0.6334 | 0 | 0.13531
2025-04-30 00:00 | 54189.6641 | 53699.8366 | 0 | 489.8275 | 0 | 0.24011 | 0.24037 | 0.23547 | 120 | 0 | Summer | 0.55471 | 0.48104 | 0.48104 | 0.94878 | 0.35614 | 0.24037 | 0 | 0 | 0.66443 | 0.85008 | 0.012218 | 0.019437 | 0.23547 | 0.52743 | 0.66443 | 0 | 0 | 0.85 | 0.85 | 0.85 | 0.85 | 0.94878 | 0.012218 | 0.59514 | 0 | 0.042639
2025-04-30 01:00 | 53625.6426 | 53118.27 | 0 | 507.3726 | 0 | 0.24871 | 0.24921 | 0.23976 | 120 | 1 | Summer | 0.51573 | 0.45924 | 0.45924 | 0.94906 | 0.29865 | 0.24921 | 0 | 0 | 0.66443 | 0.85008 | 0.012287 | 0.019437 | 0.23976 | 0.48331 | 0.66443 | 0 | 0 | 0.85 | 0.85 | 0.85 | 0.85 | 0.94906 | 0.012287 | 0.55167 | 0 | 0
2025-04-30 02:00 | 53533.5567 | 53011.1698 | 0 | 522.3869 | 0 | 0.25607 | 0.2568 | 0.24289 | 120 | 2 | Summer | 0.47769 | 0.44425 | 0.44425 | 0.94941 | 0.25138 | 0.2568 | 0 | 0 | 0.66443 | 0.85008 | 0.012567 | 0.019191 | 0.24289 | 0.46524 | 0.66443 | 0 | 0 | 0.85 | 0.85 | 0.85 | 0.85 | 0.94941 | 0.012567 | 0.53289 | 0 | 0
2025-04-30 03:00 | 53521.6845 | 52991.9185 | 0 | 529.766 | 0 | 0.25969 | 0.26124 | 0.23164 | 120 | 3 | Summer | 0.46012 | 0.43819 | 0.43819 | 0.9491 | 0.22464 | 0.26124 | 0 | 0 | 0.66443 | 0.85008 | 0.012532 | 0.01917 | 0.23164 | 0.45789 | 0.66443 | 0 | 0 | 0.85 | 0.85 | 0.85 | 0.85 | 0.9491 | 0.012532 | 0.52986 | 0 | 0
2025-04-30 04:00 | 54039.0493 | 53522.6007 | 0 | 516.4486 | 0 | 0.25316 | 0.25485 | 0.22259 | 120 | 4 | Summer | 0.44971 | 0.43054 | 0.43054 | 0.94949 | 0.2044 | 0.25485 | 0 | 0 | 0.66443 | 0.85008 | 0.012532 | 0.01917 | 0.22259 | 0.46405 | 0.66443 | 0 | 0 | 0.85 | 0.85 | 0.85 | 0.85 | 0.94949 | 0.012532 | 0.53565 | 0 | 0
2025-04-30 05:00 | 58081.9721 | 57562.2455 | 31.116 | 488.6107 | 0.0014053 | 0.23952 | 0.24063 | 0.21937 | 120 | 5 | Summer | 0.45811 | 0.44299 | 0.44299 | 0.94957 | 0.18921 | 0.24063 | 0.0014053 | 0 | 0.66443 | 0.85008 | 0.012567 | 0.01917 | 0.21937 | 0.49226 | 0.66443 | 0 | 0 | 0.85 | 0.85 | 0.85 | 0.85 | 0.94957 | 0.012567 | 0.54922 | 0.00098368 | 0
2025-04-30 06:00 | 62980.7846 | 61404.4297 | 1140.3736 | 435.9813 | 0.051502 | 0.21372 | 0.21451 | 0.19931 | 120 | 6 | Summer | 0.48774 | 0.45859 | 0.45859 | 0.94971 | 0.19102 | 0.21451 | 0.051502 | 0 | 0.66443 | 0.85008 | 0.012532 | 0.018904 | 0.19931 | 0.49923 | 0.66443 | 0 | 0 | 0.85 | 0.85 | 0.85 | 0.85 | 0.94971 | 0.012532 | 0.5429 | 0.036051 | 0
2025-04-30 07:00 | 66473.7262 | 62370.6653 | 3724.382 | 378.679 | 0.1682 | 0.18563 | 0.18687 | 0.16315 | 120 | 7 | Summer | 0.5162 | 0.46934 | 0.46934 | 0.95016 | 0.20898 | 0.18687 | 0.1682 | 0 | 0.66478 | 0.85008 | 0.012392 | 0.018904 | 0.16315 | 0.50879 | 0.66478 | 0 | 0 | 0.85 | 0.85 | 0.85 | 0.85 | 0.95016 | 0.012392 | 0.545 | 0.11774 | 0
2025-04-30 08:00 | 65960.334 | 58735.6395 | 6835.8525 | 388.8419 | 0.30872 | 0.19061 | 0.19286 | 0.14997 | 120 | 8 | Summer | 0.5354 | 0.4736 | 0.4736 | 0.95052 | 0.22514 | 0.19286 | 0.30872 | 0.19439 | 0.66478 | 0.85008 | 0.012602 | 0.018904 | 0.14997 | 0.53361 | 0.66478 | 0 | 0 | 0.85 | 0.85 | 0.85 | 0.85 | 0.95052 | 0.012602 | 0.54288 | 0.2161 | 0
2025-04-30 09:00 | 65081.2086 | 55283.0822 | 9400.3266 | 397.7998 | 0.42454 | 0.195 | 0.19734 | 0.15276 | 120 | 9 | Summer | 0.54581 | 0.4857 | 0.4857 | 0.94978 | 0.24893 | 0.19734 | 0.42454 | 0.50389 | 0.66478 | 0.85008 | 0.014382 | 0.018904 | 0.15276 | 0.56932 | 0.66478 | 0 | 0 | 0.85 | 0.85 | 0.85 | 0.85 | 0.94978 | 0.014382 | 0.55471 | 0.29718 | 0
2025-04-30 10:00 | 64089.7821 | 52612.6958 | 11101.1794 | 375.9068 | 0.50135 | 0.18427 | 0.18591 | 0.15466 | 120 | 10 | Summer | 0.56661 | 0.50285 | 0.50285 | 0.94712 | 0.26186 | 0.18591 | 0.50135 | 0.61316 | 0.66501 | 0.85008 | 0.014068 | 0.018915 | 0.15466 | 0.61473 | 0.66501 | 0 | 0 | 0.85 | 0.85 | 0.85 | 0.85 | 0.94712 | 0.014068 | 0.60127 | 0.35095 | 0
2025-04-30 11:00 | 61948.0132 | 49829.6737 | 11765.7834 | 352.5561 | 0.53137 | 0.17282 | 0.17379 | 0.15528 | 120 | 11 | Summer | 0.60096 | 0.52041 | 0.52041 | 0.94453 | 0.27752 | 0.17379 | 0.53137 | 0.62169 | 0.6656 | 0.85008 | 0.014417 | 0.023029 | 0.15528 | 0.67643 | 0.6656 | 0 | 0 | 0.85 | 0.85 | 0.85 | 0.85 | 0.94453 | 0.014417 | 0.64142 | 0.37196 | 0.0015394
2025-04-30 12:00 | 61319.4233 | 49177.5743 | 11805.413 | 336.436 | 0.53316 | 0.16492 | 0.16548 | 0.15487 | 120 | 12 | Summer | 0.62291 | 0.53799 | 0.53799 | 0.94362 | 0.31341 | 0.16548 | 0.53316 | 0.62222 | 0.6656 | 0.85008 | 0.013928 | 0.037669 | 0.15487 | 0.70982 | 0.6656 | 0 | 0 | 0.85 | 0.85 | 0.85 | 0.85 | 0.94362 | 0.013928 | 0.67439 | 0.37321 | 0.13423
2025-04-30 13:00 | 61184.778 | 49495.4256 | 11365.8817 | 323.4707 | 0.51331 | 0.15856 | 0.15887 | 0.15311 | 120 | 13 | Summer | 0.63006 | 0.55564 | 0.55564 | 0.9422 | 0.37114 | 0.15887 | 0.51331 | 0.63828 | 0.6656 | 0.85008 | 0.014242 | 0.073749 | 0.15311 | 0.73201 | 0.6656 | 0 | 0 | 0.85 | 0.85 | 0.85 | 0.85 | 0.9422 | 0.014242 | 0.69376 | 0.35931 | 0.25305
2025-04-30 14:00 | 61129.0656 | 50449.889 | 10368.4679 | 310.7088 | 0.46826 | 0.15231 | 0.15244 | 0.14997 | 120 | 14 | Summer | 0.6488 | 0.56826 | 0.56826 | 0.9398 | 0.41215 | 0.15244 | 0.46826 | 0.63061 | 0.66582 | 0.85008 | 0.014033 | 0.099397 | 0.14997 | 0.74849 | 0.66582 | 0 | 0 | 0.85 | 0.85 | 0.85 | 0.85 | 0.9398 | 0.014033 | 0.70785 | 0.32778 | 0.30697
2025-04-30 15:00 | 61199.9666 | 52570.5958 | 8329.6446 | 299.7262 | 0.37618 | 0.14692 | 0.14695 | 0.14641 | 120 | 15 | Summer | 0.65735 | 0.56817 | 0.56817 | 0.93752 | 0.45803 | 0.14695 | 0.37618 | 0.64444 | 0.66641 | 0.85008 | 0.013928 | 0.12232 | 0.14641 | 0.75815 | 0.66641 | 0 | 0 | 0.85 | 0.85 | 0.85 | 0.85 | 0.93752 | 0.013928 | 0.71964 | 0.26333 | 0.37998
2025-04-30 16:00 | 62540.7159 | 56456.3825 | 5809.23 | 275.1035 | 0.26236 | 0.13485 | 0.13448 | 0.14167 | 120 | 16 | Summer | 0.66113 | 0.57399 | 0.57399 | 0.93651 | 0.48967 | 0.13448 | 0.26236 | 0.62638 | 0.66641 | 0.85008 | 0.013195 | 0.14338 | 0.14167 | 0.76334 | 0.66641 | 0 | 0 | 0.85 | 0.85 | 0.85 | 0.85 | 0.93651 | 0.013195 | 0.72909 | 0.18365 | 0.58653
2025-04-30 17:00 | 63638.6814 | 59899.2299 | 3487.8093 | 251.6423 | 0.15752 | 0.12335 | 0.12271 | 0.13508 | 120 | 17 | Summer | 0.65876 | 0.57144 | 0.57144 | 0.93752 | 0.50401 | 0.12271 | 0.15752 | 0.5801 | 0.66641 | 0.85008 | 0.01309 | 0.20336 | 0.13508 | 0.76686 | 0.66641 | 0 | 0 | 0.85 | 0.85 | 0.85 | 0.85 | 0.93752 | 0.01309 | 0.74086 | 0.11026 | 0.64515
2025-04-30 18:00 | 66898.1279 | 65473.9783 | 1168.0212 | 256.1285 | 0.05275 | 0.12555 | 0.12506 | 0.13454 | 120 | 18 | Summer | 0.65784 | 0.57543 | 0.57543 | 0.9378 | 0.50368 | 0.12506 | 0.05275 | 0.50952 | 0.66641 | 0.85008 | 0.012846 | 0.22688 | 0.13454 | 0.77618 | 0.66641 | 0 | 0 | 0.85 | 0.85 | 0.85 | 0.85 | 0.9378 | 0.012846 | 0.75295 | 0.036925 | 0.64577
2025-04-30 19:00 | 69683.9149 | 69375.8262 | 26.4077 | 281.6809 | 0.0011926 | 0.13808 | 0.13701 | 0.15742 | 120 | 19 | Summer | 0.65654 | 0.58215 | 0.58215 | 0.93722 | 0.47421 | 0.13701 | 0.0011926 | 0.33059 | 0.66641 | 0.85008 | 0.011205 | 0.20175 | 0.15742 | 0.77565 | 0.66641 | 0 | 0 | 0.85 | 0.85 | 0.85 | 0.85 | 0.93722 | 0.011205 | 0.76424 | 0.00083484 | 0.70485
2025-04-30 20:00 | 68077.2333 | 67778.6661 | 0 | 298.5672 | 0 | 0.14636 | 0.14585 | 0.15554 | 120 | 20 | Summer | 0.6677 | 0.58557 | 0.58557 | 0.93506 | 0.44805 | 0.14585 | 0 | 0.065097 | 0.66641 | 0.85008 | 0.01131 | 0.13977 | 0.15554 | 0.77193 | 0.66641 | 0 | 0 | 0.85 | 0.85 | 0.85 | 0.85 | 0.93506 | 0.01131 | 0.76712 | 0 | 0.71244
2025-04-30 21:00 | 65068.9289 | 64776.0129 | 0 | 292.916 | 0 | 0.14359 | 0.14326 | 0.14954 | 120 | 21 | Summer | 0.65116 | 0.57136 | 0.57136 | 0.93281 | 0.42034 | 0.14326 | 0 | 0 | 0.66641 | 0.85008 | 0.011415 | 0.067558 | 0.14954 | 0.74633 | 0.66641 | 0 | 0 | 0.85 | 0.85 | 0.85 | 0.85 | 0.93281 | 0.011415 | 0.74851 | 0 | 0.38078
2025-04-30 22:00 | 60419.6765 | 60133.4825 | 0 | 286.1939 | 0 | 0.14029 | 0.14002 | 0.14515 | 120 | 22 | Summer | 0.61469 | 0.5457 | 0.5457 | 0.9302 | 0.41049 | 0.14002 | 0 | 0 | 0.6656 | 0.85008 | 0.011659 | 0.03136 | 0.14515 | 0.66421 | 0.6656 | 0 | 0 | 0.85 | 0.85 | 0.85 | 0.85 | 0.9302 | 0.011659 | 0.69584 | 0 | 0.15401
2025-04-30 23:00 | 56039.467 | 55760.3828 | 0 | 279.0842 | 0 | 0.13681 | 0.13594 | 0.15238 | 120 | 23 | Summer | 0.59142 | 0.54754 | 0.54754 | 0.91095 | 0.36743 | 0.13594 | 0 | 0 | 0.66219 | 0.85008 | 0.011938 | 0.024002 | 0.15238 | 0.58272 | 0.66219 | 0 | 0 | 0.85 | 0.85 | 0.85 | 0.85 | 0.91095 | 0.011938 | 0.6334 | 0 | 0.13531
2025-05-01 00:00 | 54056.2116 | 53766.2976 | 0 | 289.914 | 0 | 0.14211 | 0.14113 | 0.15996 | 121 | 0 | Summer | 0.55471 | 0.48104 | 0.48104 | 0.94878 | 0.35614 | 0.14113 | 0 | 0 | 0.66443 | 0.85008 | 0.012218 | 0.019437 | 0.15996 | 0.52743 | 0.66443 | 0 | 0 | 0.85 | 0.85 | 0.85 | 0.85 | 0.94878 | 0.012218 | 0.59514 | 0 | 0.042639
2025-05-01 01:00 | 53425.9139 | 53128.436 | 0 | 297.478 | 0 | 0.14582 | 0.14559 | 0.15008 | 121 | 1 | Summer | 0.51573 | 0.45924 | 0.45924 | 0.94906 | 0.29865 | 0.14559 | 0 | 0 | 0.66443 | 0.85008 | 0.012287 | 0.019437 | 0.15008 | 0.48331 | 0.66443 | 0 | 0 | 0.85 | 0.85 | 0.85 | 0.85 | 0.94906 | 0.012287 | 0.55167 | 0 | 0
2025-05-01 02:00 | 53322.1148 | 53031.6224 | 0 | 290.4924 | 0 | 0.1424 | 0.14271 | 0.13669 | 121 | 2 | Summer | 0.47769 | 0.44425 | 0.44425 | 0.94941 | 0.25138 | 0.14271 | 0 | 0 | 0.66443 | 0.85008 | 0.012567 | 0.019191 | 0.13669 | 0.46524 | 0.66443 | 0 | 0 | 0.85 | 0.85 | 0.85 | 0.85 | 0.94941 | 0.012567 | 0.53289 | 0 | 0
2025-05-01 03:00 | 53318.4713 | 53027.4671 | 0 | 291.0042 | 0 | 0.14265 | 0.14314 | 0.13385 | 121 | 3 | Summer | 0.46012 | 0.43819 | 0.43819 | 0.9491 | 0.22464 | 0.14314 | 0 | 0 | 0.66443 | 0.85008 | 0.012532 | 0.01917 | 0.13385 | 0.45789 | 0.66443 | 0 | 0 | 0.85 | 0.85 | 0.85 | 0.85 | 0.9491 | 0.012532 | 0.52986 | 0 | 0
2025-05-01 04:00 | 53822.1035 | 53531.344 | 0 | 290.7595 | 0 | 0.14253 | 0.14334 | 0.12793 | 121 | 4 | Summer | 0.44971 | 0.43054 | 0.43054 | 0.94949 | 0.2044 | 0.14334 | 0 | 0 | 0.66443 | 0.85008 | 0.012532 | 0.01917 | 0.12793 | 0.46405 | 0.66443 | 0 | 0 | 0.85 | 0.85 | 0.85 | 0.85 | 0.94949 | 0.012532 | 0.53565 | 0 | 0
2025-05-01 05:00 | 57990.2598 | 57654.551 | 51.2447 | 284.464 | 0.0023143 | 0.13944 | 0.14042 | 0.12171 | 121 | 5 | Summer | 0.45811 | 0.44299 | 0.44299 | 0.94957 | 0.18921 | 0.14042 | 0.0023143 | 0 | 0.66443 | 0.85008 | 0.012567 | 0.01917 | 0.12171 | 0.49226 | 0.66443 | 0 | 0 | 0.85 | 0.85 | 0.85 | 0.85 | 0.94957 | 0.012567 | 0.54922 | 0.00162 | 0
2025-05-01 06:00 | 63951.0399 | 61895.8393 | 1813.9577 | 241.2429 | 0.081922 | 0.11826 | 0.11851 | 0.11373 | 121 | 6 | Summer | 0.48774 | 0.45859 | 0.45859 | 0.94971 | 0.19102 | 0.11851 | 0.081922 | 0 | 0.66443 | 0.85008 | 0.012532 | 0.018904 | 0.11373 | 0.49923 | 0.66443 | 0 | 0 | 0.85 | 0.85 | 0.85 | 0.85 | 0.94971 | 0.012532 | 0.5429 | 0.057345 | 0
2025-05-01 07:00 | 67320.6101 | 61941.777 | 5167.6404 | 211.1927 | 0.23338 | 0.10353 | 0.10348 | 0.10436 | 121 | 7 | Summer | 0.5162 | 0.46934 | 0.46934 | 0.95016 | 0.20898 | 0.10348 | 0.23338 | 0 | 0.66478 | 0.85008 | 0.012392 | 0.018904 | 0.10436 | 0.50879 | 0.66478 | 0 | 0 | 0.85 | 0.85 | 0.85 | 0.85 | 0.95016 | 0.012392 | 0.545 | 0.16337 | 0
2025-05-01 08:00 | 66510.7357 | 57466.578 | 8767.3926 | 276.7651 | 0.39595 | 0.13567 | 0.13665 | 0.11799 | 121 | 8 | Summer | 0.5354 | 0.4736 | 0.4736 | 0.95052 | 0.22514 | 0.13665 | 0.39595 | 0.19439 | 0.66478 | 0.85008 | 0.012602 | 0.018904 | 0.11799 | 0.53361 | 0.66478 | 0 | 0 | 0.85 | 0.85 | 0.85 | 0.85 | 0.95052 | 0.012602 | 0.54288 | 0.27717 | 0
2025-05-01 09:00 | 65345.4189 | 53383.1147 | 11655.6316 | 306.6726 | 0.52639 | 0.15033 | 0.15121 | 0.13438 | 121 | 9 | Summer | 0.54581 | 0.4857 | 0.4857 | 0.94978 | 0.24893 | 0.15121 | 0.52639 | 0.50389 | 0.66478 | 0.85008 | 0.014382 | 0.018904 | 0.13438 | 0.56932 | 0.66478 | 0 | 0 | 0.85 | 0.85 | 0.85 | 0.85 | 0.94978 | 0.014382 | 0.55471 | 0.36847 | 0
2025-05-01 10:00 | 64215.5813 | 50190.0595 | 13711.4956 | 314.0262 | 0.61924 | 0.15393 | 0.15461 | 0.14178 | 121 | 10 | Summer | 0.56661 | 0.50285 | 0.50285 | 0.94712 | 0.26186 | 0.15461 | 0.61924 | 0.61316 | 0.66501 | 0.85008 | 0.014068 | 0.018915 | 0.14178 | 0.61473 | 0.66501 | 0 | 0 | 0.85 | 0.85 | 0.85 | 0.85 | 0.94712 | 0.014068 | 0.60127 | 0.43347 | 0
2025-05-01 11:00 | 61736.0915 | 46956.1915 | 14457.3619 | 322.538 | 0.65292 | 0.15811 | 0.15867 | 0.14802 | 121 | 11 | Summer | 0.60096 | 0.52041 | 0.52041 | 0.94453 | 0.27752 | 0.15867 | 0.65292 | 0.62169 | 0.6656 | 0.85008 | 0.014417 | 0.023029 | 0.14802 | 0.67643 | 0.6656 | 0 | 0 | 0.85 | 0.85 | 0.85 | 0.85 | 0.94453 | 0.014417 | 0.64142 | 0.45705 | 0.0015394
2025-05-01 12:00 | 60809.6087 | 46136.9632 | 14330.9473 | 341.6983 | 0.64721 | 0.1675 | 0.16833 | 0.15252 | 121 | 12 | Summer | 0.62291 | 0.53799 | 0.53799 | 0.94362 | 0.31341 | 0.16833 | 0.64721 | 0.62222 | 0.6656 | 0.85008 | 0.013928 | 0.037669 | 0.15252 | 0.70982 | 0.6656 | 0 | 0 | 0.85 | 0.85 | 0.85 | 0.85 | 0.94362 | 0.013928 | 0.67439 | 0.45305 | 0.13423
2025-05-01 13:00 | 60619.8935 | 46565.2371 | 13691.5774 | 363.079 | 0.61834 | 0.17798 | 0.17894 | 0.16071 | 121 | 13 | Summer | 0.63006 | 0.55564 | 0.55564 | 0.9422 | 0.37114 | 0.17894 | 0.61834 | 0.63828 | 0.6656 | 0.85008 | 0.014242 | 0.073749 | 0.16071 | 0.73201 | 0.6656 | 0 | 0 | 0.85 | 0.85 | 0.85 | 0.85 | 0.9422 | 0.014242 | 0.69376 | 0.43284 | 0.25305
2025-05-01 14:00 | 60727.8852 | 48157.8314 | 12175.362 | 394.6917 | 0.54986 | 0.19348 | 0.19467 | 0.17199 | 121 | 14 | Summer | 0.6488 | 0.56826 | 0.56826 | 0.9398 | 0.41215 | 0.19467 | 0.54986 | 0.63061 | 0.66582 | 0.85008 | 0.014033 | 0.099397 | 0.17199 | 0.74849 | 0.66582 | 0 | 0 | 0.85 | 0.85 | 0.85 | 0.85 | 0.9398 | 0.014033 | 0.70785 | 0.3849 | 0.30697
2025-05-01 15:00 | 61166.7289 | 50933.5539 | 9805.0437 | 428.1313 | 0.44282 | 0.20987 | 0.21136 | 0.18292 | 121 | 15 | Summer | 0.65735 | 0.56817 | 0.56817 | 0.93752 | 0.45803 | 0.21136 | 0.44282 | 0.64444 | 0.66641 | 0.85008 | 0.013928 | 0.12232 | 0.18292 | 0.75815 | 0.66641 | 0 | 0 | 0.85 | 0.85 | 0.85 | 0.85 | 0.93752 | 0.013928 | 0.71964 | 0.30997 | 0.37998
2025-05-01 16:00 | 62360.1138 | 54931.5438 | 6973.2138 | 455.3561 | 0.31492 | 0.22321 | 0.22486 | 0.19347 | 121 | 16 | Summer | 0.66113 | 0.57399 | 0.57399 | 0.93651 | 0.48967 | 0.22486 | 0.31492 | 0.62638 | 0.66641 | 0.85008 | 0.013195 | 0.14338 | 0.19347 | 0.76334 | 0.66641 | 0 | 0 | 0.85 | 0.85 | 0.85 | 0.85 | 0.93651 | 0.013195 | 0.72909 | 0.22045 | 0.58653
2025-05-01 17:00 | 63289.154 | 58761.2169 | 4072.4031 | 455.534 | 0.18392 | 0.2233 | 0.22472 | 0.19768 | 121 | 17 | Summer | 0.65876 | 0.57144 | 0.57144 | 0.93752 | 0.50401 | 0.22472 | 0.18392 | 0.5801 | 0.66641 | 0.85008 | 0.01309 | 0.20336 | 0.19768 | 0.76686 | 0.66641 | 0 | 0 | 0.85 | 0.85 | 0.85 | 0.85 | 0.93752 | 0.01309 | 0.74086 | 0.12874 | 0.64515
2025-05-01 18:00 | 66274.5551 | 64430.0116 | 1397.8393 | 446.7042 | 0.063129 | 0.21897 | 0.21994 | 0.20154 | 121 | 18 | Summer | 0.65784 | 0.57543 | 0.57543 | 0.9378 | 0.50368 | 0.21994 | 0.063129 | 0.50952 | 0.66641 | 0.85008 | 0.012846 | 0.22688 | 0.20154 | 0.77618 | 0.66641 | 0 | 0 | 0.85 | 0.85 | 0.85 | 0.85 | 0.9378 | 0.012846 | 0.75295 | 0.04419 | 0.64577
2025-05-01 19:00 | 68909.9163 | 68426.2828 | 31.6729 | 451.9607 | 0.0014304 | 0.22155 | 0.22189 | 0.21546 | 121 | 19 | Summer | 0.65654 | 0.58215 | 0.58215 | 0.93722 | 0.47421 | 0.22189 | 0.0014304 | 0.33059 | 0.66641 | 0.85008 | 0.011205 | 0.20175 | 0.21546 | 0.77565 | 0.66641 | 0 | 0 | 0.85 | 0.85 | 0.85 | 0.85 | 0.93722 | 0.011205 | 0.76424 | 0.0010013 | 0.70485
2025-05-01 20:00 | 67444.3287 | 66996.6792 | 0 | 447.6495 | 0 | 0.21944 | 0.21903 | 0.22671 | 121 | 20 | Summer | 0.6677 | 0.58557 | 0.58557 | 0.93506 | 0.44805 | 0.21903 | 0 | 0.065097 | 0.66641 | 0.85008 | 0.01131 | 0.13977 | 0.22671 | 0.77193 | 0.66641 | 0 | 0 | 0.85 | 0.85 | 0.85 | 0.85 | 0.93506 | 0.01131 | 0.76712 | 0 | 0.71244
2025-05-01 21:00 | 64609.6966 | 64171.4248 | 0 | 438.2718 | 0 | 0.21484 | 0.21381 | 0.23344 | 121 | 21 | Summer | 0.65116 | 0.57136 | 0.57136 | 0.93281 | 0.42034 | 0.21381 | 0 | 0 | 0.66641 | 0.85008 | 0.011415 | 0.067558 | 0.23344 | 0.74633 | 0.66641 | 0 | 0 | 0.85 | 0.85 | 0.85 | 0.85 | 0.93281 | 0.011415 | 0.74851 | 0 | 0.38078
2025-05-01 22:00 | 60112.3871 | 59680.4691 | 0 | 431.918 | 0 | 0.21172 | 0.21023 | 0.23866 | 121 | 22 | Summer | 0.61469 | 0.5457 | 0.5457 | 0.9302 | 0.41049 | 0.21023 | 0 | 0 | 0.6656 | 0.85008 | 0.011659 | 0.03136 | 0.23866 | 0.66421 | 0.6656 | 0 | 0 | 0.85 | 0.85 | 0.85 | 0.85 | 0.9302 | 0.011659 | 0.69584 | 0 | 0.15401
2025-05-01 23:00 | 55879.2578 | 55444.934 | 0 | 434.3238 | 0 | 0.2129 | 0.2116 | 0.23646 | 121 | 23 | Summer | 0.59142 | 0.54754 | 0.54754 | 0.91095 | 0.36743 | 0.2116 | 0 | 0 | 0.66219 | 0.85008 | 0.011938 | 0.024002 | 0.23646 | 0.58272 | 0.66219 | 0 | 0 | 0.85 | 0.85 | 0.85 | 0.85 | 0.91095 | 0.011938 | 0.6334 | 0 | 0.13531
2025-05-02 00:00 | 54056.2116 | 53616.2343 | 0 | 439.9773 | 0 | 0.21568 | 0.21429 | 0.24067 | 122 | 0 | Summer | 0.55471 | 0.48104 | 0.48104 | 0.94878 | 0.35614 | 0.21429 | 0 | 0 | 0.66443 | 0.85008 | 0.012218 | 0.019437 | 0.24067 | 0.52743 | 0.66443 | 0 | 0 | 0.85 | 0.85 | 0.85 | 0.85 | 0.94878 | 0.012218 | 0.59514 | 0 | 0.042639
2025-05-02 01:00 | 53425.9139 | 52988.6566 | 0 | 437.2573 | 0 | 0.21434 | 0.21269 | 0.24429 | 122 | 1 | Summer | 0.51573 | 0.45924 | 0.45924 | 0.94906 | 0.29865 | 0.21269 | 0 | 0 | 0.66443 | 0.85008 | 0.012287 | 0.019437 | 0.24429 | 0.48331 | 0.66443 | 0 | 0 | 0.85 | 0.85 | 0.85 | 0.85 | 0.94906 | 0.012287 | 0.55167 | 0 | 0
2025-05-02 02:00 | 53322.1148 | 52894.875 | 0 | 427.2398 | 0 | 0.20943 | 0.20752 | 0.24394 | 122 | 2 | Summer | 0.47769 | 0.44425 | 0.44425 | 0.94941 | 0.25138 | 0.20752 | 0 | 0 | 0.66443 | 0.85008 | 0.012567 | 0.019191 | 0.24394 | 0.46524 | 0.66443 | 0 | 0 | 0.85 | 0.85 | 0.85 | 0.85 | 0.94941 | 0.012567 | 0.53289 | 0 | 0
2025-05-02 03:00 | 53318.4713 | 52898.493 | 0 | 419.9783 | 0 | 0.20587 | 0.20381 | 0.24321 | 122 | 3 | Summer | 0.46012 | 0.43819 | 0.43819 | 0.9491 | 0.22464 | 0.20381 | 0 | 0 | 0.66443 | 0.85008 | 0.012532 | 0.01917 | 0.24321 | 0.45789 | 0.66443 | 0 | 0 | 0.85 | 0.85 | 0.85 | 0.85 | 0.9491 | 0.012532 | 0.52986 | 0 | 0
2025-05-02 04:00 | 53822.1035 | 53405.2606 | 0 | 416.8429 | 0 | 0.20433 | 0.2022 | 0.24295 | 122 | 4 | Summer | 0.44971 | 0.43054 | 0.43054 | 0.94949 | 0.2044 | 0.2022 | 0 | 0 | 0.66443 | 0.85008 | 0.012532 | 0.01917 | 0.24295 | 0.46405 | 0.66443 | 0 | 0 | 0.85 | 0.85 | 0.85 | 0.85 | 0.94949 | 0.012532 | 0.53565 | 0 | 0
2025-05-02 05:00 | 57990.2598 | 57541.5141 | 43.1663 | 405.5793 | 0.0019495 | 0.19881 | 0.19685 | 0.23421 | 122 | 5 | Summer | 0.45811 | 0.44299 | 0.44299 | 0.94957 | 0.18921 | 0.19685 | 0.0019495 | 0 | 0.66443 | 0.85008 | 0.012567 | 0.01917 | 0.23421 | 0.49226 | 0.66443 | 0 | 0 | 0.85 | 0.85 | 0.85 | 0.85 | 0.94957 | 0.012567 | 0.54922 | 0.0013646 | 0
2025-05-02 06:00 | 63909.2871 | 62199.7178 | 1339.2859 | 370.2834 | 0.060485 | 0.18151 | 0.17962 | 0.21573 | 122 | 6 | Summer | 0.48774 | 0.45859 | 0.45859 | 0.94971 | 0.19102 | 0.17962 | 0.060485 | 0 | 0.66443 | 0.85008 | 0.012532 | 0.018904 | 0.21573 | 0.49923 | 0.66443 | 0 | 0 | 0.85 | 0.85 | 0.85 | 0.85 | 0.94971 | 0.012532 | 0.5429 | 0.042339 | 0
2025-05-02 07:00 | 67320.6101 | 63141.4872 | 3840.8341 | 338.2888 | 0.17346 | 0.16583 | 0.16431 | 0.19326 | 122 | 7 | Summer | 0.5162 | 0.46934 | 0.46934 | 0.95016 | 0.20898 | 0.16431 | 0.17346 | 0 | 0.66478 | 0.85008 | 0.012392 | 0.018904 | 0.19326 | 0.50879 | 0.66478 | 0 | 0 | 0.85 | 0.85 | 0.85 | 0.85 | 0.95016 | 0.012392 | 0.545 | 0.12142 | 0
2025-05-02 08:00 | 66510.7357 | 58964.2231 | 7205.4271 | 341.0854 | 0.32541 | 0.1672 | 0.1662 | 0.18528 | 122 | 8 | Summer | 0.5354 | 0.4736 | 0.4736 | 0.95052 | 0.22514 | 0.1662 | 0.32541 | 0.19439 | 0.66478 | 0.85008 | 0.012602 | 0.018904 | 0.18528 | 0.53361 | 0.66478 | 0 | 0 | 0.85 | 0.85 | 0.85 | 0.85 | 0.95052 | 0.012602 | 0.54288 | 0.22779 | 0
2025-05-02 09:00 | 65345.4189 | 54400.3141 | 10593.5942 | 351.5107 | 0.47843 | 0.17231 | 0.17202 | 0.17746 | 122 | 9 | Summer | 0.54581 | 0.4857 | 0.4857 | 0.94978 | 0.24893 | 0.17202 | 0.47843 | 0.50389 | 0.66478 | 0.85008 | 0.014382 | 0.018904 | 0.17746 | 0.56932 | 0.66478 | 0 | 0 | 0.85 | 0.85 | 0.85 | 0.85 | 0.94978 | 0.014382 | 0.55471 | 0.3349 | 0
2025-05-02 10:00 | 64215.5813 | 51109.4621 | 12756.3827 | 349.7365 | 0.5761 | 0.17144 | 0.17172 | 0.16631 | 122 | 10 | Summer | 0.56661 | 0.50285 | 0.50285 | 0.94712 | 0.26186 | 0.17172 | 0.5761 | 0.61316 | 0.66501 | 0.85008 | 0.014068 | 0.018915 | 0.16631 | 0.61473 | 0.66501 | 0 | 0 | 0.85 | 0.85 | 0.85 | 0.85 | 0.94712 | 0.014068 | 0.60127 | 0.40327 | 0
2025-05-02 11:00 | 62451.1578 | 48453.5111 | 13645.2661 | 352.3807 | 0.61625 | 0.17274 | 0.17371 | 0.15509 | 122 | 11 | Summer | 0.60096 | 0.52041 | 0.52041 | 0.94453 | 0.27752 | 0.17371 | 0.61625 | 0.62169 | 0.6656 | 0.85008 | 0.014417 | 0.023029 | 0.15509 | 0.67643 | 0.6656 | 0 | 0 | 0.85 | 0.85 | 0.85 | 0.85 | 0.94453 | 0.014417 | 0.64142 | 0.43137 | 0.0015394
2025-05-02 12:00 | 62320.1663 | 48489.321 | 13455.1763 | 375.669 | 0.60766 | 0.18415 | 0.18536 | 0.16224 | 122 | 12 | Summer | 0.62291 | 0.53799 | 0.53799 | 0.94362 | 0.31341 | 0.18536 | 0.60766 | 0.62222 | 0.6656 | 0.85008 | 0.013928 | 0.037669 | 0.16224 | 0.70982 | 0.6656 | 0 | 0 | 0.85 | 0.85 | 0.85 | 0.85 | 0.94362 | 0.013928 | 0.67439 | 0.42536 | 0.13423
2025-05-02 13:00 | 62614.5255 | 49655.6715 | 12556.0159 | 402.8382 | 0.56706 | 0.19747 | 0.19834 | 0.18171 | 122 | 13 | Summer | 0.63006 | 0.55564 | 0.55564 | 0.9422 | 0.37114 | 0.19834 | 0.56706 | 0.63828 | 0.6656 | 0.85008 | 0.014242 | 0.073749 | 0.18171 | 0.73201 | 0.6656 | 0 | 0 | 0.85 | 0.85 | 0.85 | 0.85 | 0.9422 | 0.014242 | 0.69376 | 0.39694 | 0.25305
2025-05-02 14:00 | 62947.4364 | 51713.4849 | 10810.7841 | 423.1675 | 0.48824 | 0.20744 | 0.20823 | 0.19315 | 122 | 14 | Summer | 0.6488 | 0.56826 | 0.56826 | 0.9398 | 0.41215 | 0.20823 | 0.48824 | 0.63061 | 0.66582 | 0.85008 | 0.014033 | 0.099397 | 0.19315 | 0.74849 | 0.66582 | 0 | 0 | 0.85 | 0.85 | 0.85 | 0.85 | 0.9398 | 0.014033 | 0.70785 | 0.34177 | 0.30697
2025-05-02 15:00 | 63409.3055 | 54238.1506 | 8741.1343 | 430.0207 | 0.39477 | 0.21079 | 0.21138 | 0.20022 | 122 | 15 | Summer | 0.65735 | 0.56817 | 0.56817 | 0.93752 | 0.45803 | 0.21138 | 0.39477 | 0.64444 | 0.66641 | 0.85008 | 0.013928 | 0.12232 | 0.20022 | 0.75815 | 0.66641 | 0 | 0 | 0.85 | 0.85 | 0.85 | 0.85 | 0.93752 | 0.013928 | 0.71964 | 0.27634 | 0.37998
2025-05-02 16:00 | 64582.4856 | 57586.0474 | 6571.5006 | 424.9376 | 0.29678 | 0.2083 | 0.20855 | 0.20389 | 122 | 16 | Summer | 0.66113 | 0.57399 | 0.57399 | 0.93651 | 0.48967 | 0.20855 | 0.29678 | 0.62638 | 0.66641 | 0.85008 | 0.013195 | 0.14338 | 0.20389 | 0.76334 | 0.66641 | 0 | 0 | 0.85 | 0.85 | 0.85 | 0.85 | 0.93651 | 0.013195 | 0.72909 | 0.20775 | 0.58653
2025-05-02 17:00 | 64919.0068 | 60444.5578 | 4070.9927 | 403.4563 | 0.18385 | 0.19777 | 0.19754 | 0.20202 | 122 | 17 | Summer | 0.65876 | 0.57144 | 0.57144 | 0.93752 | 0.50401 | 0.19754 | 0.18385 | 0.5801 | 0.66641 | 0.85008 | 0.01309 | 0.20336 | 0.20202 | 0.76686 | 0.66641 | 0 | 0 | 0.85 | 0.85 | 0.85 | 0.85 | 0.93752 | 0.01309 | 0.74086 | 0.1287 | 0.64515
2025-05-02 18:00 | 66195.2249 | 64363.6454 | 1422.4 | 409.1795 | 0.064238 | 0.20058 | 0.20071 | 0.19816 | 122 | 18 | Summer | 0.65784 | 0.57543 | 0.57543 | 0.9378 | 0.50368 | 0.20071 | 0.064238 | 0.50952 | 0.66641 | 0.85008 | 0.012846 | 0.22688 | 0.19816 | 0.77618 | 0.66641 | 0 | 0 | 0.85 | 0.85 | 0.85 | 0.85 | 0.9378 | 0.012846 | 0.75295 | 0.044967 | 0.64577
2025-05-02 19:00 | 68909.9163 | 68436.4308 | 36.267 | 437.2186 | 0.0016379 | 0.21432 | 0.21465 | 0.20834 | 122 | 19 | Summer | 0.65654 | 0.58215 | 0.58215 | 0.93722 | 0.47421 | 0.21465 | 0.0016379 | 0.33059 | 0.66641 | 0.85008 | 0.011205 | 0.20175 | 0.20834 | 0.77565 | 0.66641 | 0 | 0 | 0.85 | 0.85 | 0.85 | 0.85 | 0.93722 | 0.011205 | 0.76424 | 0.0011465 | 0.70485
2025-05-02 20:00 | 67444.3287 | 66976.1757 | 0 | 468.153 | 0 | 0.22949 | 0.22992 | 0.22162 | 122 | 20 | Summer | 0.6677 | 0.58557 | 0.58557 | 0.93506 | 0.44805 | 0.22992 | 0 | 0.065097 | 0.66641 | 0.85008 | 0.01131 | 0.13977 | 0.22162 | 0.77193 | 0.66641 | 0 | 0 | 0.85 | 0.85 | 0.85 | 0.85 | 0.93506 | 0.01131 | 0.76712 | 0 | 0.71244
2025-05-02 21:00 | 64609.6966 | 64136.0643 | 0 | 473.6323 | 0 | 0.23217 | 0.23251 | 0.22602 | 122 | 21 | Summer | 0.65116 | 0.57136 | 0.57136 | 0.93281 | 0.42034 | 0.23251 | 0 | 0 | 0.66641 | 0.85008 | 0.011415 | 0.067558 | 0.22602 | 0.74633 | 0.66641 | 0 | 0 | 0.85 | 0.85 | 0.85 | 0.85 | 0.93281 | 0.011415 | 0.74851 | 0 | 0.38078
2025-05-02 22:00 | 60112.3871 | 59635.7045 | 0 | 476.6827 | 0 | 0.23367 | 0.23442 | 0.22004 | 122 | 22 | Summer | 0.61469 | 0.5457 | 0.5457 | 0.9302 | 0.41049 | 0.23442 | 0 | 0 | 0.6656 | 0.85008 | 0.011659 | 0.03136 | 0.22004 | 0.66421 | 0.6656 | 0 | 0 | 0.85 | 0.85 | 0.85 | 0.85 | 0.9302 | 0.011659 | 0.69584 | 0 | 0.15401
2025-05-02 23:00 | 55879.2578 | 55400.6338 | 0 | 478.6241 | 0 | 0.23462 | 0.23611 | 0.2077 | 122 | 23 | Summer | 0.59142 | 0.54754 | 0.54754 | 0.91095 | 0.36743 | 0.23611 | 0 | 0 | 0.66219 | 0.85008 | 0.011938 | 0.024002 | 0.2077 | 0.58272 | 0.66219 | 0 | 0 | 0.85 | 0.85 | 0.85 | 0.85 | 0.91095 | 0.011938 | 0.6334 | 0 | 0.13531
2025-05-03 00:00 | 31953.2867 | 31474.3121 | 0 | 478.9746 | 0 | 0.23479 | 0.23659 | 0.20226 | 123 | 0 | Spring | 0.27877 | 0.32807 | 0.32807 | 0.86806 | 0.41526 | 0.23659 | 0 | 0 | 0.64562 | 0.85008 | 0.0133 | 0.00079999 | 0.20226 | 0.22892 | 0.64562 | 0 | 0 | 0.85 | 0.85 | 0.85 | 0.85 | 0.86806 | 0.0133 | 0.36461 | 0 | 0.048952
2025-05-03 01:00 | 31290.0086 | 30813.7362 | 0 | 476.2724 | 0 | 0.23347 | 0.23506 | 0.20459 | 123 | 1 | Spring | 0.27126 | 0.31736 | 0.31736 | 0.87726 | 0.38 | 0.23506 | 0 | 0 | 0.64562 | 0.85008 | 0.012357 | 0.00079999 | 0.20459 | 0.2248 | 0.64562 | 0 | 0 | 0.85 | 0.85 | 0.85 | 0.85 | 0.87726 | 0.012357 | 0.36019 | 0 | 0
2025-05-03 02:00 | 31184.6704 | 30722.4226 | 0 | 462.2478 | 0 | 0.22659 | 0.22817 | 0.198 | 123 | 2 | Spring | 0.2611 | 0.30561 | 0.30561 | 0.87644 | 0.34552 | 0.22817 | 0 | 0 | 0.64562 | 0.85008 | 0.012462 | 0.00079999 | 0.198 | 0.21959 | 0.64562 | 0 | 0 | 0.85 | 0.85 | 0.85 | 0.85 | 0.87644 | 0.012462 | 0.35507 | 0 | 0.0076969
2025-05-03 03:00 | 31224.9352 | 30789.6838 | 0 | 435.2515 | 0 | 0.21336 | 0.21496 | 0.1845 | 123 | 3 | Spring | 0.25348 | 0.29808 | 0.29808 | 0.87591 | 0.33422 | 0.21496 | 0 | 0 | 0.64562 | 0.85008 | 0.013439 | 0.00079999 | 0.1845 | 0.21762 | 0.64562 | 0 | 0 | 0.85 | 0.85 | 0.85 | 0.85 | 0.87591 | 0.013439 | 0.3547 | 0 | 0
2025-05-03 04:00 | 31580.6018 | 31167.9874 | 0 | 412.6144 | 0 | 0.20226 | 0.2036 | 0.17799 | 123 | 4 | Spring | 0.24517 | 0.29516 | 0.29516 | 0.87706 | 0.32769 | 0.2036 | 0 | 0 | 0.64562 | 0.85008 | 0.013579 | 0.00079999 | 0.17799 | 0.22054 | 0.64562 | 0 | 0 | 0.85 | 0.85 | 0.85 | 0.85 | 0.87706 | 0.013579 | 0.36068 | 0 | 0
2025-05-03 05:00 | 33765.6027 | 33280.5207 | 69.641 | 415.441 | 0.0031451 | 0.20365 | 0.20511 | 0.17719 | 123 | 5 | Spring | 0.24319 | 0.29542 | 0.29542 | 0.87925 | 0.32324 | 0.20511 | 0.0031451 | 0 | 0.64562 | 0.85008 | 0.013719 | 0.00079999 | 0.17719 | 0.24903 | 0.64562 | 0 | 0 | 0.85 | 0.85 | 0.85 | 0.85 | 0.87925 | 0.013719 | 0.38813 | 0.0022016 | 0
2025-05-03 06:00 | 34778.124 | 32418.6556 | 1968.0526 | 391.4157 | 0.088881 | 0.19187 | 0.19338 | 0.1646 | 123 | 6 | Spring | 0.25416 | 0.29826 | 0.29826 | 0.88123 | 0.35611 | 0.19338 | 0.088881 | 0 | 0.6501 | 0.85008 | 0.013404 | 0.00083936 | 0.1646 | 0.30317 | 0.6501 | 0 | 0 | 0.85 | 0.85 | 0.85 | 0.85 | 0.88123 | 0.013404 | 0.4151 | 0.062217 | 0
2025-05-03 07:00 | 36171.0093 | 30399.2298 | 5424.2158 | 347.5638 | 0.24497 | 0.17037 | 0.17229 | 0.13583 | 123 | 7 | Spring | 0.26383 | 0.30635 | 0.30635 | 0.88211 | 0.39696 | 0.17229 | 0.24497 | 0 | 0.65669 | 0.85008 | 0.012671 | 0.0010882 | 0.13583 | 0.29 | 0.65669 | 0 | 0 | 0.85 | 0.85 | 0.85 | 0.85 | 0.88211 | 0.012671 | 0.40054 | 0.17148 | 0.0096656
2025-05-03 08:00 | 38459.0273 | 29095.0733 | 8982.767 | 381.187 | 0.40568 | 0.18686 | 0.1901 | 0.12814 | 123 | 8 | Spring | 0.26441 | 0.30255 | 0.30255 | 0.88442 | 0.42633 | 0.1901 | 0.40568 | 0 | 0.65669 | 0.85008 | 0.012183 | 0.0010228 | 0.12814 | 0.28372 | 0.65669 | 0 | 0 | 0.85 | 0.85 | 0.85 | 0.85 | 0.88442 | 0.012183 | 0.39226 | 0.28398 | 0.029613
2025-05-03 09:00 | 39852.5345 | 27437.7806 | 12019.2775 | 395.4765 | 0.54281 | 0.19386 | 0.19734 | 0.13104 | 123 | 9 | Spring | 0.25911 | 0.30095 | 0.30095 | 0.88542 | 0.45108 | 0.19734 | 0.54281 | 0.38061 | 0.65642 | 0.85008 | 0.011659 | 0.00079999 | 0.13104 | 0.26073 | 0.65642 | 0 | 0 | 0.85 | 0.85 | 0.85 | 0.85 | 0.88542 | 0.011659 | 0.37528 | 0.37997 | 0
2025-05-03 10:00 | 42868.6175 | 28339.143 | 14142.74 | 386.7344 | 0.63871 | 0.18958 | 0.19244 | 0.13789 | 123 | 10 | Spring | 0.26146 | 0.29721 | 0.29721 | 0.88641 | 0.4463 | 0.19244 | 0.63871 | 0.64871 | 0.65688 | 0.85008 | 0.011484 | 0.00079999 | 0.13789 | 0.27476 | 0.65688 | 0 | 0 | 0.85 | 0.85 | 0.85 | 0.85 | 0.88641 | 0.011484 | 0.37825 | 0.4471 | 0
2025-05-03 11:00 | 44441.7518 | 28669.4055 | 15400.7388 | 371.6075 | 0.69553 | 0.18216 | 0.18382 | 0.15222 | 123 | 11 | Spring | 0.25473 | 0.28311 | 0.28311 | 0.88809 | 0.41276 | 0.18382 | 0.69553 | 0.69148 | 0.65688 | 0.85008 | 0.01138 | 0.00079999 | 0.15222 | 0.29695 | 0.65688 | 0 | 0 | 0.85 | 0.85 | 0.85 | 0.85 | 0.88809 | 0.01138 | 0.38376 | 0.48687 | 0.0092363
2025-05-03 12:00 | 44909.7825 | 28717.9396 | 15827.0956 | 364.7472 | 0.71478 | 0.1788 | 0.17924 | 0.17087 | 123 | 12 | Spring | 0.24979 | 0.27224 | 0.27224 | 0.88874 | 0.38152 | 0.17924 | 0.71478 | 0.67553 | 0.65688 | 0.85008 | 0.011484 | 0.00080167 | 0.17087 | 0.31905 | 0.65688 | 0 | 0 | 0.85 | 0.85 | 0.85 | 0.85 | 0.88874 | 0.011484 | 0.39243 | 0.50035 | 0.0092363
2025-05-03 13:00 | 43704.8837 | 28107.2034 | 15228.3542 | 369.3261 | 0.68774 | 0.18104 | 0.18098 | 0.18209 | 123 | 13 | Spring | 0.2448 | 0.25993 | 0.25993 | 0.88865 | 0.35645 | 0.18098 | 0.68774 | 0.66427 | 0.65688 | 0.85008 | 0.010123 | 0.00079999 | 0.18209 | 0.32335 | 0.65688 | 0 | 0 | 0.85 | 0.85 | 0.85 | 0.85 | 0.88865 | 0.010123 | 0.40028 | 0.48142 | 0.0092363
2025-05-03 14:00 | 43757.8957 | 29798.4886 | 13583.1783 | 376.2289 | 0.61344 | 0.18443 | 0.18426 | 0.18745 | 123 | 14 | Spring | 0.24385 | 0.25881 | 0.25881 | 0.88747 | 0.34975 | 0.18426 | 0.61344 | 0.65679 | 0.65688 | 0.85008 | 0.0099835 | 0.0013328 | 0.18745 | 0.32489 | 0.65688 | 0 | 0 | 0.85 | 0.85 | 0.85 | 0.85 | 0.88747 | 0.0099835 | 0.40115 | 0.42941 | 0.0094141
2025-05-03 15:00 | 43897.6536 | 32568.5869 | 10947.7841 | 381.2826 | 0.49442 | 0.1869 | 0.18629 | 0.19803 | 123 | 15 | Spring | 0.24372 | 0.26351 | 0.26351 | 0.88663 | 0.34492 | 0.18629 | 0.49442 | 0.66692 | 0.65688 | 0.85008 | 0.010088 | 0.0013328 | 0.19803 | 0.33518 | 0.65688 | 0 | 0 | 0.85 | 0.85 | 0.85 | 0.85 | 0.88663 | 0.010088 | 0.4158 | 0.3461 | 0.0094141
2025-05-03 16:00 | 43912.3208 | 35792.7816 | 7731.1832 | 388.356 | 0.34916 | 0.19037 | 0.18904 | 0.21442 | 123 | 16 | Spring | 0.24178 | 0.27908 | 0.27908 | 0.87629 | 0.34371 | 0.18904 | 0.34916 | 0.67652 | 0.66614 | 0.85008 | 0.010018 | 0.0013328 | 0.21442 | 0.36047 | 0.66614 | 0 | 0 | 0.85 | 0.85 | 0.85 | 0.85 | 0.87629 | 0.010018 | 0.43848 | 0.24441 | 0.0092363
2025-05-03 17:00 | 43638.318 | 38770.5364 | 4468.2126 | 399.569 | 0.20179 | 0.19587 | 0.19414 | 0.22704 | 123 | 17 | Spring | 0.24363 | 0.29823 | 0.29823 | 0.87688 | 0.36264 | 0.19414 | 0.20179 | 0.6679 | 0.66614 | 0.85008 | 0.010018 | 0.0035317 | 0.22704 | 0.37417 | 0.66614 | 0 | 0 | 0.85 | 0.85 | 0.85 | 0.85 | 0.87688 | 0.010018 | 0.48342 | 0.14126 | 0.28272
2025-05-03 18:00 | 43072.0562 | 41048.6538 | 1602.7101 | 420.6923 | 0.072382 | 0.20622 | 0.20479 | 0.2321 | 123 | 18 | Spring | 0.25066 | 0.31384 | 0.31384 | 0.87696 | 0.40118 | 0.20479 | 0.072382 | 0.58773 | 0.66614 | 0.85008 | 0.010158 | 0.027398 | 0.2321 | 0.3962 | 0.66614 | 0 | 0 | 0.85 | 0.85 | 0.85 | 0.85 | 0.87696 | 0.010158 | 0.50599 | 0.050667 | 0.42211
2025-05-03 19:00 | 43803.959 | 43318.4384 | 48.2012 | 437.3194 | 0.0021769 | 0.21437 | 0.21329 | 0.23397 | 123 | 19 | Spring | 0.26664 | 0.33067 | 0.33067 | 0.8775 | 0.42487 | 0.21329 | 0.0021769 | 0.23069 | 0.66641 | 0.85008 | 0.010612 | 0.027398 | 0.23397 | 0.41363 | 0.66641 | 0 | 0 | 0.85 | 0.85 | 0.85 | 0.85 | 0.8775 | 0.010612 | 0.52452 | 0.0015238 | 0.39185
2025-05-03 20:00 | 43163.0337 | 42724.1505 | 0 | 438.8833 | 0 | 0.21514 | 0.21433 | 0.22971 | 123 | 20 | Spring | 0.28392 | 0.33907 | 0.33907 | 0.87706 | 0.44583 | 0.21433 | 0 | 0 | 0.66641 | 0.85008 | 0.010717 | 0.013216 | 0.22971 | 0.41376 | 0.66641 | 0 | 0 | 0.85 | 0.85 | 0.85 | 0.85 | 0.87706 | 0.010717 | 0.52178 | 0 | 0.34357
2025-05-03 21:00 | 41015.7835 | 40575.6184 | 0 | 440.1651 | 0 | 0.21577 | 0.21485 | 0.23226 | 123 | 21 | Spring | 0.28852 | 0.33774 | 0.33774 | 0.87764 | 0.44688 | 0.21485 | 0 | 0 | 0.66641 | 0.85008 | 0.010682 | 0.0013328 | 0.23226 | 0.40821 | 0.66641 | 0 | 0 | 0.85 | 0.85 | 0.85 | 0.85 | 0.87764 | 0.010682 | 0.49219 | 0 | 0.10075
2025-05-03 22:00 | 37856.3058 | 37408.974 | 0 | 447.3318 | 0 | 0.21928 | 0.21835 | 0.23609 | 123 | 22 | Spring | 0.27883 | 0.33192 | 0.33192 | 0.87863 | 0.45017 | 0.21835 | 0 | 0 | 0.66641 | 0.85008 | 0.010717 | 0.0013328 | 0.23609 | 0.36384 | 0.66641 | 0 | 0 | 0.85 | 0.85 | 0.85 | 0.85 | 0.87863 | 0.010717 | 0.43629 | 0 | 0.081544
2025-05-03 23:00 | 34353.92 | 33908.0866 | 0 | 445.8335 | 0 | 0.21855 | 0.21745 | 0.23842 | 123 | 23 | Spring | 0.26601 | 0.32932 | 0.32932 | 0.87267 | 0.42104 | 0.21745 | 0 | 0 | 0.65528 | 0.85008 | 0.011973 | 0.0013328 | 0.23842 | 0.30433 | 0.65528 | 0 | 0 | 0.85 | 0.85 | 0.85 | 0.85 | 0.87267 | 0.011973 | 0.38142 | 0 | 0.039465
2025-05-04 00:00 | 31953.2867 | 31507.2654 | 0 | 446.0213 | 0 | 0.21864 | 0.21747 | 0.23981 | 124 | 0 | Spring | 0.27877 | 0.32807 | 0.32807 | 0.86806 | 0.41526 | 0.21747 | 0 | 0 | 0.64562 | 0.85008 | 0.0133 | 0.00079999 | 0.23981 | 0.22892 | 0.64562 | 0 | 0 | 0.85 | 0.85 | 0.85 | 0.85 | 0.86806 | 0.0133 | 0.36461 | 0 | 0.048952
2025-05-04 01:00 | 31290.0086 | 30826.0844 | 0 | 463.9242 | 0 | 0.22741 | 0.22627 | 0.24817 | 124 | 1 | Spring | 0.27126 | 0.31736 | 0.31736 | 0.87726 | 0.38 | 0.22627 | 0 | 0 | 0.64562 | 0.85008 | 0.012357 | 0.00079999 | 0.24817 | 0.2248 | 0.64562 | 0 | 0 | 0.85 | 0.85 | 0.85 | 0.85 | 0.87726 | 0.012357 | 0.36019 | 0 | 0
2025-05-04 02:00 | 31184.6704 | 30708.8673 | 0 | 475.8031 | 0 | 0.23324 | 0.23225 | 0.25104 | 124 | 2 | Spring | 0.2611 | 0.30561 | 0.30561 | 0.87644 | 0.34552 | 0.23225 | 0 | 0 | 0.64562 | 0.85008 | 0.012462 | 0.00079999 | 0.25104 | 0.21959 | 0.64562 | 0 | 0 | 0.85 | 0.85 | 0.85 | 0.85 | 0.87644 | 0.012462 | 0.35507 | 0 | 0.0076969
2025-05-04 03:00 | 31224.9352 | 30738.8161 | 0 | 486.1192 | 0 | 0.23829 | 0.23768 | 0.24946 | 124 | 3 | Spring | 0.25348 | 0.29808 | 0.29808 | 0.87591 | 0.33422 | 0.23768 | 0 | 0 | 0.64562 | 0.85008 | 0.013439 | 0.00079999 | 0.24946 | 0.21762 | 0.64562 | 0 | 0 | 0.85 | 0.85 | 0.85 | 0.85 | 0.87591 | 0.013439 | 0.3547 | 0 | 0
2025-05-04 04:00 | 31580.6018 | 31089.5061 | 0 | 491.0956 | 0 | 0.24073 | 0.24043 | 0.24624 | 124 | 4 | Spring | 0.24517 | 0.29516 | 0.29516 | 0.87706 | 0.32769 | 0.24043 | 0 | 0 | 0.64562 | 0.85008 | 0.013579 | 0.00079999 | 0.24624 | 0.22054 | 0.64562 | 0 | 0 | 0.85 | 0.85 | 0.85 | 0.85 | 0.87706 | 0.013579 | 0.36068 | 0 | 0
2025-05-04 05:00 | 33765.6027 | 33201.4089 | 74.6583 | 489.5356 | 0.0033717 | 0.23997 | 0.23932 | 0.25162 | 124 | 5 | Spring | 0.24319 | 0.29542 | 0.29542 | 0.87925 | 0.32324 | 0.23932 | 0.0033717 | 0 | 0.64562 | 0.85008 | 0.013719 | 0.00079999 | 0.25162 | 0.24903 | 0.64562 | 0 | 0 | 0.85 | 0.85 | 0.85 | 0.85 | 0.87925 | 0.013719 | 0.38813 | 0.0023602 | 0
2025-05-04 06:00 | 34753.1353 | 32426.0535 | 1871.6797 | 455.4021 | 0.084529 | 0.22324 | 0.22164 | 0.252 | 124 | 6 | Spring | 0.25416 | 0.29826 | 0.29826 | 0.88123 | 0.35611 | 0.22164 | 0.084529 | 0 | 0.6501 | 0.85008 | 0.013404 | 0.00083936 | 0.252 | 0.30317 | 0.6501 | 0 | 0 | 0.85 | 0.85 | 0.85 | 0.85 | 0.88123 | 0.013404 | 0.4151 | 0.05917 | 0
2025-05-04 07:00 | 36171.0093 | 30680.9992 | 5097.4404 | 392.5697 | 0.23021 | 0.19244 | 0.1899 | 0.23821 | 124 | 7 | Spring | 0.26383 | 0.30635 | 0.30635 | 0.88211 | 0.39696 | 0.1899 | 0.23021 | 0 | 0.65669 | 0.85008 | 0.012671 | 0.0010882 | 0.23821 | 0.29 | 0.65669 | 0 | 0 | 0.85 | 0.85 | 0.85 | 0.85 | 0.88211 | 0.012671 | 0.40054 | 0.16115 | 0.0096656
2025-05-04 08:00 | 38459.0273 | 29632.8238 | 8414.8931 | 411.3104 | 0.38003 | 0.20162 | 0.19904 | 0.24822 | 124 | 8 | Spring | 0.26441 | 0.30255 | 0.30255 | 0.88442 | 0.42633 | 0.19904 | 0.38003 | 0 | 0.65669 | 0.85008 | 0.012183 | 0.0010228 | 0.24822 | 0.28372 | 0.65669 | 0 | 0 | 0.85 | 0.85 | 0.85 | 0.85 | 0.88442 | 0.012183 | 0.39226 | 0.26602 | 0.029613
2025-05-04 09:00 | 41308.7433 | 29665.5936 | 11199.6934 | 443.4563 | 0.5058 | 0.21738 | 0.21536 | 0.25396 | 124 | 9 | Spring | 0.25911 | 0.30095 | 0.30095 | 0.88542 | 0.45108 | 0.21536 | 0.5058 | 0.38061 | 0.65642 | 0.85008 | 0.011659 | 0.00079999 | 0.25396 | 0.26073 | 0.65642 | 0 | 0 | 0.85 | 0.85 | 0.85 | 0.85 | 0.88542 | 0.011659 | 0.37528 | 0.35406 | 0
2025-05-04 10:00 | 43947.0066 | 30381.1749 | 13094.5578 | 471.2739 | 0.59138 | 0.23102 | 0.22954 | 0.25771 | 124 | 10 | Spring | 0.26146 | 0.29721 | 0.29721 | 0.88641 | 0.4463 | 0.22954 | 0.59138 | 0.64871 | 0.65688 | 0.85008 | 0.011484 | 0.00079999 | 0.25771 | 0.27476 | 0.65688 | 0 | 0 | 0.85 | 0.85 | 0.85 | 0.85 | 0.88641 | 0.011484 | 0.37825 | 0.41396 | 0
2025-05-04 11:00 | 45081.4261 | 30368.1554 | 14221.4137 | 491.857 | 0.64227 | 0.24111 | 0.24035 | 0.25481 | 124 | 11 | Spring | 0.25473 | 0.28311 | 0.28311 | 0.88809 | 0.41276 | 0.24035 | 0.64227 | 0.69148 | 0.65688 | 0.85008 | 0.01138 | 0.00079999 | 0.25481 | 0.29695 | 0.65688 | 0 | 0 | 0.85 | 0.85 | 0.85 | 0.85 | 0.88809 | 0.01138 | 0.38376 | 0.44959 | 0.0092363
2025-05-04 12:00 | 45275.2295 | 30333.1819 | 14439.3573 | 502.6903 | 0.65211 | 0.24642 | 0.24597 | 0.25444 | 124 | 12 | Spring | 0.24979 | 0.27224 | 0.27224 | 0.88874 | 0.38152 | 0.24597 | 0.65211 | 0.67553 | 0.65688 | 0.85008 | 0.011484 | 0.00080167 | 0.25444 | 0.31905 | 0.65688 | 0 | 0 | 0.85 | 0.85 | 0.85 | 0.85 | 0.88874 | 0.011484 | 0.39243 | 0.45648 | 0.0092363
2025-05-04 13:00 | 43930.2957 | 29600.5754 | 13828.5623 | 501.158 | 0.62453 | 0.24567 | 0.24511 | 0.25572 | 124 | 13 | Spring | 0.2448 | 0.25993 | 0.25993 | 0.88865 | 0.35645 | 0.24511 | 0.62453 | 0.66427 | 0.65688 | 0.85008 | 0.010123 | 0.00079999 | 0.25572 | 0.32335 | 0.65688 | 0 | 0 | 0.85 | 0.85 | 0.85 | 0.85 | 0.88865 | 0.010123 | 0.40028 | 0.43717 | 0.0092363
2025-05-04 14:00 | 43858.2316 | 30968.096 | 12394.3937 | 495.7419 | 0.55976 | 0.24301 | 0.2422 | 0.25773 | 124 | 14 | Spring | 0.24385 | 0.25881 | 0.25881 | 0.88747 | 0.34975 | 0.2422 | 0.55976 | 0.65679 | 0.65688 | 0.85008 | 0.0099835 | 0.0013328 | 0.25773 | 0.32489 | 0.65688 | 0 | 0 | 0.85 | 0.85 | 0.85 | 0.85 | 0.88747 | 0.0099835 | 0.40115 | 0.39183 | 0.0094141
2025-05-04 15:00 | 43885.1001 | 33071.8677 | 10320.3916 | 492.8409 | 0.46609 | 0.24159 | 0.24051 | 0.26111 | 124 | 15 | Spring | 0.24372 | 0.26351 | 0.26351 | 0.88663 | 0.34492 | 0.24051 | 0.46609 | 0.66692 | 0.65688 | 0.85008 | 0.010088 | 0.0013328 | 0.26111 | 0.33518 | 0.65688 | 0 | 0 | 0.85 | 0.85 | 0.85 | 0.85 | 0.88663 | 0.010088 | 0.4158 | 0.32626 | 0.0094141
2025-05-04 16:00 | 43736.835 | 35663.6173 | 7577.5458 | 495.6719 | 0.34222 | 0.24298 | 0.24204 | 0.25998 | 124 | 16 | Spring | 0.24178 | 0.27908 | 0.27908 | 0.87629 | 0.34371 | 0.24204 | 0.34222 | 0.67652 | 0.66614 | 0.85008 | 0.010018 | 0.0013328 | 0.25998 | 0.36047 | 0.66614 | 0 | 0 | 0.85 | 0.85 | 0.85 | 0.85 | 0.87629 | 0.010018 | 0.43848 | 0.23955 | 0.0092363
2025-05-04 17:00 | 43101.9381 | 38030.6032 | 4583.1497 | 488.1853 | 0.20698 | 0.23931 | 0.23848 | 0.25425 | 124 | 17 | Spring | 0.24363 | 0.29823 | 0.29823 | 0.87688 | 0.36264 | 0.23848 | 0.20698 | 0.6679 | 0.66614 | 0.85008 | 0.010018 | 0.0035317 | 0.25425 | 0.37417 | 0.66614 | 0 | 0 | 0.85 | 0.85 | 0.85 | 0.85 | 0.87688 | 0.010018 | 0.48342 | 0.14489 | 0.28272
2025-05-04 18:00 | 43205.6889 | 41069.1671 | 1653.9521 | 482.5697 | 0.074696 | 0.23655 | 0.23569 | 0.25221 | 124 | 18 | Spring | 0.25066 | 0.31384 | 0.31384 | 0.87696 | 0.40118 | 0.23569 | 0.074696 | 0.58773 | 0.66614 | 0.85008 | 0.010158 | 0.027398 | 0.25221 | 0.3962 | 0.66614 | 0 | 0 | 0.85 | 0.85 | 0.85 | 0.85 | 0.87696 | 0.010158 | 0.50599 | 0.052287 | 0.42211
2025-05-04 19:00 | 43810.3147 | 43260.4199 | 51.4778 | 498.417 | 0.0023248 | 0.24432 | 0.24356 | 0.25805 | 124 | 19 | Spring | 0.26664 | 0.33067 | 0.33067 | 0.8775 | 0.42487 | 0.24356 | 0.0023248 | 0.23069 | 0.66641 | 0.85008 | 0.010612 | 0.027398 | 0.25805 | 0.41363 | 0.66641 | 0 | 0 | 0.85 | 0.85 | 0.85 | 0.85 | 0.8775 | 0.010612 | 0.52452 | 0.0016274 | 0.39185
2025-05-04 20:00 | 43163.0337 | 42664.4697 | 0 | 498.5641 | 0 | 0.24439 | 0.24386 | 0.25398 | 124 | 20 | Spring | 0.28392 | 0.33907 | 0.33907 | 0.87706 | 0.44583 | 0.24386 | 0 | 0 | 0.66641 | 0.85008 | 0.010717 | 0.013216 | 0.25398 | 0.41376 | 0.66641 | 0 | 0 | 0.85 | 0.85 | 0.85 | 0.85 | 0.87706 | 0.010717 | 0.52178 | 0 | 0.34357
2025-05-04 21:00 | 41015.7835 | 40528.4321 | 0 | 487.3514 | 0 | 0.2389 | 0.2388 | 0.24064 | 124 | 21 | Spring | 0.28852 | 0.33774 | 0.33774 | 0.87764 | 0.44688 | 0.2388 | 0 | 0 | 0.66641 | 0.85008 | 0.010682 | 0.0013328 | 0.24064 | 0.40821 | 0.66641 | 0 | 0 | 0.85 | 0.85 | 0.85 | 0.85 | 0.87764 | 0.010682 | 0.49219 | 0 | 0.10075
2025-05-04 22:00 | 37856.3058 | 37377.9269 | 0 | 478.3789 | 0 | 0.2345 | 0.235 | 0.22537 | 124 | 22 | Spring | 0.27883 | 0.33192 | 0.33192 | 0.87863 | 0.45017 | 0.235 | 0 | 0 | 0.66641 | 0.85008 | 0.010717 | 0.0013328 | 0.22537 | 0.36384 | 0.66641 | 0 | 0 | 0.85 | 0.85 | 0.85 | 0.85 | 0.87863 | 0.010717 | 0.43629 | 0 | 0.081544
2025-05-04 23:00 | 34353.92 | 33874.9879 | 0 | 478.9322 | 0 | 0.23477 | 0.23541 | 0.22329 | 124 | 23 | Spring | 0.26601 | 0.32932 | 0.32932 | 0.87267 | 0.42104 | 0.23541 | 0 | 0 | 0.65528 | 0.85008 | 0.011973 | 0.0013328 | 0.22329 | 0.30433 | 0.65528 | 0 | 0 | 0.85 | 0.85 | 0.85 | 0.85 | 0.87267 | 0.011973 | 0.38142 | 0 | 0.039465
2025-05-05 00:00 | 54056.2116 | 53572.8849 | 0 | 483.3267 | 0 | 0.23692 | 0.23739 | 0.22843 | 125 | 0 | Summer | 0.55471 | 0.48104 | 0.48104 | 0.94878 | 0.35614 | 0.23739 | 0 | 0 | 0.66443 | 0.85008 | 0.012218 | 0.019437 | 0.22843 | 0.52743 | 0.66443 | 0 | 0 | 0.85 | 0.85 | 0.85 | 0.85 | 0.94878 | 0.012218 | 0.59514 | 0 | 0.042639
2025-05-05 01:00 | 53425.9139 | 52935.961 | 0 | 489.9529 | 0 | 0.24017 | 0.24047 | 0.23483 | 125 | 1 | Summer | 0.51573 | 0.45924 | 0.45924 | 0.94906 | 0.29865 | 0.24047 | 0 | 0 | 0.66443 | 0.85008 | 0.012287 | 0.019437 | 0.23483 | 0.48331 | 0.66443 | 0 | 0 | 0.85 | 0.85 | 0.85 | 0.85 | 0.94906 | 0.012287 | 0.55167 | 0 | 0
2025-05-05 02:00 | 53322.1148 | 52820.7642 | 0 | 501.3506 | 0 | 0.24576 | 0.24609 | 0.23973 | 125 | 2 | Summer | 0.47769 | 0.44425 | 0.44425 | 0.94941 | 0.25138 | 0.24609 | 0 | 0 | 0.66443 | 0.85008 | 0.012567 | 0.019191 | 0.23973 | 0.46524 | 0.66443 | 0 | 0 | 0.85 | 0.85 | 0.85 | 0.85 | 0.94941 | 0.012567 | 0.53289 | 0 | 0
2025-05-05 03:00 | 53318.4713 | 52790.3189 | 0 | 528.1524 | 0 | 0.2589 | 0.25989 | 0.24088 | 125 | 3 | Summer | 0.46012 | 0.43819 | 0.43819 | 0.9491 | 0.22464 | 0.25989 | 0 | 0 | 0.66443 | 0.85008 | 0.012532 | 0.01917 | 0.24088 | 0.45789 | 0.66443 | 0 | 0 | 0.85 | 0.85 | 0.85 | 0.85 | 0.9491 | 0.012532 | 0.52986 | 0 | 0
2025-05-05 04:00 | 53822.1035 | 53273.8098 | 0 | 548.2937 | 0 | 0.26877 | 0.27062 | 0.23531 | 125 | 4 | Summer | 0.44971 | 0.43054 | 0.43054 | 0.94949 | 0.2044 | 0.27062 | 0 | 0 | 0.66443 | 0.85008 | 0.012532 | 0.01917 | 0.23531 | 0.46405 | 0.66443 | 0 | 0 | 0.85 | 0.85 | 0.85 | 0.85 | 0.94949 | 0.012532 | 0.53565 | 0 | 0
2025-05-05 05:00 | 57990.2598 | 57362.3186 | 70.5463 | 557.3948 | 0.003186 | 0.27323 | 0.27601 | 0.2231 | 125 | 5 | Summer | 0.45811 | 0.44299 | 0.44299 | 0.94957 | 0.18921 | 0.27601 | 0.003186 | 0 | 0.66443 | 0.85008 | 0.012567 | 0.01917 | 0.2231 | 0.49226 | 0.66443 | 0 | 0 | 0.85 | 0.85 | 0.85 | 0.85 | 0.94957 | 0.012567 | 0.54922 | 0.0022302 | 0
2025-05-05 06:00 | 63795.5906 | 61557.336 | 1713.7662 | 524.4885 | 0.077397 | 0.2571 | 0.25989 | 0.20662 | 125 | 6 | Summer | 0.48774 | 0.45859 | 0.45859 | 0.94971 | 0.19102 | 0.25989 | 0.077397 | 0 | 0.66443 | 0.85008 | 0.012532 | 0.018904 | 0.20662 | 0.49923 | 0.66443 | 0 | 0 | 0.85 | 0.85 | 0.85 | 0.85 | 0.94971 | 0.012532 | 0.5429 | 0.054178 | 0
2025-05-05 07:00 | 67320.6101 | 62244.3754 | 4630.9292 | 445.3056 | 0.20914 | 0.21829 | 0.22022 | 0.18337 | 125 | 7 | Summer | 0.5162 | 0.46934 | 0.46934 | 0.95016 | 0.20898 | 0.22022 | 0.20914 | 0 | 0.66478 | 0.85008 | 0.012392 | 0.018904 | 0.18337 | 0.50879 | 0.66478 | 0 | 0 | 0.85 | 0.85 | 0.85 | 0.85 | 0.95016 | 0.012392 | 0.545 | 0.1464 | 0
2025-05-05 08:00 | 66510.7357 | 58329.0855 | 7732.4008 | 449.2494 | 0.34921 | 0.22022 | 0.22209 | 0.18648 | 125 | 8 | Summer | 0.5354 | 0.4736 | 0.4736 | 0.95052 | 0.22514 | 0.22209 | 0.34921 | 0.19439 | 0.66478 | 0.85008 | 0.012602 | 0.018904 | 0.18648 | 0.53361 | 0.66478 | 0 | 0 | 0.85 | 0.85 | 0.85 | 0.85 | 0.95052 | 0.012602 | 0.54288 | 0.24445 | 0
2025-05-05 09:00 | 65345.4189 | 54468.7425 | 10393.0485 | 483.6279 | 0.46937 | 0.23707 | 0.23906 | 0.20111 | 125 | 9 | Summer | 0.54581 | 0.4857 | 0.4857 | 0.94978 | 0.24893 | 0.23906 | 0.46937 | 0.50389 | 0.66478 | 0.85008 | 0.014382 | 0.018904 | 0.20111 | 0.56932 | 0.66478 | 0 | 0 | 0.85 | 0.85 | 0.85 | 0.85 | 0.94978 | 0.014382 | 0.55471 | 0.32856 | 0
2025-05-05 10:00 | 64392.248 | 51756.4422 | 12133.7233 | 502.0824 | 0.54798 | 0.24612 | 0.24824 | 0.20772 | 125 | 10 | Summer | 0.56661 | 0.50285 | 0.50285 | 0.94712 | 0.26186 | 0.24824 | 0.54798 | 0.61316 | 0.66501 | 0.85008 | 0.014068 | 0.018915 | 0.20772 | 0.61473 | 0.66501 | 0 | 0 | 0.85 | 0.85 | 0.85 | 0.85 | 0.94712 | 0.014068 | 0.60127 | 0.38359 | 0
2025-05-05 11:00 | 62003.8786 | 48351.4949 | 13146.1181 | 506.2656 | 0.59371 | 0.24817 | 0.25031 | 0.20944 | 125 | 11 | Summer | 0.60096 | 0.52041 | 0.52041 | 0.94453 | 0.27752 | 0.25031 | 0.59371 | 0.62169 | 0.6656 | 0.85008 | 0.014417 | 0.023029 | 0.20944 | 0.67643 | 0.6656 | 0 | 0 | 0.85 | 0.85 | 0.85 | 0.85 | 0.94453 | 0.014417 | 0.64142 | 0.41559 | 0.0015394
2025-05-05 12:00 | 61110.8042 | 47069.1174 | 13517.9117 | 523.7751 | 0.6105 | 0.25675 | 0.25899 | 0.21629 | 125 | 12 | Summer | 0.62291 | 0.53799 | 0.53799 | 0.94362 | 0.31341 | 0.25899 | 0.6105 | 0.62222 | 0.6656 | 0.85008 | 0.013928 | 0.037669 | 0.21629 | 0.70982 | 0.6656 | 0 | 0 | 0.85 | 0.85 | 0.85 | 0.85 | 0.94362 | 0.013928 | 0.67439 | 0.42735 | 0.13423
2025-05-05 13:00 | 60908.1353 | 47102.7648 | 13266.1542 | 539.2162 | 0.59913 | 0.26432 | 0.26622 | 0.22996 | 125 | 13 | Summer | 0.63006 | 0.55564 | 0.55564 | 0.9422 | 0.37114 | 0.26622 | 0.59913 | 0.63828 | 0.6656 | 0.85008 | 0.014242 | 0.073749 | 0.22996 | 0.73201 | 0.6656 | 0 | 0 | 0.85 | 0.85 | 0.85 | 0.85 | 0.9422 | 0.014242 | 0.69376 | 0.41939 | 0.25305
2025-05-05 14:00 | 61044.1203 | 48542.8405 | 11944.259 | 557.0208 | 0.53943 | 0.27305 | 0.27508 | 0.2363 | 125 | 14 | Summer | 0.6488 | 0.56826 | 0.56826 | 0.9398 | 0.41215 | 0.27508 | 0.53943 | 0.63061 | 0.66582 | 0.85008 | 0.014033 | 0.099397 | 0.2363 | 0.74849 | 0.66582 | 0 | 0 | 0.85 | 0.85 | 0.85 | 0.85 | 0.9398 | 0.014033 | 0.70785 | 0.3776 | 0.30697
2025-05-05 15:00 | 61486.8493 | 51401.4437 | 9507.8966 | 577.509 | 0.4294 | 0.28309 | 0.28531 | 0.24305 | 125 | 15 | Summer | 0.65735 | 0.56817 | 0.56817 | 0.93752 | 0.45803 | 0.28531 | 0.4294 | 0.64444 | 0.66641 | 0.85008 | 0.013928 | 0.12232 | 0.24305 | 0.75815 | 0.66641 | 0 | 0 | 0.85 | 0.85 | 0.85 | 0.85 | 0.93752 | 0.013928 | 0.71964 | 0.30058 | 0.37998
2025-05-05 16:00 | 62560.8915 | 55483.6821 | 6507.1231 | 570.0863 | 0.29387 | 0.27945 | 0.28133 | 0.24554 | 125 | 16 | Summer | 0.66113 | 0.57399 | 0.57399 | 0.93651 | 0.48967 | 0.28133 | 0.29387 | 0.62638 | 0.66641 | 0.85008 | 0.013195 | 0.14338 | 0.24554 | 0.76334 | 0.66641 | 0 | 0 | 0.85 | 0.85 | 0.85 | 0.85 | 0.93651 | 0.013195 | 0.72909 | 0.20571 | 0.58653
2025-05-05 17:00 | 63289.154 | 59063.4264 | 3677.7217 | 548.0059 | 0.16609 | 0.26863 | 0.27028 | 0.23879 | 125 | 17 | Summer | 0.65876 | 0.57144 | 0.57144 | 0.93752 | 0.50401 | 0.27028 | 0.16609 | 0.5801 | 0.66641 | 0.85008 | 0.01309 | 0.20336 | 0.23879 | 0.76686 | 0.66641 | 0 | 0 | 0.85 | 0.85 | 0.85 | 0.85 | 0.93752 | 0.01309 | 0.74086 | 0.11627 | 0.64515
2025-05-05 18:00 | 65979.2015 | 64155.8088 | 1275.1181 | 548.2746 | 0.057587 | 0.26876 | 0.27038 | 0.23949 | 125 | 18 | Summer | 0.65784 | 0.57543 | 0.57543 | 0.9378 | 0.50368 | 0.27038 | 0.057587 | 0.50952 | 0.66641 | 0.85008 | 0.012846 | 0.22688 | 0.23949 | 0.77618 | 0.66641 | 0 | 0 | 0.85 | 0.85 | 0.85 | 0.85 | 0.9378 | 0.012846 | 0.75295 | 0.040311 | 0.64577
2025-05-05 19:00 | 68909.9163 | 68284.943 | 44.8322 | 580.141 | 0.0020247 | 0.28438 | 0.28649 | 0.24624 | 125 | 19 | Summer | 0.65654 | 0.58215 | 0.58215 | 0.93722 | 0.47421 | 0.28649 | 0.0020247 | 0.33059 | 0.66641 | 0.85008 | 0.011205 | 0.20175 | 0.24624 | 0.77565 | 0.66641 | 0 | 0 | 0.85 | 0.85 | 0.85 | 0.85 | 0.93722 | 0.011205 | 0.76424 | 0.0014173 | 0.70485
2025-05-05 20:00 | 67444.3287 | 66843.0053 | 0 | 601.3235 | 0 | 0.29477 | 0.29684 | 0.2573 | 125 | 20 | Summer | 0.6677 | 0.58557 | 0.58557 | 0.93506 | 0.44805 | 0.29684 | 0 | 0.065097 | 0.66641 | 0.85008 | 0.01131 | 0.13977 | 0.2573 | 0.77193 | 0.66641 | 0 | 0 | 0.85 | 0.85 | 0.85 | 0.85 | 0.93506 | 0.01131 | 0.76712 | 0 | 0.71244
2025-05-05 21:00 | 64609.6966 | 64012.6363 | 0 | 597.0603 | 0 | 0.29268 | 0.29409 | 0.26719 | 125 | 21 | Summer | 0.65116 | 0.57136 | 0.57136 | 0.93281 | 0.42034 | 0.29409 | 0 | 0 | 0.66641 | 0.85008 | 0.011415 | 0.067558 | 0.26719 | 0.74633 | 0.66641 | 0 | 0 | 0.85 | 0.85 | 0.85 | 0.85 | 0.93281 | 0.011415 | 0.74851 | 0 | 0.38078
2025-05-05 22:00 | 60112.3871 | 59533.4296 | 0 | 578.9575 | 0 | 0.2838 | 0.28464 | 0.26858 | 125 | 22 | Summer | 0.61469 | 0.5457 | 0.5457 | 0.9302 | 0.41049 | 0.28464 | 0 | 0 | 0.6656 | 0.85008 | 0.011659 | 0.03136 | 0.26858 | 0.66421 | 0.6656 | 0 | 0 | 0.85 | 0.85 | 0.85 | 0.85 | 0.9302 | 0.011659 | 0.69584 | 0 | 0.15401
2025-05-05 23:00 | 55879.2578 | 55338.1462 | 0 | 541.1117 | 0 | 0.26525 | 0.26592 | 0.25312 | 125 | 23 | Summer | 0.59142 | 0.54754 | 0.54754 | 0.91095 | 0.36743 | 0.26592 | 0 | 0 | 0.66219 | 0.85008 | 0.011938 | 0.024002 | 0.25312 | 0.58272 | 0.66219 | 0 | 0 | 0.85 | 0.85 | 0.85 | 0.85 | 0.91095 | 0.011938 | 0.6334 | 0 | 0.13531
2025-05-06 00:00 | 54056.2116 | 53533.0512 | 0 | 523.1604 | 0 | 0.25645 | 0.25752 | 0.23705 | 126 | 0 | Summer | 0.55471 | 0.48104 | 0.48104 | 0.94878 | 0.35614 | 0.25752 | 0 | 0 | 0.66443 | 0.85008 | 0.012218 | 0.019437 | 0.23705 | 0.52743 | 0.66443 | 0 | 0 | 0.85 | 0.85 | 0.85 | 0.85 | 0.94878 | 0.012218 | 0.59514 | 0 | 0.042639
2025-05-06 01:00 | 53425.9139 | 52926.0718 | 0 | 499.8421 | 0 | 0.24502 | 0.24553 | 0.23579 | 126 | 1 | Summer | 0.51573 | 0.45924 | 0.45924 | 0.94906 | 0.29865 | 0.24553 | 0 | 0 | 0.66443 | 0.85008 | 0.012287 | 0.019437 | 0.23579 | 0.48331 | 0.66443 | 0 | 0 | 0.85 | 0.85 | 0.85 | 0.85 | 0.94906 | 0.012287 | 0.55167 | 0 | 0
2025-05-06 02:00 | 53322.1148 | 52841.7557 | 0 | 480.3591 | 0 | 0.23547 | 0.23508 | 0.24244 | 126 | 2 | Summer | 0.47769 | 0.44425 | 0.44425 | 0.94941 | 0.25138 | 0.23508 | 0 | 0 | 0.66443 | 0.85008 | 0.012567 | 0.019191 | 0.24244 | 0.46524 | 0.66443 | 0 | 0 | 0.85 | 0.85 | 0.85 | 0.85 | 0.94941 | 0.012567 | 0.53289 | 0 | 0
2025-05-06 03:00 | 53318.4713 | 52844.968 | 0 | 473.5034 | 0 | 0.23211 | 0.23107 | 0.25096 | 126 | 3 | Summer | 0.46012 | 0.43819 | 0.43819 | 0.9491 | 0.22464 | 0.23107 | 0 | 0 | 0.66443 | 0.85008 | 0.012532 | 0.01917 | 0.25096 | 0.45789 | 0.66443 | 0 | 0 | 0.85 | 0.85 | 0.85 | 0.85 | 0.9491 | 0.012532 | 0.52986 | 0 | 0
2025-05-06 04:00 | 53822.1035 | 53354.0483 | 0 | 468.0552 | 0 | 0.22944 | 0.22807 | 0.25412 | 126 | 4 | Summer | 0.44971 | 0.43054 | 0.43054 | 0.94949 | 0.2044 | 0.22807 | 0 | 0 | 0.66443 | 0.85008 | 0.012532 | 0.01917 | 0.25412 | 0.46405 | 0.66443 | 0 | 0 | 0.85 | 0.85 | 0.85 | 0.85 | 0.94949 | 0.012532 | 0.53565 | 0 | 0
2025-05-06 05:00 | 57990.2598 | 57478.0814 | 57.1926 | 454.9858 | 0.0025829 | 0.22303 | 0.22116 | 0.25682 | 126 | 5 | Summer | 0.45811 | 0.44299 | 0.44299 | 0.94957 | 0.18921 | 0.22116 | 0.0025829 | 0 | 0.66443 | 0.85008 | 0.012567 | 0.01917 | 0.25682 | 0.49226 | 0.66443 | 0 | 0 | 0.85 | 0.85 | 0.85 | 0.85 | 0.94957 | 0.012567 | 0.54922 | 0.0018081 | 0
2025-05-06 06:00 | 63761.1728 | 62073.2325 | 1278.0534 | 409.8869 | 0.057719 | 0.20092 | 0.19818 | 0.25053 | 126 | 6 | Summer | 0.48774 | 0.45859 | 0.45859 | 0.94971 | 0.19102 | 0.19818 | 0.057719 | 0 | 0.66443 | 0.85008 | 0.012532 | 0.018904 | 0.25053 | 0.49923 | 0.66443 | 0 | 0 | 0.85 | 0.85 | 0.85 | 0.85 | 0.94971 | 0.012532 | 0.5429 | 0.040404 | 0
2025-05-06 07:00 | 67320.6101 | 63612.6379 | 3320.383 | 387.5892 | 0.14996 | 0.18999 | 0.18717 | 0.24102 | 126 | 7 | Summer | 0.5162 | 0.46934 | 0.46934 | 0.95016 | 0.20898 | 0.18717 | 0.14996 | 0 | 0.66478 | 0.85008 | 0.012392 | 0.018904 | 0.24102 | 0.50879 | 0.66478 | 0 | 0 | 0.85 | 0.85 | 0.85 | 0.85 | 0.95016 | 0.012392 | 0.545 | 0.10497 | 0
2025-05-06 08:00 | 66510.7357 | 60799.8385 | 5281.2532 | 429.644 | 0.23851 | 0.21061 | 0.20887 | 0.24209 | 126 | 8 | Summer | 0.5354 | 0.4736 | 0.4736 | 0.95052 | 0.22514 | 0.20887 | 0.23851 | 0.19439 | 0.66478 | 0.85008 | 0.012602 | 0.018904 | 0.24209 | 0.53361 | 0.66478 | 0 | 0 | 0.85 | 0.85 | 0.85 | 0.85 | 0.95052 | 0.012602 | 0.54288 | 0.16696 | 0
2025-05-06 09:00 | 65345.4189 | 57935.3762 | 6948.9699 | 461.0728 | 0.31383 | 0.22602 | 0.22506 | 0.24329 | 126 | 9 | Summer | 0.54581 | 0.4857 | 0.4857 | 0.94978 | 0.24893 | 0.22506 | 0.31383 | 0.50389 | 0.66478 | 0.85008 | 0.014382 | 0.018904 | 0.24329 | 0.56932 | 0.66478 | 0 | 0 | 0.85 | 0.85 | 0.85 | 0.85 | 0.94978 | 0.014382 | 0.55471 | 0.21968 | 0
2025-05-06 10:00 | 64215.5813 | 55510.0616 | 8236.0527 | 469.4669 | 0.37196 | 0.23013 | 0.22998 | 0.23282 | 126 | 10 | Summer | 0.56661 | 0.50285 | 0.50285 | 0.94712 | 0.26186 | 0.22998 | 0.37196 | 0.61316 | 0.66501 | 0.85008 | 0.014068 | 0.018915 | 0.23282 | 0.61473 | 0.66501 | 0 | 0 | 0.85 | 0.85 | 0.85 | 0.85 | 0.94712 | 0.014068 | 0.60127 | 0.26037 | 0
2025-05-06 11:00 | 61736.0915 | 52328.0003 | 8934.0698 | 474.0213 | 0.40348 | 0.23236 | 0.23279 | 0.22457 | 126 | 11 | Summer | 0.60096 | 0.52041 | 0.52041 | 0.94453 | 0.27752 | 0.23279 | 0.40348 | 0.62169 | 0.6656 | 0.85008 | 0.014417 | 0.023029 | 0.22457 | 0.67643 | 0.6656 | 0 | 0 | 0.85 | 0.85 | 0.85 | 0.85 | 0.94453 | 0.014417 | 0.64142 | 0.28244 | 0.0015394
2025-05-06 12:00 | 60809.6087 | 51282.9619 | 9047.459 | 479.1878 | 0.4086 | 0.2349 | 0.23531 | 0.22749 | 126 | 12 | Summer | 0.62291 | 0.53799 | 0.53799 | 0.94362 | 0.31341 | 0.23531 | 0.4086 | 0.62222 | 0.6656 | 0.85008 | 0.013928 | 0.037669 | 0.22749 | 0.70982 | 0.6656 | 0 | 0 | 0.85 | 0.85 | 0.85 | 0.85 | 0.94362 | 0.013928 | 0.67439 | 0.28602 | 0.13423
2025-05-06 13:00 | 60619.8935 | 51401.6073 | 8748.8605 | 469.4256 | 0.39512 | 0.23011 | 0.23018 | 0.2288 | 126 | 13 | Summer | 0.63006 | 0.55564 | 0.55564 | 0.9422 | 0.37114 | 0.23018 | 0.39512 | 0.63828 | 0.6656 | 0.85008 | 0.014242 | 0.073749 | 0.2288 | 0.73201 | 0.6656 | 0 | 0 | 0.85 | 0.85 | 0.85 | 0.85 | 0.9422 | 0.014242 | 0.69376 | 0.27658 | 0.25305
2025-05-06 14:00 | 60727.8852 | 52160.0705 | 8114.4312 | 453.3835 | 0.36646 | 0.22225 | 0.22195 | 0.22768 | 126 | 14 | Summer | 0.6488 | 0.56826 | 0.56826 | 0.9398 | 0.41215 | 0.22195 | 0.36646 | 0.63061 | 0.66582 | 0.85008 | 0.014033 | 0.099397 | 0.22768 | 0.74849 | 0.66582 | 0 | 0 | 0.85 | 0.85 | 0.85 | 0.85 | 0.9398 | 0.014033 | 0.70785 | 0.25652 | 0.30697
2025-05-06 15:00 | 61166.7289 | 53767.8977 | 6948.7218 | 450.1093 | 0.31382 | 0.22064 | 0.22 | 0.23229 | 126 | 15 | Summer | 0.65735 | 0.56817 | 0.56817 | 0.93752 | 0.45803 | 0.22 | 0.31382 | 0.64444 | 0.66641 | 0.85008 | 0.013928 | 0.12232 | 0.23229 | 0.75815 | 0.66641 | 0 | 0 | 0.85 | 0.85 | 0.85 | 0.85 | 0.93752 | 0.013928 | 0.71964 | 0.21967 | 0.37998
2025-05-06 16:00 | 62360.1138 | 56740.7094 | 5159.1362 | 460.2681 | 0.233 | 0.22562 | 0.2251 | 0.23504 | 126 | 16 | Summer | 0.66113 | 0.57399 | 0.57399 | 0.93651 | 0.48967 | 0.2251 | 0.233 | 0.62638 | 0.66641 | 0.85008 | 0.013195 | 0.14338 | 0.23504 | 0.76334 | 0.66641 | 0 | 0 | 0.85 | 0.85 | 0.85 | 0.85 | 0.93651 | 0.013195 | 0.72909 | 0.1631 | 0.58653
2025-05-06 17:00 | 63289.154 | 59794.9449 | 3032.4742 | 461.7349 | 0.13695 | 0.22634 | 0.22619 | 0.22915 | 126 | 17 | Summer | 0.65876 | 0.57144 | 0.57144 | 0.93752 | 0.50401 | 0.22619 | 0.13695 | 0.5801 | 0.66641 | 0.85008 | 0.01309 | 0.20336 | 0.22915 | 0.76686 | 0.66641 | 0 | 0 | 0.85 | 0.85 | 0.85 | 0.85 | 0.93752 | 0.01309 | 0.74086 | 0.095867 | 0.64515
2025-05-06 18:00 | 65913.8077 | 64372.8264 | 1083.952 | 457.0294 | 0.048953 | 0.22403 | 0.22418 | 0.22146 | 126 | 18 | Summer | 0.65784 | 0.57543 | 0.57543 | 0.9378 | 0.50368 | 0.22418 | 0.048953 | 0.50952 | 0.66641 | 0.85008 | 0.012846 | 0.22688 | 0.22146 | 0.77618 | 0.66641 | 0 | 0 | 0.85 | 0.85 | 0.85 | 0.85 | 0.9378 | 0.012846 | 0.75295 | 0.034267 | 0.64577
2025-05-06 19:00 | 68909.9163 | 68416.7703 | 41.7443 | 451.4017 | 0.0018853 | 0.22128 | 0.22167 | 0.21423 | 126 | 19 | Summer | 0.65654 | 0.58215 | 0.58215 | 0.93722 | 0.47421 | 0.22167 | 0.0018853 | 0.33059 | 0.66641 | 0.85008 | 0.011205 | 0.20175 | 0.21423 | 0.77565 | 0.66641 | 0 | 0 | 0.85 | 0.85 | 0.85 | 0.85 | 0.93722 | 0.011205 | 0.76424 | 0.0013197 | 0.70485
2025-05-06 20:00 | 67444.3287 | 67009.5866 | 0 | 434.7421 | 0 | 0.21311 | 0.21359 | 0.20443 | 126 | 20 | Summer | 0.6677 | 0.58557 | 0.58557 | 0.93506 | 0.44805 | 0.21359 | 0 | 0.065097 | 0.66641 | 0.85008 | 0.01131 | 0.13977 | 0.20443 | 0.77193 | 0.66641 | 0 | 0 | 0.85 | 0.85 | 0.85 | 0.85 | 0.93506 | 0.01131 | 0.76712 | 0 | 0.71244
2025-05-06 21:00 | 64609.6966 | 64192.4977 | 0 | 417.1989 | 0 | 0.20451 | 0.20481 | 0.19907 | 126 | 21 | Summer | 0.65116 | 0.57136 | 0.57136 | 0.93281 | 0.42034 | 0.20481 | 0 | 0 | 0.66641 | 0.85008 | 0.011415 | 0.067558 | 0.19907 | 0.74633 | 0.66641 | 0 | 0 | 0.85 | 0.85 | 0.85 | 0.85 | 0.93281 | 0.011415 | 0.74851 | 0 | 0.38078
2025-05-06 22:00 | 60112.3871 | 59697.572 | 0 | 414.8151 | 0 | 0.20334 | 0.20387 | 0.19385 | 126 | 22 | Summer | 0.61469 | 0.5457 | 0.5457 | 0.9302 | 0.41049 | 0.20387 | 0 | 0 | 0.6656 | 0.85008 | 0.011659 | 0.03136 | 0.19385 | 0.66421 | 0.6656 | 0 | 0 | 0.85 | 0.85 | 0.85 | 0.85 | 0.9302 | 0.011659 | 0.69584 | 0 | 0.15401
2025-05-06 23:00 | 55879.2578 | 55466.766 | 0 | 412.4918 | 0 | 0.2022 | 0.20278 | 0.19173 | 126 | 23 | Summer | 0.59142 | 0.54754 | 0.54754 | 0.91095 | 0.36743 | 0.20278 | 0 | 0 | 0.66219 | 0.85008 | 0.011938 | 0.024002 | 0.19173 | 0.58272 | 0.66219 | 0 | 0 | 0.85 | 0.85 | 0.85 | 0.85 | 0.91095 | 0.011938 | 0.6334 | 0 | 0.13531
2025-05-07 00:00 | 54056.2116 | 53640.3307 | 0 | 415.8808 | 0 | 0.20386 | 0.20477 | 0.18747 | 127 | 0 | Summer | 0.55471 | 0.48104 | 0.48104 | 0.94878 | 0.35614 | 0.20477 | 0 | 0 | 0.66443 | 0.85008 | 0.012218 | 0.019437 | 0.18747 | 0.52743 | 0.66443 | 0 | 0 | 0.85 | 0.85 | 0.85 | 0.85 | 0.94878 | 0.012218 | 0.59514 | 0 | 0.042639
2025-05-07 01:00 | 53425.9139 | 52995.7401 | 0 | 430.1738 | 0 | 0.21087 | 0.21244 | 0.18241 | 127 | 1 | Summer | 0.51573 | 0.45924 | 0.45924 | 0.94906 | 0.29865 | 0.21244 | 0 | 0 | 0.66443 | 0.85008 | 0.012287 | 0.019437 | 0.18241 | 0.48331 | 0.66443 | 0 | 0 | 0.85 | 0.85 | 0.85 | 0.85 | 0.94906 | 0.012287 | 0.55167 | 0 | 0
2025-05-07 02:00 | 53322.1148 | 52886.6039 | 0 | 435.5109 | 0 | 0.21349 | 0.21516 | 0.18329 | 127 | 2 | Summer | 0.47769 | 0.44425 | 0.44425 | 0.94941 | 0.25138 | 0.21516 | 0 | 0 | 0.66443 | 0.85008 | 0.012567 | 0.019191 | 0.18329 | 0.46524 | 0.66443 | 0 | 0 | 0.85 | 0.85 | 0.85 | 0.85 | 0.94941 | 0.012567 | 0.53289 | 0 | 0
2025-05-07 03:00 | 53318.4713 | 52872.0539 | 0 | 446.4174 | 0 | 0.21883 | 0.22062 | 0.18651 | 127 | 3 | Summer | 0.46012 | 0.43819 | 0.43819 | 0.9491 | 0.22464 | 0.22062 | 0 | 0 | 0.66443 | 0.85008 | 0.012532 | 0.01917 | 0.18651 | 0.45789 | 0.66443 | 0 | 0 | 0.85 | 0.85 | 0.85 | 0.85 | 0.9491 | 0.012532 | 0.52986 | 0 | 0
2025-05-07 04:00 | 53822.1035 | 53357.2701 | 0 | 464.8334 | 0 | 0.22786 | 0.22982 | 0.1924 | 127 | 4 | Summer | 0.44971 | 0.43054 | 0.43054 | 0.94949 | 0.2044 | 0.22982 | 0 | 0 | 0.66443 | 0.85008 | 0.012532 | 0.01917 | 0.1924 | 0.46405 | 0.66443 | 0 | 0 | 0.85 | 0.85 | 0.85 | 0.85 | 0.94949 | 0.012532 | 0.53565 | 0 | 0
2025-05-07 05:00 | 57990.2598 | 57452.0337 | 57.4407 | 480.7854 | 0.0025941 | 0.23568 | 0.23735 | 0.20539 | 127 | 5 | Summer | 0.45811 | 0.44299 | 0.44299 | 0.94957 | 0.18921 | 0.23735 | 0.0025941 | 0 | 0.66443 | 0.85008 | 0.012567 | 0.01917 | 0.20539 | 0.49226 | 0.66443 | 0 | 0 | 0.85 | 0.85 | 0.85 | 0.85 | 0.94957 | 0.012567 | 0.54922 | 0.0018159 | 0
2025-05-07 06:00 | 63728.3319 | 62043.8288 | 1234.5678 | 449.9353 | 0.055756 | 0.22056 | 0.22116 | 0.2096 | 127 | 6 | Summer | 0.48774 | 0.45859 | 0.45859 | 0.94971 | 0.19102 | 0.22116 | 0.055756 | 0 | 0.66443 | 0.85008 | 0.012532 | 0.018904 | 0.2096 | 0.49923 | 0.66443 | 0 | 0 | 0.85 | 0.85 | 0.85 | 0.85 | 0.94971 | 0.012532 | 0.5429 | 0.039029 | 0
2025-05-07 07:00 | 67320.6101 | 63581.8696 | 3321.7323 | 417.0082 | 0.15002 | 0.20442 | 0.20407 | 0.21072 | 127 | 7 | Summer | 0.5162 | 0.46934 | 0.46934 | 0.95016 | 0.20898 | 0.20407 | 0.15002 | 0 | 0.66478 | 0.85008 | 0.012392 | 0.018904 | 0.21072 | 0.50879 | 0.66478 | 0 | 0 | 0.85 | 0.85 | 0.85 | 0.85 | 0.95016 | 0.012392 | 0.545 | 0.10501 | 0
2025-05-07 08:00 | 66510.7357 | 60471.7485 | 5561.4136 | 477.5736 | 0.25116 | 0.2341 | 0.23388 | 0.23818 | 127 | 8 | Summer | 0.5354 | 0.4736 | 0.4736 | 0.95052 | 0.22514 | 0.23388 | 0.25116 | 0.19439 | 0.66478 | 0.85008 | 0.012602 | 0.018904 | 0.23818 | 0.53361 | 0.66478 | 0 | 0 | 0.85 | 0.85 | 0.85 | 0.85 | 0.95052 | 0.012602 | 0.54288 | 0.17582 | 0
2025-05-07 09:00 | 65345.4189 | 57379.9312 | 7449.6759 | 515.8119 | 0.33644 | 0.25285 | 0.25242 | 0.26057 | 127 | 9 | Summer | 0.54581 | 0.4857 | 0.4857 | 0.94978 | 0.24893 | 0.25242 | 0.33644 | 0.50389 | 0.66478 | 0.85008 | 0.014382 | 0.018904 | 0.26057 | 0.56932 | 0.66478 | 0 | 0 | 0.85 | 0.85 | 0.85 | 0.85 | 0.94978 | 0.014382 | 0.55471 | 0.23551 | 0
2025-05-07 10:00 | 64215.5813 | 54771.9902 | 8914.1385 | 529.4526 | 0.40258 | 0.25954 | 0.25841 | 0.27991 | 127 | 10 | Summer | 0.56661 | 0.50285 | 0.50285 | 0.94712 | 0.26186 | 0.25841 | 0.40258 | 0.61316 | 0.66501 | 0.85008 | 0.014068 | 0.018915 | 0.27991 | 0.61473 | 0.66501 | 0 | 0 | 0.85 | 0.85 | 0.85 | 0.85 | 0.94712 | 0.014068 | 0.60127 | 0.28181 | 0
2025-05-07 11:00 | 61736.0915 | 51657.9144 | 9530.3887 | 547.7884 | 0.43041 | 0.26852 | 0.26707 | 0.29486 | 127 | 11 | Summer | 0.60096 | 0.52041 | 0.52041 | 0.94453 | 0.27752 | 0.26707 | 0.43041 | 0.62169 | 0.6656 | 0.85008 | 0.014417 | 0.023029 | 0.29486 | 0.67643 | 0.6656 | 0 | 0 | 0.85 | 0.85 | 0.85 | 0.85 | 0.94453 | 0.014417 | 0.64142 | 0.30129 | 0.0015394
2025-05-07 12:00 | 60809.6087 | 50462.0376 | 9791.8266 | 555.7445 | 0.44222 | 0.27242 | 0.27112 | 0.2959 | 127 | 12 | Summer | 0.62291 | 0.53799 | 0.53799 | 0.94362 | 0.31341 | 0.27112 | 0.44222 | 0.62222 | 0.6656 | 0.85008 | 0.013928 | 0.037669 | 0.2959 | 0.70982 | 0.6656 | 0 | 0 | 0.85 | 0.85 | 0.85 | 0.85 | 0.94362 | 0.013928 | 0.67439 | 0.30955 | 0.13423
2025-05-07 13:00 | 60619.8935 | 50532.4803 | 9537.3323 | 550.0809 | 0.43073 | 0.26965 | 0.26896 | 0.28216 | 127 | 13 | Summer | 0.63006 | 0.55564 | 0.55564 | 0.9422 | 0.37114 | 0.26896 | 0.43073 | 0.63828 | 0.6656 | 0.85008 | 0.014242 | 0.073749 | 0.28216 | 0.73201 | 0.6656 | 0 | 0 | 0.85 | 0.85 | 0.85 | 0.85 | 0.9422 | 0.014242 | 0.69376 | 0.30151 | 0.25305
2025-05-07 14:00 | 60727.8852 | 51540.5177 | 8639.2846 | 548.0829 | 0.39017 | 0.26867 | 0.26879 | 0.26638 | 127 | 14 | Summer | 0.6488 | 0.56826 | 0.56826 | 0.9398 | 0.41215 | 0.26879 | 0.39017 | 0.63061 | 0.66582 | 0.85008 | 0.014033 | 0.099397 | 0.26638 | 0.74849 | 0.66582 | 0 | 0 | 0.85 | 0.85 | 0.85 | 0.85 | 0.9398 | 0.014033 | 0.70785 | 0.27312 | 0.30697
2025-05-07 15:00 | 61166.7289 | 53341.7234 | 7270.5484 | 554.4571 | 0.32835 | 0.27179 | 0.27295 | 0.25082 | 127 | 15 | Summer | 0.65735 | 0.56817 | 0.56817 | 0.93752 | 0.45803 | 0.27295 | 0.32835 | 0.64444 | 0.66641 | 0.85008 | 0.013928 | 0.12232 | 0.25082 | 0.75815 | 0.66641 | 0 | 0 | 0.85 | 0.85 | 0.85 | 0.85 | 0.93752 | 0.013928 | 0.71964 | 0.22985 | 0.37998
2025-05-07 16:00 | 62360.1138 | 56355.3023 | 5452.9673 | 551.8441 | 0.24627 | 0.27051 | 0.27201 | 0.24346 | 127 | 16 | Summer | 0.66113 | 0.57399 | 0.57399 | 0.93651 | 0.48967 | 0.27201 | 0.24627 | 0.62638 | 0.66641 | 0.85008 | 0.013195 | 0.14338 | 0.24346 | 0.76334 | 0.66641 | 0 | 0 | 0.85 | 0.85 | 0.85 | 0.85 | 0.93651 | 0.013195 | 0.72909 | 0.17239 | 0.58653
2025-05-07 17:00 | 63289.154 | 59264.9242 | 3485.9193 | 538.3106 | 0.15743 | 0.26388 | 0.26492 | 0.24509 | 127 | 17 | Summer | 0.65876 | 0.57144 | 0.57144 | 0.93752 | 0.50401 | 0.26492 | 0.15743 | 0.5801 | 0.66641 | 0.85008 | 0.01309 | 0.20336 | 0.24509 | 0.76686 | 0.66641 | 0 | 0 | 0.85 | 0.85 | 0.85 | 0.85 | 0.93752 | 0.01309 | 0.74086 | 0.1102 | 0.64515
2025-05-07 18:00 | 65851.4099 | 63986.7951 | 1351.863 | 512.7517 | 0.061053 | 0.25135 | 0.2518 | 0.24321 | 127 | 18 | Summer | 0.65784 | 0.57543 | 0.57543 | 0.9378 | 0.50368 | 0.2518 | 0.061053 | 0.50952 | 0.66641 | 0.85008 | 0.012846 | 0.22688 | 0.24321 | 0.77618 | 0.66641 | 0 | 0 | 0.85 | 0.85 | 0.85 | 0.85 | 0.9378 | 0.012846 | 0.75295 | 0.042737 | 0.64577
2025-05-07 19:00 | 68909.9163 | 68338.3218 | 64.9289 | 506.6657 | 0.0029323 | 0.24837 | 0.24856 | 0.24477 | 127 | 19 | Summer | 0.65654 | 0.58215 | 0.58215 | 0.93722 | 0.47421 | 0.24856 | 0.0029323 | 0.33059 | 0.66641 | 0.85008 | 0.011205 | 0.20175 | 0.24477 | 0.77565 | 0.66641 | 0 | 0 | 0.85 | 0.85 | 0.85 | 0.85 | 0.93722 | 0.011205 | 0.76424 | 0.0020526 | 0.70485
2025-05-07 20:00 | 67444.3287 | 66949.8466 | 0 | 494.4821 | 0 | 0.24239 | 0.24246 | 0.24123 | 127 | 20 | Summer | 0.6677 | 0.58557 | 0.58557 | 0.93506 | 0.44805 | 0.24246 | 0 | 0.065097 | 0.66641 | 0.85008 | 0.01131 | 0.13977 | 0.24123 | 0.77193 | 0.66641 | 0 | 0 | 0.85 | 0.85 | 0.85 | 0.85 | 0.93506 | 0.01131 | 0.76712 | 0 | 0.71244
2025-05-07 21:00 | 64609.6966 | 64132.0889 | 0 | 477.6077 | 0 | 0.23412 | 0.2342 | 0.23269 | 127 | 21 | Summer | 0.65116 | 0.57136 | 0.57136 | 0.93281 | 0.42034 | 0.2342 | 0 | 0 | 0.66641 | 0.85008 | 0.011415 | 0.067558 | 0.23269 | 0.74633 | 0.66641 | 0 | 0 | 0.85 | 0.85 | 0.85 | 0.85 | 0.93281 | 0.011415 | 0.74851 | 0 | 0.38078
2025-05-07 22:00 | 60112.3871 | 59657.4713 | 0 | 454.9158 | 0 | 0.223 | 0.22317 | 0.21986 | 127 | 22 | Summer | 0.61469 | 0.5457 | 0.5457 | 0.9302 | 0.41049 | 0.22317 | 0 | 0 | 0.6656 | 0.85008 | 0.011659 | 0.03136 | 0.21986 | 0.66421 | 0.6656 | 0 | 0 | 0.85 | 0.85 | 0.85 | 0.85 | 0.9302 | 0.011659 | 0.69584 | 0 | 0.15401
2025-05-07 23:00 | 55879.2578 | 55437.8815 | 0 | 441.3763 | 0 | 0.21636 | 0.21694 | 0.20582 | 127 | 23 | Summer | 0.59142 | 0.54754 | 0.54754 | 0.91095 | 0.36743 | 0.21694 | 0 | 0 | 0.66219 | 0.85008 | 0.011938 | 0.024002 | 0.20582 | 0.58272 | 0.66219 | 0 | 0 | 0.85 | 0.85 | 0.85 | 0.85 | 0.91095 | 0.011938 | 0.6334 | 0 | 0.13531
2025-05-08 00:00 | 54056.2116 | 53615.6383 | 0 | 440.5732 | 0 | 0.21597 | 0.217 | 0.19722 | 128 | 0 | Summer | 0.55471 | 0.48104 | 0.48104 | 0.94878 | 0.35614 | 0.217 | 0 | 0 | 0.66443 | 0.85008 | 0.012218 | 0.019437 | 0.19722 | 0.52743 | 0.66443 | 0 | 0 | 0.85 | 0.85 | 0.85 | 0.85 | 0.94878 | 0.012218 | 0.59514 | 0 | 0.042639
2025-05-08 01:00 | 53425.9139 | 52971.528 | 0 | 454.3859 | 0 | 0.22274 | 0.22426 | 0.19529 | 128 | 1 | Summer | 0.51573 | 0.45924 | 0.45924 | 0.94906 | 0.29865 | 0.22426 | 0 | 0 | 0.66443 | 0.85008 | 0.012287 | 0.019437 | 0.19529 | 0.48331 | 0.66443 | 0 | 0 | 0.85 | 0.85 | 0.85 | 0.85 | 0.94906 | 0.012287 | 0.55167 | 0 | 0
2025-05-08 02:00 | 53322.1148 | 52858.5623 | 0 | 463.5525 | 0 | 0.22723 | 0.22888 | 0.19749 | 128 | 2 | Summer | 0.47769 | 0.44425 | 0.44425 | 0.94941 | 0.25138 | 0.22888 | 0 | 0 | 0.66443 | 0.85008 | 0.012567 | 0.019191 | 0.19749 | 0.46524 | 0.66443 | 0 | 0 | 0.85 | 0.85 | 0.85 | 0.85 | 0.94941 | 0.012567 | 0.53289 | 0 | 0
2025-05-08 03:00 | 53318.4713 | 52842.6238 | 0 | 475.8475 | 0 | 0.23326 | 0.23512 | 0.19953 | 128 | 3 | Summer | 0.46012 | 0.43819 | 0.43819 | 0.9491 | 0.22464 | 0.23512 | 0 | 0 | 0.66443 | 0.85008 | 0.012532 | 0.01917 | 0.19953 | 0.45789 | 0.66443 | 0 | 0 | 0.85 | 0.85 | 0.85 | 0.85 | 0.9491 | 0.012532 | 0.52986 | 0 | 0
2025-05-08 04:00 | 53822.1035 | 53335.7426 | 0 | 486.3609 | 0 | 0.23841 | 0.24033 | 0.20379 | 128 | 4 | Summer | 0.44971 | 0.43054 | 0.43054 | 0.94949 | 0.2044 | 0.24033 | 0 | 0 | 0.66443 | 0.85008 | 0.012532 | 0.01917 | 0.20379 | 0.46405 | 0.66443 | 0 | 0 | 0.85 | 0.85 | 0.85 | 0.85 | 0.94949 | 0.012532 | 0.53565 | 0 | 0
2025-05-08 05:00 | 57990.2598 | 57409.7788 | 85.9084 | 494.5726 | 0.0038798 | 0.24244 | 0.24392 | 0.21557 | 128 | 5 | Summer | 0.45811 | 0.44299 | 0.44299 | 0.94957 | 0.18921 | 0.24392 | 0.0038798 | 0 | 0.66443 | 0.85008 | 0.012567 | 0.01917 | 0.21557 | 0.49226 | 0.66443 | 0 | 0 | 0.85 | 0.85 | 0.85 | 0.85 | 0.94957 | 0.012567 | 0.54922 | 0.0027159 | 0
2025-05-08 06:00 | 63696.9813 | 61731.0755 | 1498.3757 | 467.5301 | 0.06767 | 0.22918 | 0.22958 | 0.22197 | 128 | 6 | Summer | 0.48774 | 0.45859 | 0.45859 | 0.94971 | 0.19102 | 0.22958 | 0.06767 | 0 | 0.66443 | 0.85008 | 0.012532 | 0.018904 | 0.22197 | 0.49923 | 0.66443 | 0 | 0 | 0.85 | 0.85 | 0.85 | 0.85 | 0.94971 | 0.012532 | 0.5429 | 0.047369 | 0
2025-05-08 07:00 | 67320.6101 | 62988.8412 | 3896.0269 | 435.7419 | 0.17595 | 0.2136 | 0.21395 | 0.20724 | 128 | 7 | Summer | 0.5162 | 0.46934 | 0.46934 | 0.95016 | 0.20898 | 0.21395 | 0.17595 | 0 | 0.66478 | 0.85008 | 0.012392 | 0.018904 | 0.20724 | 0.50879 | 0.66478 | 0 | 0 | 0.85 | 0.85 | 0.85 | 0.85 | 0.95016 | 0.012392 | 0.545 | 0.12317 | 0
2025-05-08 08:00 | 66510.7357 | 58984.4087 | 7044.5068 | 481.8202 | 0.31814 | 0.23619 | 0.2378 | 0.20708 | 128 | 8 | Summer | 0.5354 | 0.4736 | 0.4736 | 0.95052 | 0.22514 | 0.2378 | 0.31814 | 0.19439 | 0.66478 | 0.85008 | 0.012602 | 0.018904 | 0.20708 | 0.53361 | 0.66478 | 0 | 0 | 0.85 | 0.85 | 0.85 | 0.85 | 0.95052 | 0.012602 | 0.54288 | 0.2227 | 0
2025-05-08 09:00 | 65345.4189 | 54719.913 | 10119.0576 | 506.4483 | 0.457 | 0.24826 | 0.25005 | 0.21587 | 128 | 9 | Summer | 0.54581 | 0.4857 | 0.4857 | 0.94978 | 0.24893 | 0.25005 | 0.457 | 0.50389 | 0.66478 | 0.85008 | 0.014382 | 0.018904 | 0.21587 | 0.56932 | 0.66478 | 0 | 0 | 0.85 | 0.85 | 0.85 | 0.85 | 0.94978 | 0.014382 | 0.55471 | 0.3199 | 0
2025-05-08 10:00 | 64215.5813 | 52346.1906 | 11351.0526 | 518.3381 | 0.51264 | 0.25409 | 0.25578 | 0.22355 | 128 | 10 | Summer | 0.56661 | 0.50285 | 0.50285 | 0.94712 | 0.26186 | 0.25578 | 0.51264 | 0.61316 | 0.66501 | 0.85008 | 0.014068 | 0.018915 | 0.22355 | 0.61473 | 0.66501 | 0 | 0 | 0.85 | 0.85 | 0.85 | 0.85 | 0.94712 | 0.014068 | 0.60127 | 0.35885 | 0
2025-05-08 11:00 | 61736.0915 | 49208.6237 | 12004.6973 | 522.7705 | 0.54216 | 0.25626 | 0.25803 | 0.22433 | 128 | 11 | Summer | 0.60096 | 0.52041 | 0.52041 | 0.94453 | 0.27752 | 0.25803 | 0.54216 | 0.62169 | 0.6656 | 0.85008 | 0.014417 | 0.023029 | 0.22433 | 0.67643 | 0.6656 | 0 | 0 | 0.85 | 0.85 | 0.85 | 0.85 | 0.94453 | 0.014417 | 0.64142 | 0.37951 | 0.0015394
2025-05-08 12:00 | 60809.6087 | 47942.7144 | 12341.8587 | 525.0356 | 0.55738 | 0.25737 | 0.25953 | 0.21828 | 128 | 12 | Summer | 0.62291 | 0.53799 | 0.53799 | 0.94362 | 0.31341 | 0.25953 | 0.55738 | 0.62222 | 0.6656 | 0.85008 | 0.013928 | 0.037669 | 0.21828 | 0.70982 | 0.6656 | 0 | 0 | 0.85 | 0.85 | 0.85 | 0.85 | 0.94362 | 0.013928 | 0.67439 | 0.39017 | 0.13423
2025-05-08 13:00 | 60619.8935 | 48065.2755 | 12041.73 | 512.888 | 0.54383 | 0.25142 | 0.25381 | 0.20818 | 128 | 13 | Summer | 0.63006 | 0.55564 | 0.55564 | 0.9422 | 0.37114 | 0.25381 | 0.54383 | 0.63828 | 0.6656 | 0.85008 | 0.014242 | 0.073749 | 0.20818 | 0.73201 | 0.6656 | 0 | 0 | 0.85 | 0.85 | 0.85 | 0.85 | 0.9422 | 0.014242 | 0.69376 | 0.38068 | 0.25305
2025-05-08 14:00 | 60727.8852 | 49507.6857 | 10720.2188 | 499.9807 | 0.48415 | 0.24509 | 0.24746 | 0.20223 | 128 | 14 | Summer | 0.6488 | 0.56826 | 0.56826 | 0.9398 | 0.41215 | 0.24746 | 0.48415 | 0.63061 | 0.66582 | 0.85008 | 0.014033 | 0.099397 | 0.20223 | 0.74849 | 0.66582 | 0 | 0 | 0.85 | 0.85 | 0.85 | 0.85 | 0.9398 | 0.014033 | 0.70785 | 0.3389 | 0.30697
2025-05-08 15:00 | 61166.7289 | 52198.3858 | 8475.9193 | 492.4237 | 0.38279 | 0.24138 | 0.24334 | 0.20601 | 128 | 15 | Summer | 0.65735 | 0.56817 | 0.56817 | 0.93752 | 0.45803 | 0.24334 | 0.38279 | 0.64444 | 0.66641 | 0.85008 | 0.013928 | 0.12232 | 0.20601 | 0.75815 | 0.66641 | 0 | 0 | 0.85 | 0.85 | 0.85 | 0.85 | 0.93752 | 0.013928 | 0.71964 | 0.26795 | 0.37998
2025-05-08 16:00 | 62360.1138 | 55951.513 | 5912.8613 | 495.7395 | 0.26704 | 0.24301 | 0.24477 | 0.21123 | 128 | 16 | Summer | 0.66113 | 0.57399 | 0.57399 | 0.93651 | 0.48967 | 0.24477 | 0.26704 | 0.62638 | 0.66641 | 0.85008 | 0.013195 | 0.14338 | 0.21123 | 0.76334 | 0.66641 | 0 | 0 | 0.85 | 0.85 | 0.85 | 0.85 | 0.93651 | 0.013195 | 0.72909 | 0.18693 | 0.58653
2025-05-08 17:00 | 63289.154 | 59431.7172 | 3352.4931 | 504.9437 | 0.15141 | 0.24752 | 0.24997 | 0.20325 | 128 | 17 | Summer | 0.65876 | 0.57144 | 0.57144 | 0.93752 | 0.50401 | 0.24997 | 0.15141 | 0.5801 | 0.66641 | 0.85008 | 0.01309 | 0.20336 | 0.20325 | 0.76686 | 0.66641 | 0 | 0 | 0.85 | 0.85 | 0.85 | 0.85 | 0.93752 | 0.01309 | 0.74086 | 0.10598 | 0.64515
2025-05-08 18:00 | 65791.8437 | 64088.3841 | 1186.6901 | 516.7695 | 0.053593 | 0.25332 | 0.25648 | 0.19618 | 128 | 18 | Summer | 0.65784 | 0.57543 | 0.57543 | 0.9378 | 0.50368 | 0.25648 | 0.053593 | 0.50952 | 0.66641 | 0.85008 | 0.012846 | 0.22688 | 0.19618 | 0.77618 | 0.66641 | 0 | 0 | 0.85 | 0.85 | 0.85 | 0.85 | 0.9378 | 0.012846 | 0.75295 | 0.037515 | 0.64577
2025-05-08 19:00 | 68909.9163 | 68329.7636 | 51.3285 | 528.8242 | 0.0023181 | 0.25923 | 0.26277 | 0.19524 | 128 | 19 | Summer | 0.65654 | 0.58215 | 0.58215 | 0.93722 | 0.47421 | 0.26277 | 0.0023181 | 0.33059 | 0.66641 | 0.85008 | 0.011205 | 0.20175 | 0.19524 | 0.77565 | 0.66641 | 0 | 0 | 0.85 | 0.85 | 0.85 | 0.85 | 0.93722 | 0.011205 | 0.76424 | 0.0016227 | 0.70485
2025-05-08 20:00 | 67444.3287 | 66914.7543 | 0 | 529.5744 | 0 | 0.2596 | 0.26327 | 0.19318 | 128 | 20 | Summer | 0.6677 | 0.58557 | 0.58557 | 0.93506 | 0.44805 | 0.26327 | 0 | 0.065097 | 0.66641 | 0.85008 | 0.01131 | 0.13977 | 0.19318 | 0.77193 | 0.66641 | 0 | 0 | 0.85 | 0.85 | 0.85 | 0.85 | 0.93506 | 0.01131 | 0.76712 | 0 | 0.71244
2025-05-08 21:00 | 64609.6966 | 64092.1453 | 0 | 517.5513 | 0 | 0.2537 | 0.25698 | 0.19441 | 128 | 21 | Summer | 0.65116 | 0.57136 | 0.57136 | 0.93281 | 0.42034 | 0.25698 | 0 | 0 | 0.66641 | 0.85008 | 0.011415 | 0.067558 | 0.19441 | 0.74633 | 0.66641 | 0 | 0 | 0.85 | 0.85 | 0.85 | 0.85 | 0.93281 | 0.011415 | 0.74851 | 0 | 0.38078
2025-05-08 22:00 | 60112.3871 | 59611.6817 | 0 | 500.7055 | 0 | 0.24544 | 0.24836 | 0.19267 | 128 | 22 | Summer | 0.61469 | 0.5457 | 0.5457 | 0.9302 | 0.41049 | 0.24836 | 0 | 0 | 0.6656 | 0.85008 | 0.011659 | 0.03136 | 0.19267 | 0.66421 | 0.6656 | 0 | 0 | 0.85 | 0.85 | 0.85 | 0.85 | 0.9302 | 0.011659 | 0.69584 | 0 | 0.15401
2025-05-08 23:00 | 55879.2578 | 55397.1552 | 0 | 482.1026 | 0 | 0.23632 | 0.23908 | 0.18648 | 128 | 23 | Summer | 0.59142 | 0.54754 | 0.54754 | 0.91095 | 0.36743 | 0.23908 | 0 | 0 | 0.66219 | 0.85008 | 0.011938 | 0.024002 | 0.18648 | 0.58272 | 0.66219 | 0 | 0 | 0.85 | 0.85 | 0.85 | 0.85 | 0.91095 | 0.011938 | 0.6334 | 0 | 0.13531
2025-05-09 00:00 | 54056.2116 | 53577.9299 | 0 | 478.2817 | 0 | 0.23445 | 0.23735 | 0.18198 | 129 | 0 | Summer | 0.55471 | 0.48104 | 0.48104 | 0.94878 | 0.35614 | 0.23735 | 0 | 0 | 0.66443 | 0.85008 | 0.012218 | 0.019437 | 0.18198 | 0.52743 | 0.66443 | 0 | 0 | 0.85 | 0.85 | 0.85 | 0.85 | 0.94878 | 0.012218 | 0.59514 | 0 | 0.042639
2025-05-09 01:00 | 53425.9139 | 52942.0078 | 0 | 483.9062 | 0 | 0.23721 | 0.24019 | 0.18337 | 129 | 1 | Summer | 0.51573 | 0.45924 | 0.45924 | 0.94906 | 0.29865 | 0.24019 | 0 | 0 | 0.66443 | 0.85008 | 0.012287 | 0.019437 | 0.18337 | 0.48331 | 0.66443 | 0 | 0 | 0.85 | 0.85 | 0.85 | 0.85 | 0.94906 | 0.012287 | 0.55167 | 0 | 0
2025-05-09 02:00 | 53322.1148 | 52841.0884 | 0 | 481.0264 | 0 | 0.2358 | 0.23866 | 0.18404 | 129 | 2 | Summer | 0.47769 | 0.44425 | 0.44425 | 0.94941 | 0.25138 | 0.23866 | 0 | 0 | 0.66443 | 0.85008 | 0.012567 | 0.019191 | 0.18404 | 0.46524 | 0.66443 | 0 | 0 | 0.85 | 0.85 | 0.85 | 0.85 | 0.94941 | 0.012567 | 0.53289 | 0 | 0
2025-05-09 03:00 | 53318.4713 | 52847.4347 | 0 | 471.0366 | 0 | 0.2309 | 0.23374 | 0.1796 | 129 | 3 | Summer | 0.46012 | 0.43819 | 0.43819 | 0.9491 | 0.22464 | 0.23374 | 0 | 0 | 0.66443 | 0.85008 | 0.012532 | 0.01917 | 0.1796 | 0.45789 | 0.66443 | 0 | 0 | 0.85 | 0.85 | 0.85 | 0.85 | 0.9491 | 0.012532 | 0.52986 | 0 | 0
2025-05-09 04:00 | 53822.1035 | 53367.2073 | 0 | 454.8962 | 0 | 0.22299 | 0.22574 | 0.1732 | 129 | 4 | Summer | 0.44971 | 0.43054 | 0.43054 | 0.94949 | 0.2044 | 0.22574 | 0 | 0 | 0.66443 | 0.85008 | 0.012532 | 0.01917 | 0.1732 | 0.46405 | 0.66443 | 0 | 0 | 0.85 | 0.85 | 0.85 | 0.85 | 0.94949 | 0.012532 | 0.53565 | 0 | 0
2025-05-09 05:00 | 57990.2598 | 57438.9835 | 106.853 | 444.4233 | 0.0048257 | 0.21785 | 0.22076 | 0.16532 | 129 | 5 | Summer | 0.45811 | 0.44299 | 0.44299 | 0.94957 | 0.18921 | 0.22076 | 0.0048257 | 0 | 0.66443 | 0.85008 | 0.012567 | 0.01917 | 0.16532 | 0.49226 | 0.66443 | 0 | 0 | 0.85 | 0.85 | 0.85 | 0.85 | 0.94957 | 0.012567 | 0.54922 | 0.003378 | 0
2025-05-09 06:00 | 63667.0414 | 61265.9289 | 1998.3665 | 402.746 | 0.09025 | 0.19742 | 0.20025 | 0.14636 | 129 | 6 | Summer | 0.48774 | 0.45859 | 0.45859 | 0.94971 | 0.19102 | 0.20025 | 0.09025 | 0 | 0.66443 | 0.85008 | 0.012532 | 0.018904 | 0.14636 | 0.49923 | 0.66443 | 0 | 0 | 0.85 | 0.85 | 0.85 | 0.85 | 0.94971 | 0.012532 | 0.5429 | 0.063175 | 0
2025-05-09 07:00 | 67320.6101 | 61517.5364 | 5451.7383 | 351.3354 | 0.24621 | 0.17222 | 0.17502 | 0.12171 | 129 | 7 | Summer | 0.5162 | 0.46934 | 0.46934 | 0.95016 | 0.20898 | 0.17502 | 0.24621 | 0 | 0.66478 | 0.85008 | 0.012392 | 0.018904 | 0.12171 | 0.50879 | 0.66478 | 0 | 0 | 0.85 | 0.85 | 0.85 | 0.85 | 0.95016 | 0.012392 | 0.545 | 0.17235 | 0
2025-05-09 08:00 | 66510.7357 | 57014.7605 | 9124.1887 | 371.7864 | 0.41207 | 0.18225 | 0.18597 | 0.11504 | 129 | 8 | Summer | 0.5354 | 0.4736 | 0.4736 | 0.95052 | 0.22514 | 0.18597 | 0.41207 | 0.19439 | 0.66478 | 0.85008 | 0.012602 | 0.018904 | 0.11504 | 0.53361 | 0.66478 | 0 | 0 | 0.85 | 0.85 | 0.85 | 0.85 | 0.95052 | 0.012602 | 0.54288 | 0.28845 | 0
2025-05-09 09:00 | 65345.4189 | 52547.2733 | 12422.1126 | 376.033 | 0.56101 | 0.18433 | 0.18844 | 0.11009 | 129 | 9 | Summer | 0.54581 | 0.4857 | 0.4857 | 0.94978 | 0.24893 | 0.18844 | 0.56101 | 0.50389 | 0.66478 | 0.85008 | 0.014382 | 0.018904 | 0.11009 | 0.56932 | 0.66478 | 0 | 0 | 0.85 | 0.85 | 0.85 | 0.85 | 0.94978 | 0.014382 | 0.55471 | 0.39271 | 0
2025-05-09 10:00 | 64215.5813 | 49006.5333 | 14840.8122 | 368.2357 | 0.67024 | 0.18051 | 0.1849 | 0.10109 | 129 | 10 | Summer | 0.56661 | 0.50285 | 0.50285 | 0.94712 | 0.26186 | 0.1849 | 0.67024 | 0.61316 | 0.66501 | 0.85008 | 0.014068 | 0.018915 | 0.10109 | 0.61473 | 0.66501 | 0 | 0 | 0.85 | 0.85 | 0.85 | 0.85 | 0.94712 | 0.014068 | 0.60127 | 0.46917 | 0
2025-05-09 11:00 | 62199.401 | 45620.0697 | 16207.3902 | 371.9412 | 0.73196 | 0.18232 | 0.18705 | 0.096884 | 129 | 11 | Summer | 0.60096 | 0.52041 | 0.52041 | 0.94453 | 0.27752 | 0.18705 | 0.73196 | 0.62169 | 0.6656 | 0.85008 | 0.014417 | 0.023029 | 0.096884 | 0.67643 | 0.6656 | 0 | 0 | 0.85 | 0.85 | 0.85 | 0.85 | 0.94453 | 0.014417 | 0.64142 | 0.51237 | 0.0015394
2025-05-09 12:00 | 62034.8112 | 45137.6774 | 16520.7872 | 376.3466 | 0.74611 | 0.18448 | 0.18932 | 0.097045 | 129 | 12 | Summer | 0.62291 | 0.53799 | 0.53799 | 0.94362 | 0.31341 | 0.18932 | 0.74611 | 0.62222 | 0.6656 | 0.85008 | 0.013928 | 0.037669 | 0.097045 | 0.70982 | 0.6656 | 0 | 0 | 0.85 | 0.85 | 0.85 | 0.85 | 0.94362 | 0.013928 | 0.67439 | 0.52228 | 0.13423
2025-05-09 13:00 | 62208.0735 | 45988.1594 | 15852.5642 | 367.3499 | 0.71593 | 0.18007 | 0.18446 | 0.10079 | 129 | 13 | Summer | 0.63006 | 0.55564 | 0.55564 | 0.9422 | 0.37114 | 0.18446 | 0.71593 | 0.63828 | 0.6656 | 0.85008 | 0.014242 | 0.073749 | 0.10079 | 0.73201 | 0.6656 | 0 | 0 | 0.85 | 0.85 | 0.85 | 0.85 | 0.9422 | 0.014242 | 0.69376 | 0.50115 | 0.25305
2025-05-09 14:00 | 62302.9044 | 47660.3265 | 14286.3837 | 356.1941 | 0.6452 | 0.1746 | 0.17827 | 0.10832 | 129 | 14 | Summer | 0.6488 | 0.56826 | 0.56826 | 0.9398 | 0.41215 | 0.17827 | 0.6452 | 0.63061 | 0.66582 | 0.85008 | 0.014033 | 0.099397 | 0.10832 | 0.74849 | 0.66582 | 0 | 0 | 0.85 | 0.85 | 0.85 | 0.85 | 0.9398 | 0.014033 | 0.70785 | 0.45164 | 0.30697
2025-05-09 15:00 | 62522.018 | 50539.6072 | 11630.9468 | 351.4641 | 0.52528 | 0.17229 | 0.17534 | 0.11711 | 129 | 15 | Summer | 0.65735 | 0.56817 | 0.56817 | 0.93752 | 0.45803 | 0.17534 | 0.52528 | 0.64444 | 0.66641 | 0.85008 | 0.013928 | 0.12232 | 0.11711 | 0.75815 | 0.66641 | 0 | 0 | 0.85 | 0.85 | 0.85 | 0.85 | 0.93752 | 0.013928 | 0.71964 | 0.36769 | 0.37998
2025-05-09 16:00 | 63351.0472 | 54525.7235 | 8473.9663 | 351.3574 | 0.3827 | 0.17223 | 0.1749 | 0.1241 | 129 | 16 | Summer | 0.66113 | 0.57399 | 0.57399 | 0.93651 | 0.48967 | 0.1749 | 0.3827 | 0.62638 | 0.66641 | 0.85008 | 0.013195 | 0.14338 | 0.1241 | 0.76334 | 0.66641 | 0 | 0 | 0.85 | 0.85 | 0.85 | 0.85 | 0.93651 | 0.013195 | 0.72909 | 0.26789 | 0.58653
2025-05-09 17:00 | 63289.154 | 57935.1592 | 5013.1105 | 340.8844 | 0.2264 | 0.1671 | 0.16901 | 0.13256 | 129 | 17 | Summer | 0.65876 | 0.57144 | 0.57144 | 0.93752 | 0.50401 | 0.16901 | 0.2264 | 0.5801 | 0.66641 | 0.85008 | 0.01309 | 0.20336 | 0.13256 | 0.76686 | 0.66641 | 0 | 0 | 0.85 | 0.85 | 0.85 | 0.85 | 0.93752 | 0.01309 | 0.74086 | 0.15848 | 0.64515
2025-05-09 18:00 | 65734.958 | 63571.5581 | 1832.411 | 330.9888 | 0.082755 | 0.16225 | 0.16333 | 0.14279 | 129 | 18 | Summer | 0.65784 | 0.57543 | 0.57543 | 0.9378 | 0.50368 | 0.16333 | 0.082755 | 0.50952 | 0.66641 | 0.85008 | 0.012846 | 0.22688 | 0.14279 | 0.77618 | 0.66641 | 0 | 0 | 0.85 | 0.85 | 0.85 | 0.85 | 0.9378 | 0.012846 | 0.75295 | 0.057929 | 0.64577
2025-05-09 19:00 | 68909.9163 | 68479.6014 | 88.9872 | 341.3278 | 0.0040188 | 0.16732 | 0.16821 | 0.15123 | 129 | 19 | Summer | 0.65654 | 0.58215 | 0.58215 | 0.93722 | 0.47421 | 0.16821 | 0.0040188 | 0.33059 | 0.66641 | 0.85008 | 0.011205 | 0.20175 | 0.15123 | 0.77565 | 0.66641 | 0 | 0 | 0.85 | 0.85 | 0.85 | 0.85 | 0.93722 | 0.011205 | 0.76424 | 0.0028132 | 0.70485
2025-05-09 20:00 | 67444.3287 | 67114.2611 | 0 | 330.0676 | 0 | 0.1618 | 0.16276 | 0.14435 | 129 | 20 | Summer | 0.6677 | 0.58557 | 0.58557 | 0.93506 | 0.44805 | 0.16276 | 0 | 0.065097 | 0.66641 | 0.85008 | 0.01131 | 0.13977 | 0.14435 | 0.77193 | 0.66641 | 0 | 0 | 0.85 | 0.85 | 0.85 | 0.85 | 0.93506 | 0.01131 | 0.76712 | 0 | 0.71244
2025-05-09 21:00 | 64609.6966 | 64299.0053 | 0 | 310.6913 | 0 | 0.1523 | 0.1533 | 0.1342 | 129 | 21 | Summer | 0.65116 | 0.57136 | 0.57136 | 0.93281 | 0.42034 | 0.1533 | 0 | 0 | 0.66641 | 0.85008 | 0.011415 | 0.067558 | 0.1342 | 0.74633 | 0.66641 | 0 | 0 | 0.85 | 0.85 | 0.85 | 0.85 | 0.93281 | 0.011415 | 0.74851 | 0 | 0.38078
2025-05-09 22:00 | 60112.3871 | 59805.9522 | 0 | 306.4349 | 0 | 0.15021 | 0.15175 | 0.12236 | 129 | 22 | Summer | 0.61469 | 0.5457 | 0.5457 | 0.9302 | 0.41049 | 0.15175 | 0 | 0 | 0.6656 | 0.85008 | 0.011659 | 0.03136 | 0.12236 | 0.66421 | 0.6656 | 0 | 0 | 0.85 | 0.85 | 0.85 | 0.85 | 0.9302 | 0.011659 | 0.69584 | 0 | 0.15401
2025-05-09 23:00 | 55879.2578 | 55563.3157 | 0 | 315.9422 | 0 | 0.15487 | 0.15724 | 0.11212 | 129 | 23 | Summer | 0.59142 | 0.54754 | 0.54754 | 0.91095 | 0.36743 | 0.15724 | 0 | 0 | 0.66219 | 0.85008 | 0.011938 | 0.024002 | 0.11212 | 0.58272 | 0.66219 | 0 | 0 | 0.85 | 0.85 | 0.85 | 0.85 | 0.91095 | 0.011938 | 0.6334 | 0 | 0.13531
2025-05-10 00:00 | 31953.2867 | 31633.4424 | 0 | 319.8443 | 0 | 0.15679 | 0.15945 | 0.10867 | 130 | 0 | Spring | 0.27877 | 0.32807 | 0.32807 | 0.86806 | 0.41526 | 0.15945 | 0 | 0 | 0.64562 | 0.85008 | 0.0133 | 0.00079999 | 0.10867 | 0.22892 | 0.64562 | 0 | 0 | 0.85 | 0.85 | 0.85 | 0.85 | 0.86806 | 0.0133 | 0.36461 | 0 | 0.048952
2025-05-10 01:00 | 31290.0086 | 30971.0521 | 0 | 318.9565 | 0 | 0.15635 | 0.15895 | 0.10945 | 130 | 1 | Spring | 0.27126 | 0.31736 | 0.31736 | 0.87726 | 0.38 | 0.15895 | 0 | 0 | 0.64562 | 0.85008 | 0.012357 | 0.00079999 | 0.10945 | 0.2248 | 0.64562 | 0 | 0 | 0.85 | 0.85 | 0.85 | 0.85 | 0.87726 | 0.012357 | 0.36019 | 0 | 0
2025-05-10 02:00 | 31184.6704 | 30847.0483 | 0 | 337.6221 | 0 | 0.1655 | 0.16855 | 0.11041 | 130 | 2 | Spring | 0.2611 | 0.30561 | 0.30561 | 0.87644 | 0.34552 | 0.16855 | 0 | 0 | 0.64562 | 0.85008 | 0.012462 | 0.00079999 | 0.11041 | 0.21959 | 0.64562 | 0 | 0 | 0.85 | 0.85 | 0.85 | 0.85 | 0.87644 | 0.012462 | 0.35507 | 0 | 0.0076969
2025-05-10 03:00 | 31224.9352 | 30859.9819 | 0 | 364.9533 | 0 | 0.1789 | 0.18209 | 0.12123 | 130 | 3 | Spring | 0.25348 | 0.29808 | 0.29808 | 0.87591 | 0.33422 | 0.18209 | 0 | 0 | 0.64562 | 0.85008 | 0.013439 | 0.00079999 | 0.12123 | 0.21762 | 0.64562 | 0 | 0 | 0.85 | 0.85 | 0.85 | 0.85 | 0.87591 | 0.013439 | 0.3547 | 0 | 0
2025-05-10 04:00 | 31580.6018 | 31204.0439 | 0 | 376.5578 | 0 | 0.18459 | 0.18725 | 0.13642 | 130 | 4 | Spring | 0.24517 | 0.29516 | 0.29516 | 0.87706 | 0.32769 | 0.18725 | 0 | 0 | 0.64562 | 0.85008 | 0.013579 | 0.00079999 | 0.13642 | 0.22054 | 0.64562 | 0 | 0 | 0.85 | 0.85 | 0.85 | 0.85 | 0.87706 | 0.013579 | 0.36068 | 0 | 0
2025-05-10 05:00 | 33765.6027 | 33272.0661 | 110.0604 | 383.4762 | 0.0049706 | 0.18798 | 0.19051 | 0.14229 | 130 | 5 | Spring | 0.24319 | 0.29542 | 0.29542 | 0.87925 | 0.32324 | 0.19051 | 0.0049706 | 0 | 0.64562 | 0.85008 | 0.013719 | 0.00079999 | 0.14229 | 0.24903 | 0.64562 | 0 | 0 | 0.85 | 0.85 | 0.85 | 0.85 | 0.87925 | 0.013719 | 0.38813 | 0.0034794 | 0
2025-05-10 06:00 | 34625.5966 | 32547.9641 | 1711.8466 | 365.7859 | 0.07731 | 0.17931 | 0.18143 | 0.141 | 130 | 6 | Spring | 0.25416 | 0.29826 | 0.29826 | 0.88123 | 0.35611 | 0.18143 | 0.07731 | 0 | 0.6501 | 0.85008 | 0.013404 | 0.00083936 | 0.141 | 0.30317 | 0.6501 | 0 | 0 | 0.85 | 0.85 | 0.85 | 0.85 | 0.88123 | 0.013404 | 0.4151 | 0.054117 | 0
2025-05-10 07:00 | 36171.0093 | 31445.7318 | 4412.6986 | 312.5788 | 0.19929 | 0.15322 | 0.15417 | 0.13623 | 130 | 7 | Spring | 0.26383 | 0.30635 | 0.30635 | 0.88211 | 0.39696 | 0.15417 | 0.19929 | 0 | 0.65669 | 0.85008 | 0.012671 | 0.0010882 | 0.13623 | 0.29 | 0.65669 | 0 | 0 | 0.85 | 0.85 | 0.85 | 0.85 | 0.88211 | 0.012671 | 0.40054 | 0.1395 | 0.0096656
2025-05-10 08:00 | 38459.0273 | 30746.7596 | 7401.5863 | 310.6814 | 0.33427 | 0.15229 | 0.15368 | 0.12721 | 130 | 8 | Spring | 0.26441 | 0.30255 | 0.30255 | 0.88442 | 0.42633 | 0.15368 | 0.33427 | 0 | 0.65669 | 0.85008 | 0.012183 | 0.0010228 | 0.12721 | 0.28372 | 0.65669 | 0 | 0 | 0.85 | 0.85 | 0.85 | 0.85 | 0.88442 | 0.012183 | 0.39226 | 0.23399 | 0.029613
2025-05-10 09:00 | 39680.7391 | 29135.4569 | 10243.0827 | 302.1995 | 0.4626 | 0.14814 | 0.1496 | 0.12161 | 130 | 9 | Spring | 0.25911 | 0.30095 | 0.30095 | 0.88542 | 0.45108 | 0.1496 | 0.4626 | 0.38061 | 0.65642 | 0.85008 | 0.011659 | 0.00079999 | 0.12161 | 0.26073 | 0.65642 | 0 | 0 | 0.85 | 0.85 | 0.85 | 0.85 | 0.88542 | 0.011659 | 0.37528 | 0.32382 | 0
2025-05-10 10:00 | 41624.649 | 28863.5345 | 12470.0301 | 291.0845 | 0.56317 | 0.14269 | 0.14314 | 0.1346 | 130 | 10 | Spring | 0.26146 | 0.29721 | 0.29721 | 0.88641 | 0.4463 | 0.14314 | 0.56317 | 0.64871 | 0.65688 | 0.85008 | 0.011484 | 0.00079999 | 0.1346 | 0.27476 | 0.65688 | 0 | 0 | 0.85 | 0.85 | 0.85 | 0.85 | 0.88641 | 0.011484 | 0.37825 | 0.39422 | 0
2025-05-10 11:00 | 43019.467 | 28806.2481 | 13950.0344 | 263.1844 | 0.63001 | 0.12901 | 0.12885 | 0.13189 | 130 | 11 | Spring | 0.25473 | 0.28311 | 0.28311 | 0.88809 | 0.41276 | 0.12885 | 0.63001 | 0.69148 | 0.65688 | 0.85008 | 0.01138 | 0.00079999 | 0.13189 | 0.29695 | 0.65688 | 0 | 0 | 0.85 | 0.85 | 0.85 | 0.85 | 0.88809 | 0.01138 | 0.38376 | 0.44101 | 0.0092363
2025-05-10 12:00 | 43397.7803 | 28422.5721 | 14738.6245 | 236.5838 | 0.66563 | 0.11597 | 0.11604 | 0.11483 | 130 | 12 | Spring | 0.24979 | 0.27224 | 0.27224 | 0.88874 | 0.38152 | 0.11604 | 0.66563 | 0.67553 | 0.65688 | 0.85008 | 0.011484 | 0.00080167 | 0.11483 | 0.31905 | 0.65688 | 0 | 0 | 0.85 | 0.85 | 0.85 | 0.85 | 0.88874 | 0.011484 | 0.39243 | 0.46594 | 0.0092363
2025-05-10 13:00 | 42012.9195 | 27213.9354 | 14571.5078 | 227.4764 | 0.65808 | 0.11151 | 0.11166 | 0.10883 | 130 | 13 | Spring | 0.2448 | 0.25993 | 0.25993 | 0.88865 | 0.35645 | 0.11166 | 0.65808 | 0.66427 | 0.65688 | 0.85008 | 0.010123 | 0.00079999 | 0.10883 | 0.32335 | 0.65688 | 0 | 0 | 0.85 | 0.85 | 0.85 | 0.85 | 0.88865 | 0.010123 | 0.40028 | 0.46066 | 0.0092363
2025-05-10 14:00 | 41742.9327 | 28265.8557 | 13248.9914 | 228.0856 | 0.59835 | 0.11181 | 0.11172 | 0.11344 | 130 | 14 | Spring | 0.24385 | 0.25881 | 0.25881 | 0.88747 | 0.34975 | 0.11172 | 0.59835 | 0.65679 | 0.65688 | 0.85008 | 0.0099835 | 0.0013328 | 0.11344 | 0.32489 | 0.65688 | 0 | 0 | 0.85 | 0.85 | 0.85 | 0.85 | 0.88747 | 0.0099835 | 0.40115 | 0.41885 | 0.0094141
2025-05-10 15:00 | 41497.141 | 30069.3683 | 11186.4187 | 241.3539 | 0.5052 | 0.11831 | 0.11806 | 0.12276 | 130 | 15 | Spring | 0.24372 | 0.26351 | 0.26351 | 0.88663 | 0.34492 | 0.11806 | 0.5052 | 0.66692 | 0.65688 | 0.85008 | 0.010088 | 0.0013328 | 0.12276 | 0.33518 | 0.65688 | 0 | 0 | 0.85 | 0.85 | 0.85 | 0.85 | 0.88663 | 0.010088 | 0.4158 | 0.35364 | 0.0094141
2025-05-10 16:00 | 40967.2715 | 32395.8024 | 8310.4122 | 261.0569 | 0.37531 | 0.12797 | 0.12771 | 0.1327 | 130 | 16 | Spring | 0.24178 | 0.27908 | 0.27908 | 0.87629 | 0.34371 | 0.12771 | 0.37531 | 0.67652 | 0.66614 | 0.85008 | 0.010018 | 0.0013328 | 0.1327 | 0.36047 | 0.66614 | 0 | 0 | 0.85 | 0.85 | 0.85 | 0.85 | 0.87629 | 0.010018 | 0.43848 | 0.26272 | 0.0092363
2025-05-10 17:00 | 39931.3691 | 34641.0181 | 5026.7764 | 263.5747 | 0.22702 | 0.1292 | 0.12839 | 0.14389 | 130 | 17 | Spring | 0.24363 | 0.29823 | 0.29823 | 0.87688 | 0.36264 | 0.12839 | 0.22702 | 0.6679 | 0.66614 | 0.85008 | 0.010018 | 0.0035317 | 0.14389 | 0.37417 | 0.66614 | 0 | 0 | 0.85 | 0.85 | 0.85 | 0.85 | 0.87688 | 0.010018 | 0.48342 | 0.15891 | 0.28272
2025-05-10 18:00 | 39966.9332 | 37815.01 | 1881.5126 | 270.4106 | 0.084973 | 0.13255 | 0.13154 | 0.1508 | 130 | 18 | Spring | 0.25066 | 0.31384 | 0.31384 | 0.87696 | 0.40118 | 0.13154 | 0.084973 | 0.58773 | 0.66614 | 0.85008 | 0.010158 | 0.027398 | 0.1508 | 0.3962 | 0.66614 | 0 | 0 | 0.85 | 0.85 | 0.85 | 0.85 | 0.87696 | 0.010158 | 0.50599 | 0.059481 | 0.42211
2025-05-10 19:00 | 43803.959 | 43414.3616 | 97.3721 | 292.2252 | 0.0043975 | 0.14325 | 0.14249 | 0.15688 | 130 | 19 | Spring | 0.26664 | 0.33067 | 0.33067 | 0.8775 | 0.42487 | 0.14249 | 0.0043975 | 0.23069 | 0.66641 | 0.85008 | 0.010612 | 0.027398 | 0.15688 | 0.41363 | 0.66641 | 0 | 0 | 0.85 | 0.85 | 0.85 | 0.85 | 0.8775 | 0.010612 | 0.52452 | 0.0030783 | 0.39185
2025-05-10 20:00 | 43163.0337 | 42873.5297 | 0 | 289.504 | 0 | 0.14191 | 0.14163 | 0.14705 | 130 | 20 | Spring | 0.28392 | 0.33907 | 0.33907 | 0.87706 | 0.44583 | 0.14163 | 0 | 0 | 0.66641 | 0.85008 | 0.010717 | 0.013216 | 0.14705 | 0.41376 | 0.66641 | 0 | 0 | 0.85 | 0.85 | 0.85 | 0.85 | 0.87706 | 0.010717 | 0.52178 | 0 | 0.34357
2025-05-10 21:00 | 41015.7835 | 40733.0782 | 0 | 282.7053 | 0 | 0.13858 | 0.13866 | 0.13722 | 130 | 21 | Spring | 0.28852 | 0.33774 | 0.33774 | 0.87764 | 0.44688 | 0.13866 | 0 | 0 | 0.66641 | 0.85008 | 0.010682 | 0.0013328 | 0.13722 | 0.40821 | 0.66641 | 0 | 0 | 0.85 | 0.85 | 0.85 | 0.85 | 0.87764 | 0.010682 | 0.49219 | 0 | 0.10075
2025-05-10 22:00 | 37856.3058 | 37578.4913 | 0 | 277.8145 | 0 | 0.13618 | 0.13677 | 0.12562 | 130 | 22 | Spring | 0.27883 | 0.33192 | 0.33192 | 0.87863 | 0.45017 | 0.13677 | 0 | 0 | 0.66641 | 0.85008 | 0.010717 | 0.0013328 | 0.12562 | 0.36384 | 0.66641 | 0 | 0 | 0.85 | 0.85 | 0.85 | 0.85 | 0.87863 | 0.010717 | 0.43629 | 0 | 0.081544
2025-05-10 23:00 | 34353.92 | 34089.485 | 0 | 264.4351 | 0 | 0.12963 | 0.12996 | 0.12362 | 130 | 23 | Spring | 0.26601 | 0.32932 | 0.32932 | 0.87267 | 0.42104 | 0.12996 | 0 | 0 | 0.65528 | 0.85008 | 0.011973 | 0.0013328 | 0.12362 | 0.30433 | 0.65528 | 0 | 0 | 0.85 | 0.85 | 0.85 | 0.85 | 0.87267 | 0.011973 | 0.38142 | 0 | 0.039465
2025-05-11 00:00 | 31953.2867 | 31686.1498 | 0 | 267.1369 | 0 | 0.13095 | 0.1309 | 0.13181 | 131 | 0 | Spring | 0.27877 | 0.32807 | 0.32807 | 0.86806 | 0.41526 | 0.1309 | 0 | 0 | 0.64562 | 0.85008 | 0.0133 | 0.00079999 | 0.13181 | 0.22892 | 0.64562 | 0 | 0 | 0.85 | 0.85 | 0.85 | 0.85 | 0.86806 | 0.0133 | 0.36461 | 0 | 0.048952
2025-05-11 01:00 | 31290.0086 | 31009.3987 | 0 | 280.6099 | 0 | 0.13755 | 0.13795 | 0.13034 | 131 | 1 | Spring | 0.27126 | 0.31736 | 0.31736 | 0.87726 | 0.38 | 0.13795 | 0 | 0 | 0.64562 | 0.85008 | 0.012357 | 0.00079999 | 0.13034 | 0.2248 | 0.64562 | 0 | 0 | 0.85 | 0.85 | 0.85 | 0.85 | 0.87726 | 0.012357 | 0.36019 | 0 | 0
2025-05-11 02:00 | 31184.6704 | 30899.7608 | 0 | 284.9096 | 0 | 0.13966 | 0.14062 | 0.12225 | 131 | 2 | Spring | 0.2611 | 0.30561 | 0.30561 | 0.87644 | 0.34552 | 0.14062 | 0 | 0 | 0.64562 | 0.85008 | 0.012462 | 0.00079999 | 0.12225 | 0.21959 | 0.64562 | 0 | 0 | 0.85 | 0.85 | 0.85 | 0.85 | 0.87644 | 0.012462 | 0.35507 | 0 | 0.0076969
2025-05-11 03:00 | 31224.9352 | 30934.3559 | 0 | 290.5794 | 0 | 0.14244 | 0.14392 | 0.11571 | 131 | 3 | Spring | 0.25348 | 0.29808 | 0.29808 | 0.87591 | 0.33422 | 0.14392 | 0 | 0 | 0.64562 | 0.85008 | 0.013439 | 0.00079999 | 0.11571 | 0.21762 | 0.64562 | 0 | 0 | 0.85 | 0.85 | 0.85 | 0.85 | 0.87591 | 0.013439 | 0.3547 | 0 | 0
2025-05-11 04:00 | 31580.6018 | 31287.6166 | 0 | 292.9851 | 0 | 0.14362 | 0.14547 | 0.11025 | 131 | 4 | Spring | 0.24517 | 0.29516 | 0.29516 | 0.87706 | 0.32769 | 0.14547 | 0 | 0 | 0.64562 | 0.85008 | 0.013579 | 0.00079999 | 0.11025 | 0.22054 | 0.64562 | 0 | 0 | 0.85 | 0.85 | 0.85 | 0.85 | 0.87706 | 0.013579 | 0.36068 | 0 | 0
2025-05-11 05:00 | 33765.6027 | 33345.3689 | 126.3822 | 293.8516 | 0.0057077 | 0.14404 | 0.14617 | 0.10564 | 131 | 5 | Spring | 0.24319 | 0.29542 | 0.29542 | 0.87925 | 0.32324 | 0.14617 | 0.0057077 | 0 | 0.64562 | 0.85008 | 0.013719 | 0.00079999 | 0.10564 | 0.24903 | 0.64562 | 0 | 0 | 0.85 | 0.85 | 0.85 | 0.85 | 0.87925 | 0.013719 | 0.38813 | 0.0039954 | 0
2025-05-11 06:00 | 34607.5567 | 32366.9107 | 1965.6357 | 275.0103 | 0.088772 | 0.13481 | 0.13681 | 0.098679 | 131 | 6 | Spring | 0.25416 | 0.29826 | 0.29826 | 0.88123 | 0.35611 | 0.13681 | 0.088772 | 0 | 0.6501 | 0.85008 | 0.013404 | 0.00083936 | 0.098679 | 0.30317 | 0.6501 | 0 | 0 | 0.85 | 0.85 | 0.85 | 0.85 | 0.88123 | 0.013404 | 0.4151 | 0.06214 | 0
2025-05-11 07:00 | 36171.0093 | 30780.0514 | 5132.6696 | 258.2883 | 0.2318 | 0.12661 | 0.12845 | 0.093375 | 131 | 7 | Spring | 0.26383 | 0.30635 | 0.30635 | 0.88211 | 0.39696 | 0.12845 | 0.2318 | 0 | 0.65669 | 0.85008 | 0.012671 | 0.0010882 | 0.093375 | 0.29 | 0.65669 | 0 | 0 | 0.85 | 0.85 | 0.85 | 0.85 | 0.88211 | 0.012671 | 0.40054 | 0.16226 | 0.0096656
2025-05-11 08:00 | 38459.0273 | 29683.1124 | 8508.5226 | 267.3923 | 0.38426 | 0.13107 | 0.13311 | 0.094259 | 131 | 8 | Spring | 0.26441 | 0.30255 | 0.30255 | 0.88442 | 0.42633 | 0.13311 | 0.38426 | 0 | 0.65669 | 0.85008 | 0.012183 | 0.0010228 | 0.094259 | 0.28372 | 0.65669 | 0 | 0 | 0.85 | 0.85 | 0.85 | 0.85 | 0.88442 | 0.012183 | 0.39226 | 0.26898 | 0.029613
2025-05-11 09:00 | 40838.6836 | 29048.1119 | 11521.4593 | 269.1124 | 0.52033 | 0.13192 | 0.13381 | 0.097634 | 131 | 9 | Spring | 0.25911 | 0.30095 | 0.30095 | 0.88542 | 0.45108 | 0.13381 | 0.52033 | 0.38061 | 0.65642 | 0.85008 | 0.011659 | 0.00079999 | 0.097634 | 0.26073 | 0.65642 | 0 | 0 | 0.85 | 0.85 | 0.85 | 0.85 | 0.88542 | 0.011659 | 0.37528 | 0.36423 | 0
2025-05-11 10:00 | 42138.3698 | 28150.3273 | 13724.6212 | 263.4213 | 0.61983 | 0.12913 | 0.13036 | 0.10687 | 131 | 10 | Spring | 0.26146 | 0.29721 | 0.29721 | 0.88641 | 0.4463 | 0.13036 | 0.61983 | 0.64871 | 0.65688 | 0.85008 | 0.011484 | 0.00079999 | 0.10687 | 0.27476 | 0.65688 | 0 | 0 | 0.85 | 0.85 | 0.85 | 0.85 | 0.88641 | 0.011484 | 0.37825 | 0.43388 | 0
2025-05-11 11:00 | 42425.0793 | 27146.2698 | 15013.2871 | 265.5224 | 0.67803 | 0.13016 | 0.1307 | 0.12035 | 131 | 11 | Spring | 0.25473 | 0.28311 | 0.28311 | 0.88809 | 0.41276 | 0.1307 | 0.67803 | 0.69148 | 0.65688 | 0.85008 | 0.01138 | 0.00079999 | 0.12035 | 0.29695 | 0.65688 | 0 | 0 | 0.85 | 0.85 | 0.85 | 0.85 | 0.88809 | 0.01138 | 0.38376 | 0.47462 | 0.0092363
2025-05-11 12:00 | 41864.8556 | 26171.3879 | 15411.2367 | 282.231 | 0.696 | 0.13835 | 0.13846 | 0.13642 | 131 | 12 | Spring | 0.24979 | 0.27224 | 0.27224 | 0.88874 | 0.38152 | 0.13846 | 0.696 | 0.67553 | 0.65688 | 0.85008 | 0.011484 | 0.00080167 | 0.13642 | 0.31905 | 0.65688 | 0 | 0 | 0.85 | 0.85 | 0.85 | 0.85 | 0.88874 | 0.011484 | 0.39243 | 0.4872 | 0.0092363
2025-05-11 13:00 | 40040.5649 | 25450.4218 | 14285.4972 | 304.6459 | 0.64516 | 0.14934 | 0.14942 | 0.14775 | 131 | 13 | Spring | 0.2448 | 0.25993 | 0.25993 | 0.88865 | 0.35645 | 0.14942 | 0.64516 | 0.66427 | 0.65688 | 0.85008 | 0.010123 | 0.00079999 | 0.14775 | 0.32335 | 0.65688 | 0 | 0 | 0.85 | 0.85 | 0.85 | 0.85 | 0.88865 | 0.010123 | 0.40028 | 0.45161 | 0.0092363
2025-05-11 14:00 | 39798.0673 | 27256.4161 | 12218.5667 | 323.0846 | 0.55182 | 0.15837 | 0.15858 | 0.15458 | 131 | 14 | Spring | 0.24385 | 0.25881 | 0.25881 | 0.88747 | 0.34975 | 0.15858 | 0.55182 | 0.65679 | 0.65688 | 0.85008 | 0.0099835 | 0.0013328 | 0.15458 | 0.32489 | 0.65688 | 0 | 0 | 0.85 | 0.85 | 0.85 | 0.85 | 0.88747 | 0.0099835 | 0.40115 | 0.38627 | 0.0094141
2025-05-11 15:00 | 39594.5847 | 29597.8763 | 9655.4718 | 341.2367 | 0.43606 | 0.16727 | 0.16756 | 0.162 | 131 | 15 | Spring | 0.24372 | 0.26351 | 0.26351 | 0.88663 | 0.34492 | 0.16756 | 0.43606 | 0.66692 | 0.65688 | 0.85008 | 0.010088 | 0.0013328 | 0.162 | 0.33518 | 0.65688 | 0 | 0 | 0.85 | 0.85 | 0.85 | 0.85 | 0.88663 | 0.010088 | 0.4158 | 0.30524 | 0.0094141
2025-05-11 16:00 | 39138.8218 | 32065.6469 | 6714.6099 | 358.5651 | 0.30325 | 0.17577 | 0.17634 | 0.16535 | 131 | 16 | Spring | 0.24178 | 0.27908 | 0.27908 | 0.87629 | 0.34371 | 0.17634 | 0.30325 | 0.67652 | 0.66614 | 0.85008 | 0.010018 | 0.0013328 | 0.16535 | 0.36047 | 0.66614 | 0 | 0 | 0.85 | 0.85 | 0.85 | 0.85 | 0.87629 | 0.010018 | 0.43848 | 0.21227 | 0.0092363
2025-05-11 17:00 | 38563.6727 | 34268.5247 | 3923.5508 | 371.5972 | 0.1772 | 0.18216 | 0.18325 | 0.16229 | 131 | 17 | Spring | 0.24363 | 0.29823 | 0.29823 | 0.87688 | 0.36264 | 0.18325 | 0.1772 | 0.6679 | 0.66614 | 0.85008 | 0.010018 | 0.0035317 | 0.16229 | 0.37417 | 0.66614 | 0 | 0 | 0.85 | 0.85 | 0.85 | 0.85 | 0.87688 | 0.010018 | 0.48342 | 0.12404 | 0.28272
2025-05-11 18:00 | 39912.2668 | 38007.494 | 1509.4574 | 395.3153 | 0.06817 | 0.19378 | 0.19563 | 0.16039 | 131 | 18 | Spring | 0.25066 | 0.31384 | 0.31384 | 0.87696 | 0.40118 | 0.19563 | 0.06817 | 0.58773 | 0.66614 | 0.85008 | 0.010158 | 0.027398 | 0.16039 | 0.3962 | 0.66614 | 0 | 0 | 0.85 | 0.85 | 0.85 | 0.85 | 0.87696 | 0.010158 | 0.50599 | 0.047719 | 0.42211
2025-05-11 19:00 | 43803.959 | 43294.0957 | 89.0986 | 420.7647 | 0.0040239 | 0.20626 | 0.20849 | 0.16596 | 131 | 19 | Spring | 0.26664 | 0.33067 | 0.33067 | 0.8775 | 0.42487 | 0.20849 | 0.0040239 | 0.23069 | 0.66641 | 0.85008 | 0.010612 | 0.027398 | 0.16596 | 0.41363 | 0.66641 | 0 | 0 | 0.85 | 0.85 | 0.85 | 0.85 | 0.8775 | 0.010612 | 0.52452 | 0.0028167 | 0.39185
2025-05-11 20:00 | 43163.0337 | 42744.4208 | 0 | 418.6129 | 0 | 0.2052 | 0.20682 | 0.17598 | 131 | 20 | Spring | 0.28392 | 0.33907 | 0.33907 | 0.87706 | 0.44583 | 0.20682 | 0 | 0 | 0.66641 | 0.85008 | 0.010717 | 0.013216 | 0.17598 | 0.41376 | 0.66641 | 0 | 0 | 0.85 | 0.85 | 0.85 | 0.85 | 0.87706 | 0.010717 | 0.52178 | 0 | 0.34357
2025-05-11 21:00 | 41015.7835 | 40607.1827 | 0 | 408.6008 | 0 | 0.20029 | 0.20089 | 0.18948 | 131 | 21 | Spring | 0.28852 | 0.33774 | 0.33774 | 0.87764 | 0.44688 | 0.20089 | 0 | 0 | 0.66641 | 0.85008 | 0.010682 | 0.0013328 | 0.18948 | 0.40821 | 0.66641 | 0 | 0 | 0.85 | 0.85 | 0.85 | 0.85 | 0.87764 | 0.010682 | 0.49219 | 0 | 0.10075
2025-05-11 22:00 | 37856.3058 | 37453.7548 | 0 | 402.551 | 0 | 0.19733 | 0.197 | 0.20336 | 131 | 22 | Spring | 0.27883 | 0.33192 | 0.33192 | 0.87863 | 0.45017 | 0.197 | 0 | 0 | 0.66641 | 0.85008 | 0.010717 | 0.0013328 | 0.20336 | 0.36384 | 0.66641 | 0 | 0 | 0.85 | 0.85 | 0.85 | 0.85 | 0.87863 | 0.010717 | 0.43629 | 0 | 0.081544
2025-05-11 23:00 | 34353.92 | 33945.1665 | 0 | 408.7535 | 0 | 0.20037 | 0.19975 | 0.21161 | 131 | 23 | Spring | 0.26601 | 0.32932 | 0.32932 | 0.87267 | 0.42104 | 0.19975 | 0 | 0 | 0.65528 | 0.85008 | 0.011973 | 0.0013328 | 0.21161 | 0.30433 | 0.65528 | 0 | 0 | 0.85 | 0.85 | 0.85 | 0.85 | 0.87267 | 0.011973 | 0.38142 | 0 | 0.039465
2025-05-12 00:00 | 54056.2116 | 53619.5867 | 0 | 436.6249 | 0 | 0.21403 | 0.21403 | 0.21404 | 132 | 0 | Summer | 0.55471 | 0.48104 | 0.48104 | 0.94878 | 0.35614 | 0.21403 | 0 | 0 | 0.66443 | 0.85008 | 0.012218 | 0.019437 | 0.21404 | 0.52743 | 0.66443 | 0 | 0 | 0.85 | 0.85 | 0.85 | 0.85 | 0.94878 | 0.012218 | 0.59514 | 0 | 0.042639
2025-05-12 01:00 | 53425.9139 | 52970.5808 | 0 | 455.3332 | 0 | 0.2232 | 0.22377 | 0.21287 | 132 | 1 | Summer | 0.51573 | 0.45924 | 0.45924 | 0.94906 | 0.29865 | 0.22377 | 0 | 0 | 0.66443 | 0.85008 | 0.012287 | 0.019437 | 0.21287 | 0.48331 | 0.66443 | 0 | 0 | 0.85 | 0.85 | 0.85 | 0.85 | 0.94906 | 0.012287 | 0.55167 | 0 | 0
2025-05-12 02:00 | 53322.1148 | 52866.3675 | 0 | 455.7473 | 0 | 0.22341 | 0.22398 | 0.21311 | 132 | 2 | Summer | 0.47769 | 0.44425 | 0.44425 | 0.94941 | 0.25138 | 0.22398 | 0 | 0 | 0.66443 | 0.85008 | 0.012567 | 0.019191 | 0.21311 | 0.46524 | 0.66443 | 0 | 0 | 0.85 | 0.85 | 0.85 | 0.85 | 0.94941 | 0.012567 | 0.53289 | 0 | 0
2025-05-12 03:00 | 53318.4713 | 52866.9213 | 0 | 451.55 | 0 | 0.22135 | 0.22158 | 0.21707 | 132 | 3 | Summer | 0.46012 | 0.43819 | 0.43819 | 0.9491 | 0.22464 | 0.22158 | 0 | 0 | 0.66443 | 0.85008 | 0.012532 | 0.01917 | 0.21707 | 0.45789 | 0.66443 | 0 | 0 | 0.85 | 0.85 | 0.85 | 0.85 | 0.9491 | 0.012532 | 0.52986 | 0 | 0
2025-05-12 04:00 | 53822.1035 | 53373.8674 | 0 | 448.2361 | 0 | 0.21972 | 0.2195 | 0.22385 | 132 | 4 | Summer | 0.44971 | 0.43054 | 0.43054 | 0.94949 | 0.2044 | 0.2195 | 0 | 0 | 0.66443 | 0.85008 | 0.012532 | 0.01917 | 0.22385 | 0.46405 | 0.66443 | 0 | 0 | 0.85 | 0.85 | 0.85 | 0.85 | 0.94949 | 0.012532 | 0.53565 | 0 | 0
2025-05-12 05:00 | 57990.2598 | 57446.1528 | 104.3624 | 439.7446 | 0.0047132 | 0.21556 | 0.21439 | 0.23668 | 132 | 5 | Summer | 0.45811 | 0.44299 | 0.44299 | 0.94957 | 0.18921 | 0.21439 | 0.0047132 | 0 | 0.66443 | 0.85008 | 0.012567 | 0.01917 | 0.23668 | 0.49226 | 0.66443 | 0 | 0 | 0.85 | 0.85 | 0.85 | 0.85 | 0.94957 | 0.012567 | 0.54922 | 0.0032993 | 0
2025-05-12 06:00 | 63584.9789 | 61689.4984 | 1490.7803 | 404.7002 | 0.067327 | 0.19838 | 0.19653 | 0.2318 | 132 | 6 | Summer | 0.48774 | 0.45859 | 0.45859 | 0.94971 | 0.19102 | 0.19653 | 0.067327 | 0 | 0.66443 | 0.85008 | 0.012532 | 0.018904 | 0.2318 | 0.49923 | 0.66443 | 0 | 0 | 0.85 | 0.85 | 0.85 | 0.85 | 0.94971 | 0.012532 | 0.5429 | 0.047129 | 0
2025-05-12 07:00 | 67320.6101 | 63059.0722 | 3866.3958 | 395.1421 | 0.17461 | 0.1937 | 0.19312 | 0.20416 | 132 | 7 | Summer | 0.5162 | 0.46934 | 0.46934 | 0.95016 | 0.20898 | 0.19312 | 0.17461 | 0 | 0.66478 | 0.85008 | 0.012392 | 0.018904 | 0.20416 | 0.50879 | 0.66478 | 0 | 0 | 0.85 | 0.85 | 0.85 | 0.85 | 0.95016 | 0.012392 | 0.545 | 0.12223 | 0
2025-05-12 08:00 | 66510.7357 | 59648.3326 | 6419.5314 | 442.8717 | 0.28992 | 0.21709 | 0.21803 | 0.2002 | 132 | 8 | Summer | 0.5354 | 0.4736 | 0.4736 | 0.95052 | 0.22514 | 0.21803 | 0.28992 | 0.19439 | 0.66478 | 0.85008 | 0.012602 | 0.018904 | 0.2002 | 0.53361 | 0.66478 | 0 | 0 | 0.85 | 0.85 | 0.85 | 0.85 | 0.95052 | 0.012602 | 0.54288 | 0.20294 | 0
2025-05-12 09:00 | 65345.4189 | 56238.948 | 8642.1837 | 464.2872 | 0.3903 | 0.22759 | 0.22868 | 0.20799 | 132 | 9 | Summer | 0.54581 | 0.4857 | 0.4857 | 0.94978 | 0.24893 | 0.22868 | 0.3903 | 0.50389 | 0.66478 | 0.85008 | 0.014382 | 0.018904 | 0.20799 | 0.56932 | 0.66478 | 0 | 0 | 0.85 | 0.85 | 0.85 | 0.85 | 0.94978 | 0.014382 | 0.55471 | 0.27321 | 0
2025-05-12 10:00 | 64215.5813 | 53300.6361 | 10443.8571 | 471.0881 | 0.47167 | 0.23093 | 0.23211 | 0.20949 | 132 | 10 | Summer | 0.56661 | 0.50285 | 0.50285 | 0.94712 | 0.26186 | 0.23211 | 0.47167 | 0.61316 | 0.66501 | 0.85008 | 0.014068 | 0.018915 | 0.20949 | 0.61473 | 0.66501 | 0 | 0 | 0.85 | 0.85 | 0.85 | 0.85 | 0.94712 | 0.014068 | 0.60127 | 0.33017 | 0
2025-05-12 11:00 | 62434.7201 | 50700.6668 | 11253.0566 | 480.9967 | 0.50821 | 0.23578 | 0.23709 | 0.21209 | 132 | 11 | Summer | 0.60096 | 0.52041 | 0.52041 | 0.94453 | 0.27752 | 0.23709 | 0.50821 | 0.62169 | 0.6656 | 0.85008 | 0.014417 | 0.023029 | 0.21209 | 0.67643 | 0.6656 | 0 | 0 | 0.85 | 0.85 | 0.85 | 0.85 | 0.94453 | 0.014417 | 0.64142 | 0.35575 | 0.0015394
2025-05-12 12:00 | 62064.7056 | 50678.0464 | 10896.3108 | 490.3483 | 0.4921 | 0.24037 | 0.24192 | 0.21238 | 132 | 12 | Summer | 0.62291 | 0.53799 | 0.53799 | 0.94362 | 0.31341 | 0.24192 | 0.4921 | 0.62222 | 0.6656 | 0.85008 | 0.013928 | 0.037669 | 0.21238 | 0.70982 | 0.6656 | 0 | 0 | 0.85 | 0.85 | 0.85 | 0.85 | 0.94362 | 0.013928 | 0.67439 | 0.34447 | 0.13423
2025-05-12 13:00 | 62099.1549 | 51841.2127 | 9765.9279 | 492.0143 | 0.44105 | 0.24118 | 0.24284 | 0.21126 | 132 | 13 | Summer | 0.63006 | 0.55564 | 0.55564 | 0.9422 | 0.37114 | 0.24284 | 0.44105 | 0.63828 | 0.6656 | 0.85008 | 0.014242 | 0.073749 | 0.21126 | 0.73201 | 0.6656 | 0 | 0 | 0.85 | 0.85 | 0.85 | 0.85 | 0.9422 | 0.014242 | 0.69376 | 0.30873 | 0.25305
2025-05-12 14:00 | 62263.1078 | 53419.1365 | 8348.5087 | 495.4626 | 0.37704 | 0.24287 | 0.24453 | 0.213 | 132 | 14 | Summer | 0.6488 | 0.56826 | 0.56826 | 0.9398 | 0.41215 | 0.24453 | 0.37704 | 0.63061 | 0.66582 | 0.85008 | 0.014033 | 0.099397 | 0.213 | 0.74849 | 0.66582 | 0 | 0 | 0.85 | 0.85 | 0.85 | 0.85 | 0.9398 | 0.014033 | 0.70785 | 0.26392 | 0.30697
2025-05-12 15:00 | 62475.0857 | 55473.8655 | 6501.6097 | 499.6104 | 0.29363 | 0.24491 | 0.24648 | 0.21656 | 132 | 15 | Summer | 0.65735 | 0.56817 | 0.56817 | 0.93752 | 0.45803 | 0.24648 | 0.29363 | 0.64444 | 0.66641 | 0.85008 | 0.013928 | 0.12232 | 0.21656 | 0.75815 | 0.66641 | 0 | 0 | 0.85 | 0.85 | 0.85 | 0.85 | 0.93752 | 0.013928 | 0.71964 | 0.20554 | 0.37998
2025-05-12 16:00 | 62967.9099 | 57823.6538 | 4647.81 | 496.4461 | 0.2099 | 0.24336 | 0.24501 | 0.21348 | 132 | 16 | Summer | 0.66113 | 0.57399 | 0.57399 | 0.93651 | 0.48967 | 0.24501 | 0.2099 | 0.62638 | 0.66641 | 0.85008 | 0.013195 | 0.14338 | 0.21348 | 0.76334 | 0.66641 | 0 | 0 | 0.85 | 0.85 | 0.85 | 0.85 | 0.93651 | 0.013195 | 0.72909 | 0.14693 | 0.58653
2025-05-12 17:00 | 63289.154 | 59947.4589 | 2858.3441 | 483.351 | 0.12909 | 0.23694 | 0.23864 | 0.20614 | 132 | 17 | Summer | 0.65876 | 0.57144 | 0.57144 | 0.93752 | 0.50401 | 0.23864 | 0.12909 | 0.5801 | 0.66641 | 0.85008 | 0.01309 | 0.20336 | 0.20614 | 0.76686 | 0.66641 | 0 | 0 | 0.85 | 0.85 | 0.85 | 0.85 | 0.93752 | 0.01309 | 0.74086 | 0.090362 | 0.64515
2025-05-12 18:00 | 65579.0393 | 63984.0542 | 1116.7792 | 478.2058 | 0.050436 | 0.23441 | 0.23611 | 0.20379 | 132 | 18 | Summer | 0.65784 | 0.57543 | 0.57543 | 0.9378 | 0.50368 | 0.23611 | 0.050436 | 0.50952 | 0.66641 | 0.85008 | 0.012846 | 0.22688 | 0.20379 | 0.77618 | 0.66641 | 0 | 0 | 0.85 | 0.85 | 0.85 | 0.85 | 0.9378 | 0.012846 | 0.75295 | 0.035305 | 0.64577
2025-05-12 19:00 | 68909.9163 | 68371.7437 | 64.0812 | 474.0914 | 0.002894 | 0.2324 | 0.23422 | 0.19945 | 132 | 19 | Summer | 0.65654 | 0.58215 | 0.58215 | 0.93722 | 0.47421 | 0.23422 | 0.002894 | 0.33059 | 0.66641 | 0.85008 | 0.011205 | 0.20175 | 0.19945 | 0.77565 | 0.66641 | 0 | 0 | 0.85 | 0.85 | 0.85 | 0.85 | 0.93722 | 0.011205 | 0.76424 | 0.0020258 | 0.70485
2025-05-12 20:00 | 67444.3287 | 67003.7421 | 0 | 440.5866 | 0 | 0.21597 | 0.21761 | 0.18646 | 132 | 20 | Summer | 0.6677 | 0.58557 | 0.58557 | 0.93506 | 0.44805 | 0.21761 | 0 | 0.065097 | 0.66641 | 0.85008 | 0.01131 | 0.13977 | 0.18646 | 0.77193 | 0.66641 | 0 | 0 | 0.85 | 0.85 | 0.85 | 0.85 | 0.93506 | 0.01131 | 0.76712 | 0 | 0.71244
2025-05-12 21:00 | 64609.6966 | 64199.1907 | 0 | 410.5059 | 0 | 0.20123 | 0.20234 | 0.18115 | 132 | 21 | Summer | 0.65116 | 0.57136 | 0.57136 | 0.93281 | 0.42034 | 0.20234 | 0 | 0 | 0.66641 | 0.85008 | 0.011415 | 0.067558 | 0.18115 | 0.74633 | 0.66641 | 0 | 0 | 0.85 | 0.85 | 0.85 | 0.85 | 0.93281 | 0.011415 | 0.74851 | 0 | 0.38078
2025-05-12 22:00 | 60112.3871 | 59732.9297 | 0 | 379.4575 | 0 | 0.18601 | 0.18534 | 0.19803 | 132 | 22 | Summer | 0.61469 | 0.5457 | 0.5457 | 0.9302 | 0.41049 | 0.18534 | 0 | 0 | 0.6656 | 0.85008 | 0.011659 | 0.03136 | 0.19803 | 0.66421 | 0.6656 | 0 | 0 | 0.85 | 0.85 | 0.85 | 0.85 | 0.9302 | 0.011659 | 0.69584 | 0 | 0.15401
2025-05-12 23:00 | 55879.2578 | 55524.6027 | 0 | 354.6552 | 0 | 0.17385 | 0.17154 | 0.21557 | 132 | 23 | Summer | 0.59142 | 0.54754 | 0.54754 | 0.91095 | 0.36743 | 0.17154 | 0 | 0 | 0.66219 | 0.85008 | 0.011938 | 0.024002 | 0.21557 | 0.58272 | 0.66219 | 0 | 0 | 0.85 | 0.85 | 0.85 | 0.85 | 0.91095 | 0.011938 | 0.6334 | 0 | 0.13531
2025-05-13 00:00 | 54056.2116 | 53711.6411 | 0 | 344.5705 | 0 | 0.16891 | 0.16658 | 0.21096 | 133 | 0 | Summer | 0.55471 | 0.48104 | 0.48104 | 0.94878 | 0.35614 | 0.16658 | 0 | 0 | 0.66443 | 0.85008 | 0.012218 | 0.019437 | 0.21096 | 0.52743 | 0.66443 | 0 | 0 | 0.85 | 0.85 | 0.85 | 0.85 | 0.94878 | 0.012218 | 0.59514 | 0 | 0.042639
2025-05-13 01:00 | 53425.9139 | 53091.5187 | 0 | 334.3952 | 0 | 0.16392 | 0.1621 | 0.19679 | 133 | 1 | Summer | 0.51573 | 0.45924 | 0.45924 | 0.94906 | 0.29865 | 0.1621 | 0 | 0 | 0.66443 | 0.85008 | 0.012287 | 0.019437 | 0.19679 | 0.48331 | 0.66443 | 0 | 0 | 0.85 | 0.85 | 0.85 | 0.85 | 0.94906 | 0.012287 | 0.55167 | 0 | 0
2025-05-13 02:00 | 53322.1148 | 53005.8972 | 0 | 316.2176 | 0 | 0.15501 | 0.15352 | 0.18187 | 133 | 2 | Summer | 0.47769 | 0.44425 | 0.44425 | 0.94941 | 0.25138 | 0.15352 | 0 | 0 | 0.66443 | 0.85008 | 0.012567 | 0.019191 | 0.18187 | 0.46524 | 0.66443 | 0 | 0 | 0.85 | 0.85 | 0.85 | 0.85 | 0.94941 | 0.012567 | 0.53289 | 0 | 0
2025-05-13 03:00 | 53318.4713 | 53024.2691 | 0 | 294.2022 | 0 | 0.14422 | 0.14271 | 0.17137 | 133 | 3 | Summer | 0.46012 | 0.43819 | 0.43819 | 0.9491 | 0.22464 | 0.14271 | 0 | 0 | 0.66443 | 0.85008 | 0.012532 | 0.01917 | 0.17137 | 0.45789 | 0.66443 | 0 | 0 | 0.85 | 0.85 | 0.85 | 0.85 | 0.9491 | 0.012532 | 0.52986 | 0 | 0
2025-05-13 04:00 | 53822.1035 | 53542.2124 | 0 | 279.8911 | 0 | 0.1372 | 0.13582 | 0.16211 | 133 | 4 | Summer | 0.44971 | 0.43054 | 0.43054 | 0.94949 | 0.2044 | 0.13582 | 0 | 0 | 0.66443 | 0.85008 | 0.012532 | 0.01917 | 0.16211 | 0.46405 | 0.66443 | 0 | 0 | 0.85 | 0.85 | 0.85 | 0.85 | 0.94949 | 0.012532 | 0.53565 | 0 | 0
2025-05-13 05:00 | 57990.2598 | 57620.5004 | 102.254 | 267.5054 | 0.004618 | 0.13113 | 0.1297 | 0.15704 | 133 | 5 | Summer | 0.45811 | 0.44299 | 0.44299 | 0.94957 | 0.18921 | 0.1297 | 0.004618 | 0 | 0.66443 | 0.85008 | 0.012567 | 0.01917 | 0.15704 | 0.49226 | 0.66443 | 0 | 0 | 0.85 | 0.85 | 0.85 | 0.85 | 0.94957 | 0.012567 | 0.54922 | 0.0032326 | 0
2025-05-13 06:00 | 63560.0008 | 61852.0689 | 1478.7033 | 229.2286 | 0.066781 | 0.11237 | 0.11063 | 0.14373 | 133 | 6 | Summer | 0.48774 | 0.45859 | 0.45859 | 0.94971 | 0.19102 | 0.11063 | 0.066781 | 0 | 0.66443 | 0.85008 | 0.012532 | 0.018904 | 0.14373 | 0.49923 | 0.66443 | 0 | 0 | 0.85 | 0.85 | 0.85 | 0.85 | 0.94971 | 0.012532 | 0.5429 | 0.046747 | 0
2025-05-13 07:00 | 67320.6101 | 63251.7366 | 3857.5312 | 211.3423 | 0.17421 | 0.1036 | 0.10229 | 0.12718 | 133 | 7 | Summer | 0.5162 | 0.46934 | 0.46934 | 0.95016 | 0.20898 | 0.10229 | 0.17421 | 0 | 0.66478 | 0.85008 | 0.012392 | 0.018904 | 0.12718 | 0.50879 | 0.66478 | 0 | 0 | 0.85 | 0.85 | 0.85 | 0.85 | 0.95016 | 0.012392 | 0.545 | 0.12195 | 0
2025-05-13 08:00 | 66510.7357 | 60064.0856 | 6236.6202 | 210.0299 | 0.28166 | 0.10296 | 0.10207 | 0.1189 | 133 | 8 | Summer | 0.5354 | 0.4736 | 0.4736 | 0.95052 | 0.22514 | 0.10207 | 0.28166 | 0.19439 | 0.66478 | 0.85008 | 0.012602 | 0.018904 | 0.1189 | 0.53361 | 0.66478 | 0 | 0 | 0.85 | 0.85 | 0.85 | 0.85 | 0.95052 | 0.012602 | 0.54288 | 0.19716 | 0
2025-05-13 09:00 | 65374.4583 | 56458.7984 | 8697.0051 | 218.6548 | 0.39277 | 0.10718 | 0.10629 | 0.12329 | 133 | 9 | Summer | 0.54581 | 0.4857 | 0.4857 | 0.94978 | 0.24893 | 0.10629 | 0.39277 | 0.50389 | 0.66478 | 0.85008 | 0.014382 | 0.018904 | 0.12329 | 0.56932 | 0.66478 | 0 | 0 | 0.85 | 0.85 | 0.85 | 0.85 | 0.94978 | 0.014382 | 0.55471 | 0.27494 | 0
2025-05-13 10:00 | 65316.7272 | 54297.9615 | 10783.5857 | 235.18 | 0.48701 | 0.11528 | 0.11441 | 0.13112 | 133 | 10 | Summer | 0.56661 | 0.50285 | 0.50285 | 0.94712 | 0.26186 | 0.11441 | 0.48701 | 0.61316 | 0.66501 | 0.85008 | 0.014068 | 0.018915 | 0.13112 | 0.61473 | 0.66501 | 0 | 0 | 0.85 | 0.85 | 0.85 | 0.85 | 0.94712 | 0.014068 | 0.60127 | 0.34091 | 0
2025-05-13 11:00 | 63584.4961 | 51277.8636 | 12049.2937 | 257.3387 | 0.54417 | 0.12615 | 0.12576 | 0.13315 | 133 | 11 | Summer | 0.60096 | 0.52041 | 0.52041 | 0.94453 | 0.27752 | 0.12576 | 0.54417 | 0.62169 | 0.6656 | 0.85008 | 0.014417 | 0.023029 | 0.13315 | 0.67643 | 0.6656 | 0 | 0 | 0.85 | 0.85 | 0.85 | 0.85 | 0.94453 | 0.014417 | 0.64142 | 0.38092 | 0.0015394
2025-05-13 12:00 | 63383.6803 | 50598.957 | 12503.5532 | 281.1701 | 0.56469 | 0.13783 | 0.13779 | 0.13848 | 133 | 12 | Summer | 0.62291 | 0.53799 | 0.53799 | 0.94362 | 0.31341 | 0.13779 | 0.56469 | 0.62222 | 0.6656 | 0.85008 | 0.013928 | 0.037669 | 0.13848 | 0.70982 | 0.6656 | 0 | 0 | 0.85 | 0.85 | 0.85 | 0.85 | 0.94362 | 0.013928 | 0.67439 | 0.39528 | 0.13423
2025-05-13 13:00 | 63548.7454 | 51384.3536 | 11859.8404 | 304.5514 | 0.53561 | 0.14929 | 0.14942 | 0.14687 | 133 | 13 | Summer | 0.63006 | 0.55564 | 0.55564 | 0.9422 | 0.37114 | 0.14942 | 0.53561 | 0.63828 | 0.6656 | 0.85008 | 0.014242 | 0.073749 | 0.14687 | 0.73201 | 0.6656 | 0 | 0 | 0.85 | 0.85 | 0.85 | 0.85 | 0.9422 | 0.014242 | 0.69376 | 0.37493 | 0.25305
2025-05-13 14:00 | 63760.6715 | 53223.9674 | 10225.51 | 311.1942 | 0.4618 | 0.15255 | 0.15278 | 0.14834 | 133 | 14 | Summer | 0.6488 | 0.56826 | 0.56826 | 0.9398 | 0.41215 | 0.15278 | 0.4618 | 0.63061 | 0.66582 | 0.85008 | 0.014033 | 0.099397 | 0.14834 | 0.74849 | 0.66582 | 0 | 0 | 0.85 | 0.85 | 0.85 | 0.85 | 0.9398 | 0.014033 | 0.70785 | 0.32326 | 0.30697
2025-05-13 15:00 | 64191.2166 | 55649.7115 | 8224.2857 | 317.2194 | 0.37143 | 0.1555 | 0.15611 | 0.1444 | 133 | 15 | Summer | 0.65735 | 0.56817 | 0.56817 | 0.93752 | 0.45803 | 0.15611 | 0.37143 | 0.64444 | 0.66641 | 0.85008 | 0.013928 | 0.12232 | 0.1444 | 0.75815 | 0.66641 | 0 | 0 | 0.85 | 0.85 | 0.85 | 0.85 | 0.93752 | 0.013928 | 0.71964 | 0.26 | 0.37998
2025-05-13 16:00 | 65523.1966 | 59705.4687 | 5497.1624 | 320.5655 | 0.24826 | 0.15714 | 0.15792 | 0.14301 | 133 | 16 | Summer | 0.66113 | 0.57399 | 0.57399 | 0.93651 | 0.48967 | 0.15792 | 0.24826 | 0.62638 | 0.66641 | 0.85008 | 0.013195 | 0.14338 | 0.14301 | 0.76334 | 0.66641 | 0 | 0 | 0.85 | 0.85 | 0.85 | 0.85 | 0.93651 | 0.013195 | 0.72909 | 0.17378 | 0.58653
2025-05-13 17:00 | 66193.34 | 62639.9456 | 3244.8443 | 308.55 | 0.14654 | 0.15125 | 0.15206 | 0.13669 | 133 | 17 | Summer | 0.65876 | 0.57144 | 0.57144 | 0.93752 | 0.50401 | 0.15206 | 0.14654 | 0.5801 | 0.66641 | 0.85008 | 0.01309 | 0.20336 | 0.13669 | 0.76686 | 0.66641 | 0 | 0 | 0.85 | 0.85 | 0.85 | 0.85 | 0.93752 | 0.01309 | 0.74086 | 0.10258 | 0.64515
2025-05-13 18:00 | 66068.1697 | 64405.0252 | 1365.1307 | 298.0137 | 0.061652 | 0.14609 | 0.14703 | 0.12895 | 133 | 18 | Summer | 0.65784 | 0.57543 | 0.57543 | 0.9378 | 0.50368 | 0.14703 | 0.061652 | 0.50952 | 0.66641 | 0.85008 | 0.012846 | 0.22688 | 0.12895 | 0.77618 | 0.66641 | 0 | 0 | 0.85 | 0.85 | 0.85 | 0.85 | 0.9378 | 0.012846 | 0.75295 | 0.043156 | 0.64577
2025-05-13 19:00 | 68909.9163 | 68506.4205 | 95.3507 | 308.1452 | 0.0043062 | 0.15105 | 0.1523 | 0.12854 | 133 | 19 | Summer | 0.65654 | 0.58215 | 0.58215 | 0.93722 | 0.47421 | 0.1523 | 0.0043062 | 0.33059 | 0.66641 | 0.85008 | 0.011205 | 0.20175 | 0.12854 | 0.77565 | 0.66641 | 0 | 0 | 0.85 | 0.85 | 0.85 | 0.85 | 0.93722 | 0.011205 | 0.76424 | 0.0030144 | 0.70485
2025-05-13 20:00 | 67444.3287 | 67136.4083 | 0 | 307.9204 | 0 | 0.15094 | 0.15214 | 0.12935 | 133 | 20 | Summer | 0.6677 | 0.58557 | 0.58557 | 0.93506 | 0.44805 | 0.15214 | 0 | 0.065097 | 0.66641 | 0.85008 | 0.01131 | 0.13977 | 0.12935 | 0.77193 | 0.66641 | 0 | 0 | 0.85 | 0.85 | 0.85 | 0.85 | 0.93506 | 0.01131 | 0.76712 | 0 | 0.71244
2025-05-13 21:00 | 64609.6966 | 64306.4776 | 0 | 303.219 | 0 | 0.14864 | 0.14938 | 0.13513 | 133 | 21 | Summer | 0.65116 | 0.57136 | 0.57136 | 0.93281 | 0.42034 | 0.14938 | 0 | 0 | 0.66641 | 0.85008 | 0.011415 | 0.067558 | 0.13513 | 0.74633 | 0.66641 | 0 | 0 | 0.85 | 0.85 | 0.85 | 0.85 | 0.93281 | 0.011415 | 0.74851 | 0 | 0.38078
2025-05-13 22:00 | 60112.3871 | 59813.3899 | 0 | 298.9973 | 0 | 0.14657 | 0.14679 | 0.1425 | 133 | 22 | Summer | 0.61469 | 0.5457 | 0.5457 | 0.9302 | 0.41049 | 0.14679 | 0 | 0 | 0.6656 | 0.85008 | 0.011659 | 0.03136 | 0.1425 | 0.66421 | 0.6656 | 0 | 0 | 0.85 | 0.85 | 0.85 | 0.85 | 0.9302 | 0.011659 | 0.69584 | 0 | 0.15401
2025-05-13 23:00 | 55879.2578 | 55574.4728 | 0 | 304.7851 | 0 | 0.1494 | 0.14999 | 0.13888 | 133 | 23 | Summer | 0.59142 | 0.54754 | 0.54754 | 0.91095 | 0.36743 | 0.14999 | 0 | 0 | 0.66219 | 0.85008 | 0.011938 | 0.024002 | 0.13888 | 0.58272 | 0.66219 | 0 | 0 | 0.85 | 0.85 | 0.85 | 0.85 | 0.91095 | 0.011938 | 0.6334 | 0 | 0.13531
2025-05-14 00:00 | 54056.2116 | 53739.0341 | 0 | 317.1774 | 0 | 0.15548 | 0.1566 | 0.13529 | 134 | 0 | Summer | 0.55471 | 0.48104 | 0.48104 | 0.94878 | 0.35614 | 0.1566 | 0 | 0 | 0.66443 | 0.85008 | 0.012218 | 0.019437 | 0.13529 | 0.52743 | 0.66443 | 0 | 0 | 0.85 | 0.85 | 0.85 | 0.85 | 0.94878 | 0.012218 | 0.59514 | 0 | 0.042639
2025-05-14 01:00 | 53425.9139 | 53107.1825 | 0 | 318.7314 | 0 | 0.15624 | 0.15784 | 0.12731 | 134 | 1 | Summer | 0.51573 | 0.45924 | 0.45924 | 0.94906 | 0.29865 | 0.15784 | 0 | 0 | 0.66443 | 0.85008 | 0.012287 | 0.019437 | 0.12731 | 0.48331 | 0.66443 | 0 | 0 | 0.85 | 0.85 | 0.85 | 0.85 | 0.94906 | 0.012287 | 0.55167 | 0 | 0
2025-05-14 02:00 | 53322.1148 | 53012.3698 | 0 | 309.745 | 0 | 0.15184 | 0.1539 | 0.11446 | 134 | 2 | Summer | 0.47769 | 0.44425 | 0.44425 | 0.94941 | 0.25138 | 0.1539 | 0 | 0 | 0.66443 | 0.85008 | 0.012567 | 0.019191 | 0.11446 | 0.46524 | 0.66443 | 0 | 0 | 0.85 | 0.85 | 0.85 | 0.85 | 0.94941 | 0.012567 | 0.53289 | 0 | 0
2025-05-14 03:00 | 53318.4713 | 53023.4464 | 0 | 295.0249 | 0 | 0.14462 | 0.14709 | 0.099911 | 134 | 3 | Summer | 0.46012 | 0.43819 | 0.43819 | 0.9491 | 0.22464 | 0.14709 | 0 | 0 | 0.66443 | 0.85008 | 0.012532 | 0.01917 | 0.099911 | 0.45789 | 0.66443 | 0 | 0 | 0.85 | 0.85 | 0.85 | 0.85 | 0.9491 | 0.012532 | 0.52986 | 0 | 0
2025-05-14 04:00 | 53822.1035 | 53537.7018 | 0 | 284.4017 | 0 | 0.13941 | 0.14249 | 0.083732 | 134 | 4 | Summer | 0.44971 | 0.43054 | 0.43054 | 0.94949 | 0.2044 | 0.14249 | 0 | 0 | 0.66443 | 0.85008 | 0.012532 | 0.01917 | 0.083732 | 0.46405 | 0.66443 | 0 | 0 | 0.85 | 0.85 | 0.85 | 0.85 | 0.94949 | 0.012532 | 0.53565 | 0 | 0
2025-05-14 05:00 | 57990.2598 | 57542.2447 | 176.5236 | 271.4915 | 0.0079722 | 0.13308 | 0.13651 | 0.071223 | 134 | 5 | Summer | 0.45811 | 0.44299 | 0.44299 | 0.94957 | 0.18921 | 0.13651 | 0.0079722 | 0 | 0.66443 | 0.85008 | 0.012567 | 0.01917 | 0.071223 | 0.49226 | 0.66443 | 0 | 0 | 0.85 | 0.85 | 0.85 | 0.85 | 0.94957 | 0.012567 | 0.54922 | 0.0055805 | 0
2025-05-14 06:00 | 63536.1174 | 60862.4198 | 2445.114 | 228.5836 | 0.11043 | 0.11205 | 0.11507 | 0.057455 | 134 | 6 | Summer | 0.48774 | 0.45859 | 0.45859 | 0.94971 | 0.19102 | 0.11507 | 0.11043 | 0 | 0.66443 | 0.85008 | 0.012532 | 0.018904 | 0.057455 | 0.49923 | 0.66443 | 0 | 0 | 0.85 | 0.85 | 0.85 | 0.85 | 0.94971 | 0.012532 | 0.5429 | 0.077298 | 0
2025-05-14 07:00 | 67320.6101 | 61034.096 | 6094.2653 | 192.2488 | 0.27523 | 0.09424 | 0.097232 | 0.040152 | 134 | 7 | Summer | 0.5162 | 0.46934 | 0.46934 | 0.95016 | 0.20898 | 0.097232 | 0.27523 | 0 | 0.66478 | 0.85008 | 0.012392 | 0.018904 | 0.040152 | 0.50879 | 0.66478 | 0 | 0 | 0.85 | 0.85 | 0.85 | 0.85 | 0.95016 | 0.012392 | 0.545 | 0.19266 | 0
2025-05-14 08:00 | 66510.7357 | 56713.8283 | 9573.4937 | 223.4137 | 0.43236 | 0.10952 | 0.11356 | 0.036348 | 134 | 8 | Summer | 0.5354 | 0.4736 | 0.4736 | 0.95052 | 0.22514 | 0.11356 | 0.43236 | 0.19439 | 0.66478 | 0.85008 | 0.012602 | 0.018904 | 0.036348 | 0.53361 | 0.66478 | 0 | 0 | 0.85 | 0.85 | 0.85 | 0.85 | 0.95052 | 0.012602 | 0.54288 | 0.30265 | 0
2025-05-14 09:00 | 66408.2455 | 53658.9688 | 12512.4772 | 236.7995 | 0.56509 | 0.11608 | 0.12046 | 0.036964 | 134 | 9 | Summer | 0.54581 | 0.4857 | 0.4857 | 0.94978 | 0.24893 | 0.12046 | 0.56509 | 0.50389 | 0.66478 | 0.85008 | 0.014382 | 0.018904 | 0.036964 | 0.56932 | 0.66478 | 0 | 0 | 0.85 | 0.85 | 0.85 | 0.85 | 0.94978 | 0.014382 | 0.55471 | 0.39556 | 0
2025-05-14 10:00 | 66370.4918 | 51430.7567 | 14702.8399 | 236.8953 | 0.66401 | 0.11613 | 0.12044 | 0.038223 | 134 | 10 | Summer | 0.56661 | 0.50285 | 0.50285 | 0.94712 | 0.26186 | 0.12044 | 0.66401 | 0.61316 | 0.66501 | 0.85008 | 0.014068 | 0.018915 | 0.038223 | 0.61473 | 0.66501 | 0 | 0 | 0.85 | 0.85 | 0.85 | 0.85 | 0.94712 | 0.014068 | 0.60127 | 0.46481 | 0
2025-05-14 11:00 | 64630.4548 | 48421.1874 | 15969.9428 | 239.3246 | 0.72123 | 0.11732 | 0.12152 | 0.04133 | 134 | 11 | Summer | 0.60096 | 0.52041 | 0.52041 | 0.94453 | 0.27752 | 0.12152 | 0.72123 | 0.62169 | 0.6656 | 0.85008 | 0.014417 | 0.023029 | 0.04133 | 0.67643 | 0.6656 | 0 | 0 | 0.85 | 0.85 | 0.85 | 0.85 | 0.94453 | 0.014417 | 0.64142 | 0.50486 | 0.0015394
2025-05-14 12:00 | 64466.218 | 47997.1756 | 16219.708 | 249.3344 | 0.73251 | 0.12222 | 0.12626 | 0.049232 | 134 | 12 | Summer | 0.62291 | 0.53799 | 0.53799 | 0.94362 | 0.31341 | 0.12626 | 0.73251 | 0.62222 | 0.6656 | 0.85008 | 0.013928 | 0.037669 | 0.049232 | 0.70982 | 0.6656 | 0 | 0 | 0.85 | 0.85 | 0.85 | 0.85 | 0.94362 | 0.013928 | 0.67439 | 0.51276 | 0.13423
2025-05-14 13:00 | 64591.8838 | 48529.0048 | 15794.7475 | 268.1315 | 0.71332 | 0.13144 | 0.13546 | 0.058687 | 134 | 13 | Summer | 0.63006 | 0.55564 | 0.55564 | 0.9422 | 0.37114 | 0.13546 | 0.71332 | 0.63828 | 0.6656 | 0.85008 | 0.014242 | 0.073749 | 0.058687 | 0.73201 | 0.6656 | 0 | 0 | 0.85 | 0.85 | 0.85 | 0.85 | 0.9422 | 0.014242 | 0.69376 | 0.49933 | 0.25305
2025-05-14 14:00 | 64734.8233 | 50702.6967 | 13747.6889 | 284.4377 | 0.62087 | 0.13943 | 0.14342 | 0.067366 | 134 | 14 | Summer | 0.6488 | 0.56826 | 0.56826 | 0.9398 | 0.41215 | 0.14342 | 0.62087 | 0.63061 | 0.66582 | 0.85008 | 0.014033 | 0.099397 | 0.067366 | 0.74849 | 0.66582 | 0 | 0 | 0.85 | 0.85 | 0.85 | 0.85 | 0.9398 | 0.014033 | 0.70785 | 0.43461 | 0.30697
2025-05-14 15:00 | 65121.0089 | 53661.8539 | 11166.4396 | 292.7153 | 0.5043 | 0.14349 | 0.14756 | 0.069964 | 134 | 15 | Summer | 0.65735 | 0.56817 | 0.56817 | 0.93752 | 0.45803 | 0.14756 | 0.5043 | 0.64444 | 0.66641 | 0.85008 | 0.013928 | 0.12232 | 0.069964 | 0.75815 | 0.66641 | 0 | 0 | 0.85 | 0.85 | 0.85 | 0.85 | 0.93752 | 0.013928 | 0.71964 | 0.35301 | 0.37998
2025-05-14 16:00 | 66579.1602 | 57730.7765 | 8554.3751 | 294.0086 | 0.38633 | 0.14412 | 0.14808 | 0.072616 | 134 | 16 | Summer | 0.66113 | 0.57399 | 0.57399 | 0.93651 | 0.48967 | 0.14808 | 0.38633 | 0.62638 | 0.66641 | 0.85008 | 0.013195 | 0.14338 | 0.072616 | 0.76334 | 0.66641 | 0 | 0 | 0.85 | 0.85 | 0.85 | 0.85 | 0.93651 | 0.013195 | 0.72909 | 0.27043 | 0.58653
2025-05-14 17:00 | 67313.6602 | 61659.5239 | 5366.1994 | 287.9368 | 0.24235 | 0.14115 | 0.14448 | 0.080839 | 134 | 17 | Summer | 0.65876 | 0.57144 | 0.57144 | 0.93752 | 0.50401 | 0.14448 | 0.24235 | 0.5801 | 0.66641 | 0.85008 | 0.01309 | 0.20336 | 0.080839 | 0.76686 | 0.66641 | 0 | 0 | 0.85 | 0.85 | 0.85 | 0.85 | 0.93752 | 0.01309 | 0.74086 | 0.16964 | 0.64515
2025-05-14 18:00 | 67378.9214 | 64983.4466 | 2105.737 | 289.7378 | 0.095099 | 0.14203 | 0.14454 | 0.096589 | 134 | 18 | Summer | 0.65784 | 0.57543 | 0.57543 | 0.9378 | 0.50368 | 0.14454 | 0.095099 | 0.50952 | 0.66641 | 0.85008 | 0.012846 | 0.22688 | 0.096589 | 0.77618 | 0.66641 | 0 | 0 | 0.85 | 0.85 | 0.85 | 0.85 | 0.9378 | 0.012846 | 0.75295 | 0.06657 | 0.64577
2025-05-14 19:00 | 68909.9163 | 68468.9453 | 131.0678 | 309.9032 | 0.0059193 | 0.15191 | 0.1538 | 0.11775 | 134 | 19 | Summer | 0.65654 | 0.58215 | 0.58215 | 0.93722 | 0.47421 | 0.1538 | 0.0059193 | 0.33059 | 0.66641 | 0.85008 | 0.011205 | 0.20175 | 0.11775 | 0.77565 | 0.66641 | 0 | 0 | 0.85 | 0.85 | 0.85 | 0.85 | 0.93722 | 0.011205 | 0.76424 | 0.0041435 | 0.70485
2025-05-14 20:00 | 67444.3287 | 67133.1825 | 0 | 311.1462 | 0 | 0.15252 | 0.15394 | 0.12683 | 134 | 20 | Summer | 0.6677 | 0.58557 | 0.58557 | 0.93506 | 0.44805 | 0.15394 | 0 | 0.065097 | 0.66641 | 0.85008 | 0.01131 | 0.13977 | 0.12683 | 0.77193 | 0.66641 | 0 | 0 | 0.85 | 0.85 | 0.85 | 0.85 | 0.93506 | 0.01131 | 0.76712 | 0 | 0.71244
2025-05-14 21:00 | 64609.6966 | 64308.9133 | 0 | 300.7833 | 0 | 0.14744 | 0.1484 | 0.13015 | 134 | 21 | Summer | 0.65116 | 0.57136 | 0.57136 | 0.93281 | 0.42034 | 0.1484 | 0 | 0 | 0.66641 | 0.85008 | 0.011415 | 0.067558 | 0.13015 | 0.74633 | 0.66641 | 0 | 0 | 0.85 | 0.85 | 0.85 | 0.85 | 0.93281 | 0.011415 | 0.74851 | 0 | 0.38078
2025-05-14 22:00 | 60112.3871 | 59826.3023 | 0 | 286.0848 | 0 | 0.14024 | 0.14071 | 0.13179 | 134 | 22 | Summer | 0.61469 | 0.5457 | 0.5457 | 0.9302 | 0.41049 | 0.14071 | 0 | 0 | 0.6656 | 0.85008 | 0.011659 | 0.03136 | 0.13179 | 0.66421 | 0.6656 | 0 | 0 | 0.85 | 0.85 | 0.85 | 0.85 | 0.9302 | 0.011659 | 0.69584 | 0 | 0.15401
2025-05-14 23:00 | 55879.2578 | 55597.431 | 0 | 281.8268 | 0 | 0.13815 | 0.13878 | 0.12683 | 134 | 23 | Summer | 0.59142 | 0.54754 | 0.54754 | 0.91095 | 0.36743 | 0.13878 | 0 | 0 | 0.66219 | 0.85008 | 0.011938 | 0.024002 | 0.12683 | 0.58272 | 0.66219 | 0 | 0 | 0.85 | 0.85 | 0.85 | 0.85 | 0.91095 | 0.011938 | 0.6334 | 0 | 0.13531
2025-05-15 00:00 | 54056.2116 | 53763.6584 | 0 | 292.5532 | 0 | 0.14341 | 0.14446 | 0.12437 | 135 | 0 | Summer | 0.55471 | 0.48104 | 0.48104 | 0.94878 | 0.35614 | 0.14446 | 0 | 0 | 0.66443 | 0.85008 | 0.012218 | 0.019437 | 0.12437 | 0.52743 | 0.66443 | 0 | 0 | 0.85 | 0.85 | 0.85 | 0.85 | 0.94878 | 0.012218 | 0.59514 | 0 | 0.042639
2025-05-15 01:00 | 53425.9139 | 53120.2089 | 0 | 305.705 | 0 | 0.14986 | 0.15129 | 0.12388 | 135 | 1 | Summer | 0.51573 | 0.45924 | 0.45924 | 0.94906 | 0.29865 | 0.15129 | 0 | 0 | 0.66443 | 0.85008 | 0.012287 | 0.019437 | 0.12388 | 0.48331 | 0.66443 | 0 | 0 | 0.85 | 0.85 | 0.85 | 0.85 | 0.94906 | 0.012287 | 0.55167 | 0 | 0
2025-05-15 02:00 | 53322.1148 | 53000.0924 | 0 | 322.0224 | 0 | 0.15785 | 0.15957 | 0.12686 | 135 | 2 | Summer | 0.47769 | 0.44425 | 0.44425 | 0.94941 | 0.25138 | 0.15957 | 0 | 0 | 0.66443 | 0.85008 | 0.012567 | 0.019191 | 0.12686 | 0.46524 | 0.66443 | 0 | 0 | 0.85 | 0.85 | 0.85 | 0.85 | 0.94941 | 0.012567 | 0.53289 | 0 | 0
2025-05-15 03:00 | 53318.4713 | 52984.8498 | 0 | 333.6216 | 0 | 0.16354 | 0.16513 | 0.13473 | 135 | 3 | Summer | 0.46012 | 0.43819 | 0.43819 | 0.9491 | 0.22464 | 0.16513 | 0 | 0 | 0.66443 | 0.85008 | 0.012532 | 0.01917 | 0.13473 | 0.45789 | 0.66443 | 0 | 0 | 0.85 | 0.85 | 0.85 | 0.85 | 0.9491 | 0.012532 | 0.52986 | 0 | 0
2025-05-15 04:00 | 53822.1035 | 53483.2643 | 0 | 338.8392 | 0 | 0.1661 | 0.16724 | 0.14539 | 135 | 4 | Summer | 0.44971 | 0.43054 | 0.43054 | 0.94949 | 0.2044 | 0.16724 | 0 | 0 | 0.66443 | 0.85008 | 0.012532 | 0.01917 | 0.14539 | 0.46405 | 0.66443 | 0 | 0 | 0.85 | 0.85 | 0.85 | 0.85 | 0.94949 | 0.012532 | 0.53565 | 0 | 0
2025-05-15 05:00 | 57990.2598 | 57463.835 | 187.9701 | 338.4547 | 0.0084891 | 0.16591 | 0.16644 | 0.15632 | 135 | 5 | Summer | 0.45811 | 0.44299 | 0.44299 | 0.94957 | 0.18921 | 0.16644 | 0.0084891 | 0 | 0.66443 | 0.85008 | 0.012567 | 0.01917 | 0.15632 | 0.49226 | 0.66443 | 0 | 0 | 0.85 | 0.85 | 0.85 | 0.85 | 0.94957 | 0.012567 | 0.54922 | 0.0059424 | 0
2025-05-15 06:00 | 63513.2787 | 60790.3943 | 2431.291 | 291.5934 | 0.1098 | 0.14294 | 0.14265 | 0.14807 | 135 | 6 | Summer | 0.48774 | 0.45859 | 0.45859 | 0.94971 | 0.19102 | 0.14265 | 0.1098 | 0 | 0.66443 | 0.85008 | 0.012532 | 0.018904 | 0.14807 | 0.49923 | 0.66443 | 0 | 0 | 0.85 | 0.85 | 0.85 | 0.85 | 0.94971 | 0.012532 | 0.5429 | 0.076861 | 0
2025-05-15 07:00 | 67320.6101 | 61167.8477 | 5933.5426 | 219.2198 | 0.26797 | 0.10746 | 0.1071 | 0.11405 | 135 | 7 | Summer | 0.5162 | 0.46934 | 0.46934 | 0.95016 | 0.20898 | 0.1071 | 0.26797 | 0 | 0.66478 | 0.85008 | 0.012392 | 0.018904 | 0.11405 | 0.50879 | 0.66478 | 0 | 0 | 0.85 | 0.85 | 0.85 | 0.85 | 0.95016 | 0.012392 | 0.545 | 0.18758 | 0
2025-05-15 08:00 | 66510.7357 | 56809.1059 | 9503.3765 | 198.2532 | 0.42919 | 0.097183 | 0.097413 | 0.093027 | 135 | 8 | Summer | 0.5354 | 0.4736 | 0.4736 | 0.95052 | 0.22514 | 0.097413 | 0.42919 | 0.19439 | 0.66478 | 0.85008 | 0.012602 | 0.018904 | 0.093027 | 0.53361 | 0.66478 | 0 | 0 | 0.85 | 0.85 | 0.85 | 0.85 | 0.95052 | 0.012602 | 0.54288 | 0.30043 | 0
2025-05-15 09:00 | 65544.2877 | 52695.1534 | 12654.845 | 194.2893 | 0.57152 | 0.09524 | 0.095183 | 0.096268 | 135 | 9 | Summer | 0.54581 | 0.4857 | 0.4857 | 0.94978 | 0.24893 | 0.095183 | 0.57152 | 0.50389 | 0.66478 | 0.85008 | 0.014382 | 0.018904 | 0.096268 | 0.56932 | 0.66478 | 0 | 0 | 0.85 | 0.85 | 0.85 | 0.85 | 0.94978 | 0.014382 | 0.55471 | 0.40006 | 0
2025-05-15 10:00 | 65424.7602 | 50305.952 | 14931.0395 | 187.7687 | 0.67432 | 0.092043 | 0.091346 | 0.10465 | 135 | 10 | Summer | 0.56661 | 0.50285 | 0.50285 | 0.94712 | 0.26186 | 0.091346 | 0.67432 | 0.61316 | 0.66501 | 0.85008 | 0.014068 | 0.018915 | 0.10465 | 0.61473 | 0.66501 | 0 | 0 | 0.85 | 0.85 | 0.85 | 0.85 | 0.94712 | 0.014068 | 0.60127 | 0.47202 | 0
2025-05-15 11:00 | 63606.9898 | 47142.663 | 16278.304 | 186.0228 | 0.73516 | 0.091188 | 0.090281 | 0.10757 | 135 | 11 | Summer | 0.60096 | 0.52041 | 0.52041 | 0.94453 | 0.27752 | 0.090281 | 0.73516 | 0.62169 | 0.6656 | 0.85008 | 0.014417 | 0.023029 | 0.10757 | 0.67643 | 0.6656 | 0 | 0 | 0.85 | 0.85 | 0.85 | 0.85 | 0.94453 | 0.014417 | 0.64142 | 0.51461 | 0.0015394
2025-05-15 12:00 | 63022.2305 | 46231.2807 | 16600.0235 | 190.9263 | 0.74969 | 0.093591 | 0.09233 | 0.11638 | 135 | 12 | Summer | 0.62291 | 0.53799 | 0.53799 | 0.94362 | 0.31341 | 0.09233 | 0.74969 | 0.62222 | 0.6656 | 0.85008 | 0.013928 | 0.037669 | 0.11638 | 0.70982 | 0.6656 | 0 | 0 | 0.85 | 0.85 | 0.85 | 0.85 | 0.94362 | 0.013928 | 0.67439 | 0.52478 | 0.13423
2025-05-15 13:00 | 62575.5628 | 46185.9603 | 16190.2863 | 199.3162 | 0.73119 | 0.097704 | 0.096007 | 0.12838 | 135 | 13 | Summer | 0.63006 | 0.55564 | 0.55564 | 0.9422 | 0.37114 | 0.096007 | 0.73119 | 0.63828 | 0.6656 | 0.85008 | 0.014242 | 0.073749 | 0.12838 | 0.73201 | 0.6656 | 0 | 0 | 0.85 | 0.85 | 0.85 | 0.85 | 0.9422 | 0.014242 | 0.69376 | 0.51183 | 0.25305
2025-05-15 14:00 | 61949.0606 | 47071.7141 | 14669.2788 | 208.0678 | 0.66249 | 0.10199 | 0.099944 | 0.13904 | 135 | 14 | Summer | 0.6488 | 0.56826 | 0.56826 | 0.9398 | 0.41215 | 0.099944 | 0.66249 | 0.63061 | 0.66582 | 0.85008 | 0.014033 | 0.099397 | 0.13904 | 0.74849 | 0.66582 | 0 | 0 | 0.85 | 0.85 | 0.85 | 0.85 | 0.9398 | 0.014033 | 0.70785 | 0.46375 | 0.30697
2025-05-15 15:00 | 61166.7289 | 48629.1376 | 12333.1392 | 204.4521 | 0.55699 | 0.10022 | 0.097554 | 0.14845 | 135 | 15 | Summer | 0.65735 | 0.56817 | 0.56817 | 0.93752 | 0.45803 | 0.097554 | 0.55699 | 0.64444 | 0.66641 | 0.85008 | 0.013928 | 0.12232 | 0.14845 | 0.75815 | 0.66641 | 0 | 0 | 0.85 | 0.85 | 0.85 | 0.85 | 0.93752 | 0.013928 | 0.71964 | 0.38989 | 0.37998
2025-05-15 16:00 | 62360.1138 | 52930.4592 | 9218.6619 | 210.9927 | 0.41633 | 0.10343 | 0.10067 | 0.15332 | 135 | 16 | Summer | 0.66113 | 0.57399 | 0.57399 | 0.93651 | 0.48967 | 0.10067 | 0.41633 | 0.62638 | 0.66641 | 0.85008 | 0.013195 | 0.14338 | 0.15332 | 0.76334 | 0.66641 | 0 | 0 | 0.85 | 0.85 | 0.85 | 0.85 | 0.93651 | 0.013195 | 0.72909 | 0.29143 | 0.58653
2025-05-15 17:00 | 63289.154 | 57430.6948 | 5633.2548 | 225.2045 | 0.25441 | 0.11039 | 0.10786 | 0.15621 | 135 | 17 | Summer | 0.65876 | 0.57144 | 0.57144 | 0.93752 | 0.50401 | 0.10786 | 0.25441 | 0.5801 | 0.66641 | 0.85008 | 0.01309 | 0.20336 | 0.15621 | 0.76686 | 0.66641 | 0 | 0 | 0.85 | 0.85 | 0.85 | 0.85 | 0.93752 | 0.01309 | 0.74086 | 0.17809 | 0.64515
2025-05-15 18:00 | 65442.8089 | 62957.4671 | 2229.8235 | 255.5182 | 0.1007 | 0.12525 | 0.12325 | 0.16152 | 135 | 18 | Summer | 0.65784 | 0.57543 | 0.57543 | 0.9378 | 0.50368 | 0.12325 | 0.1007 | 0.50952 | 0.66641 | 0.85008 | 0.012846 | 0.22688 | 0.16152 | 0.77618 | 0.66641 | 0 | 0 | 0.85 | 0.85 | 0.85 | 0.85 | 0.9378 | 0.012846 | 0.75295 | 0.070492 | 0.64577
2025-05-15 19:00 | 68909.9163 | 68475.2097 | 152.6332 | 282.0734 | 0.0068932 | 0.13827 | 0.13629 | 0.17416 | 135 | 19 | Summer | 0.65654 | 0.58215 | 0.58215 | 0.93722 | 0.47421 | 0.13629 | 0.0068932 | 0.33059 | 0.66641 | 0.85008 | 0.011205 | 0.20175 | 0.17416 | 0.77565 | 0.66641 | 0 | 0 | 0.85 | 0.85 | 0.85 | 0.85 | 0.93722 | 0.011205 | 0.76424 | 0.0048253 | 0.70485
2025-05-15 20:00 | 67444.3287 | 67141.854 | 0 | 302.4747 | 0 | 0.14827 | 0.14621 | 0.18554 | 135 | 20 | Summer | 0.6677 | 0.58557 | 0.58557 | 0.93506 | 0.44805 | 0.14621 | 0 | 0.065097 | 0.66641 | 0.85008 | 0.01131 | 0.13977 | 0.18554 | 0.77193 | 0.66641 | 0 | 0 | 0.85 | 0.85 | 0.85 | 0.85 | 0.93506 | 0.01131 | 0.76712 | 0 | 0.71244
2025-05-15 21:00 | 64609.6966 | 64279.2302 | 0 | 330.4664 | 0 | 0.16199 | 0.16049 | 0.18911 | 135 | 21 | Summer | 0.65116 | 0.57136 | 0.57136 | 0.93281 | 0.42034 | 0.16049 | 0 | 0 | 0.66641 | 0.85008 | 0.011415 | 0.067558 | 0.18911 | 0.74633 | 0.66641 | 0 | 0 | 0.85 | 0.85 | 0.85 | 0.85 | 0.93281 | 0.011415 | 0.74851 | 0 | 0.38078
2025-05-15 22:00 | 60112.3871 | 59744.6794 | 0 | 367.7077 | 0 | 0.18025 | 0.17922 | 0.19891 | 135 | 22 | Summer | 0.61469 | 0.5457 | 0.5457 | 0.9302 | 0.41049 | 0.17922 | 0 | 0 | 0.6656 | 0.85008 | 0.011659 | 0.03136 | 0.19891 | 0.66421 | 0.6656 | 0 | 0 | 0.85 | 0.85 | 0.85 | 0.85 | 0.9302 | 0.011659 | 0.69584 | 0 | 0.15401
2025-05-15 23:00 | 55879.2578 | 55491.0976 | 0 | 388.1603 | 0 | 0.19027 | 0.18892 | 0.21477 | 135 | 23 | Summer | 0.59142 | 0.54754 | 0.54754 | 0.91095 | 0.36743 | 0.18892 | 0 | 0 | 0.66219 | 0.85008 | 0.011938 | 0.024002 | 0.21477 | 0.58272 | 0.66219 | 0 | 0 | 0.85 | 0.85 | 0.85 | 0.85 | 0.91095 | 0.011938 | 0.6334 | 0 | 0.13531
2025-05-16 00:00 | 54086.4963 | 53686.7137 | 0 | 399.7826 | 0 | 0.19597 | 0.19416 | 0.22867 | 136 | 0 | Summer | 0.55471 | 0.48104 | 0.48104 | 0.94878 | 0.35614 | 0.19416 | 0 | 0 | 0.66443 | 0.85008 | 0.012218 | 0.019437 | 0.22867 | 0.52743 | 0.66443 | 0 | 0 | 0.85 | 0.85 | 0.85 | 0.85 | 0.94878 | 0.012218 | 0.59514 | 0 | 0.042639
2025-05-16 01:00 | 53539.7291 | 53112.8795 | 0 | 426.8496 | 0 | 0.20924 | 0.20798 | 0.23194 | 136 | 1 | Summer | 0.51573 | 0.45924 | 0.45924 | 0.94906 | 0.29865 | 0.20798 | 0 | 0 | 0.66443 | 0.85008 | 0.012287 | 0.019437 | 0.23194 | 0.48331 | 0.66443 | 0 | 0 | 0.85 | 0.85 | 0.85 | 0.85 | 0.94906 | 0.012287 | 0.55167 | 0 | 0
2025-05-16 02:00 | 53479.4767 | 53027.1688 | 0 | 452.3079 | 0 | 0.22172 | 0.22124 | 0.23033 | 136 | 2 | Summer | 0.47769 | 0.44425 | 0.44425 | 0.94941 | 0.25138 | 0.22124 | 0 | 0 | 0.66443 | 0.85008 | 0.012567 | 0.019191 | 0.23033 | 0.46524 | 0.66443 | 0 | 0 | 0.85 | 0.85 | 0.85 | 0.85 | 0.94941 | 0.012567 | 0.53289 | 0 | 0
2025-05-16 03:00 | 53470.6868 | 53011.6377 | 0 | 459.049 | 0 | 0.22502 | 0.2249 | 0.22728 | 136 | 3 | Summer | 0.46012 | 0.43819 | 0.43819 | 0.9491 | 0.22464 | 0.2249 | 0 | 0 | 0.66443 | 0.85008 | 0.012532 | 0.01917 | 0.22728 | 0.45789 | 0.66443 | 0 | 0 | 0.85 | 0.85 | 0.85 | 0.85 | 0.9491 | 0.012532 | 0.52986 | 0 | 0
2025-05-16 04:00 | 53950.5662 | 53491.8345 | 0 | 458.7317 | 0 | 0.22487 | 0.22462 | 0.22939 | 136 | 4 | Summer | 0.44971 | 0.43054 | 0.43054 | 0.94949 | 0.2044 | 0.22462 | 0 | 0 | 0.66443 | 0.85008 | 0.012532 | 0.01917 | 0.22939 | 0.46405 | 0.66443 | 0 | 0 | 0.85 | 0.85 | 0.85 | 0.85 | 0.94949 | 0.012532 | 0.53565 | 0 | 0
2025-05-16 05:00 | 58104.8667 | 57445.8637 | 205.2389 | 453.7641 | 0.009269 | 0.22243 | 0.22154 | 0.2385 | 136 | 5 | Summer | 0.45811 | 0.44299 | 0.44299 | 0.94957 | 0.18921 | 0.22154 | 0.009269 | 0 | 0.66443 | 0.85008 | 0.012567 | 0.01917 | 0.2385 | 0.49226 | 0.66443 | 0 | 0 | 0.85 | 0.85 | 0.85 | 0.85 | 0.94957 | 0.012567 | 0.54922 | 0.0064883 | 0
2025-05-16 06:00 | 63491.4383 | 60490.4859 | 2582.6818 | 418.2706 | 0.11664 | 0.20503 | 0.20322 | 0.23778 | 136 | 6 | Summer | 0.48774 | 0.45859 | 0.45859 | 0.94971 | 0.19102 | 0.20322 | 0.11664 | 0 | 0.66443 | 0.85008 | 0.012532 | 0.018904 | 0.23778 | 0.49923 | 0.66443 | 0 | 0 | 0.85 | 0.85 | 0.85 | 0.85 | 0.94971 | 0.012532 | 0.5429 | 0.081647 | 0
2025-05-16 07:00 | 67320.6101 | 60707.5154 | 6241.962 | 371.1327 | 0.2819 | 0.18193 | 0.17924 | 0.23057 | 136 | 7 | Summer | 0.5162 | 0.46934 | 0.46934 | 0.95016 | 0.20898 | 0.17924 | 0.2819 | 0 | 0.66478 | 0.85008 | 0.012392 | 0.018904 | 0.23057 | 0.50879 | 0.66478 | 0 | 0 | 0.85 | 0.85 | 0.85 | 0.85 | 0.95016 | 0.012392 | 0.545 | 0.19733 | 0
2025-05-16 08:00 | 66510.7357 | 56371.518 | 9744.507 | 394.7107 | 0.44008 | 0.19349 | 0.19057 | 0.24624 | 136 | 8 | Summer | 0.5354 | 0.4736 | 0.4736 | 0.95052 | 0.22514 | 0.19057 | 0.44008 | 0.19439 | 0.66478 | 0.85008 | 0.012602 | 0.018904 | 0.24624 | 0.53361 | 0.66478 | 0 | 0 | 0.85 | 0.85 | 0.85 | 0.85 | 0.95052 | 0.012602 | 0.54288 | 0.30806 | 0
2025-05-16 09:00 | 65345.4189 | 52292.9095 | 12612.99 | 439.5194 | 0.56963 | 0.21545 | 0.2122 | 0.27415 | 136 | 9 | Summer | 0.54581 | 0.4857 | 0.4857 | 0.94978 | 0.24893 | 0.2122 | 0.56963 | 0.50389 | 0.66478 | 0.85008 | 0.014382 | 0.018904 | 0.27415 | 0.56932 | 0.66478 | 0 | 0 | 0.85 | 0.85 | 0.85 | 0.85 | 0.94978 | 0.014382 | 0.55471 | 0.39874 | 0
2025-05-16 10:00 | 64215.5813 | 49074.8734 | 14658.5017 | 482.2061 | 0.66201 | 0.23638 | 0.2332 | 0.29384 | 136 | 10 | Summer | 0.56661 | 0.50285 | 0.50285 | 0.94712 | 0.26186 | 0.2332 | 0.66201 | 0.61316 | 0.66501 | 0.85008 | 0.014068 | 0.018915 | 0.29384 | 0.61473 | 0.66501 | 0 | 0 | 0.85 | 0.85 | 0.85 | 0.85 | 0.94712 | 0.014068 | 0.60127 | 0.46341 | 0
2025-05-16 11:00 | 61736.0915 | 45436.2872 | 15796.5039 | 503.3004 | 0.7134 | 0.24672 | 0.2438 | 0.29936 | 136 | 11 | Summer | 0.60096 | 0.52041 | 0.52041 | 0.94453 | 0.27752 | 0.2438 | 0.7134 | 0.62169 | 0.6656 | 0.85008 | 0.014417 | 0.023029 | 0.29936 | 0.67643 | 0.6656 | 0 | 0 | 0.85 | 0.85 | 0.85 | 0.85 | 0.94453 | 0.014417 | 0.64142 | 0.49938 | 0.0015394
2025-05-16 12:00 | 60809.6087 | 44279.8727 | 16007.1723 | 522.5637 | 0.72292 | 0.25616 | 0.25347 | 0.30482 | 136 | 12 | Summer | 0.62291 | 0.53799 | 0.53799 | 0.94362 | 0.31341 | 0.25347 | 0.72292 | 0.62222 | 0.6656 | 0.85008 | 0.013928 | 0.037669 | 0.30482 | 0.70982 | 0.6656 | 0 | 0 | 0.85 | 0.85 | 0.85 | 0.85 | 0.94362 | 0.013928 | 0.67439 | 0.50604 | 0.13423
2025-05-16 13:00 | 60619.8935 | 44813.2911 | 15273.575 | 533.0274 | 0.68979 | 0.26129 | 0.25819 | 0.31733 | 136 | 13 | Summer | 0.63006 | 0.55564 | 0.55564 | 0.9422 | 0.37114 | 0.25819 | 0.68979 | 0.63828 | 0.6656 | 0.85008 | 0.014242 | 0.073749 | 0.31733 | 0.73201 | 0.6656 | 0 | 0 | 0.85 | 0.85 | 0.85 | 0.85 | 0.9422 | 0.014242 | 0.69376 | 0.48285 | 0.25305
2025-05-16 14:00 | 60727.8852 | 46620.4546 | 13561.9516 | 545.479 | 0.61249 | 0.26739 | 0.26413 | 0.32628 | 136 | 14 | Summer | 0.6488 | 0.56826 | 0.56826 | 0.9398 | 0.41215 | 0.26413 | 0.61249 | 0.63061 | 0.66582 | 0.85008 | 0.014033 | 0.099397 | 0.32628 | 0.74849 | 0.66582 | 0 | 0 | 0.85 | 0.85 | 0.85 | 0.85 | 0.9398 | 0.014033 | 0.70785 | 0.42874 | 0.30697
2025-05-16 15:00 | 61166.7289 | 49392.1696 | 11216.4937 | 558.0655 | 0.50656 | 0.27356 | 0.27066 | 0.32596 | 136 | 15 | Summer | 0.65735 | 0.56817 | 0.56817 | 0.93752 | 0.45803 | 0.27066 | 0.50656 | 0.64444 | 0.66641 | 0.85008 | 0.013928 | 0.12232 | 0.32596 | 0.75815 | 0.66641 | 0 | 0 | 0.85 | 0.85 | 0.85 | 0.85 | 0.93752 | 0.013928 | 0.71964 | 0.35459 | 0.37998
2025-05-16 16:00 | 62360.1138 | 53582.878 | 8203.146 | 574.0898 | 0.37047 | 0.28142 | 0.27936 | 0.31856 | 136 | 16 | Summer | 0.66113 | 0.57399 | 0.57399 | 0.93651 | 0.48967 | 0.27936 | 0.37047 | 0.62638 | 0.66641 | 0.85008 | 0.013195 | 0.14338 | 0.31856 | 0.76334 | 0.66641 | 0 | 0 | 0.85 | 0.85 | 0.85 | 0.85 | 0.93651 | 0.013195 | 0.72909 | 0.25933 | 0.58653
2025-05-16 17:00 | 63289.154 | 57774.2324 | 4931.7253 | 583.1963 | 0.22273 | 0.28588 | 0.28489 | 0.30386 | 136 | 17 | Summer | 0.65876 | 0.57144 | 0.57144 | 0.93752 | 0.50401 | 0.28489 | 0.22273 | 0.5801 | 0.66641 | 0.85008 | 0.01309 | 0.20336 | 0.30386 | 0.76686 | 0.66641 | 0 | 0 | 0.85 | 0.85 | 0.85 | 0.85 | 0.93752 | 0.01309 | 0.74086 | 0.15591 | 0.64515
2025-05-16 18:00 | 65401.3121 | 62855.9702 | 1966.7702 | 578.5717 | 0.088823 | 0.28361 | 0.28314 | 0.29221 | 136 | 18 | Summer | 0.65784 | 0.57543 | 0.57543 | 0.9378 | 0.50368 | 0.28314 | 0.088823 | 0.50952 | 0.66641 | 0.85008 | 0.012846 | 0.22688 | 0.29221 | 0.77618 | 0.66641 | 0 | 0 | 0.85 | 0.85 | 0.85 | 0.85 | 0.9378 | 0.012846 | 0.75295 | 0.062176 | 0.64577
2025-05-16 19:00 | 68909.9163 | 68196.6154 | 140.2659 | 573.035 | 0.0063347 | 0.2809 | 0.28019 | 0.29381 | 136 | 19 | Summer | 0.65654 | 0.58215 | 0.58215 | 0.93722 | 0.47421 | 0.28019 | 0.0063347 | 0.33059 | 0.66641 | 0.85008 | 0.011205 | 0.20175 | 0.29381 | 0.77565 | 0.66641 | 0 | 0 | 0.85 | 0.85 | 0.85 | 0.85 | 0.93722 | 0.011205 | 0.76424 | 0.0044343 | 0.70485
2025-05-16 20:00 | 67444.3287 | 66883.3471 | 0 | 560.9816 | 0 | 0.27499 | 0.2737 | 0.29839 | 136 | 20 | Summer | 0.6677 | 0.58557 | 0.58557 | 0.93506 | 0.44805 | 0.2737 | 0 | 0.065097 | 0.66641 | 0.85008 | 0.01131 | 0.13977 | 0.29839 | 0.77193 | 0.66641 | 0 | 0 | 0.85 | 0.85 | 0.85 | 0.85 | 0.93506 | 0.01131 | 0.76712 | 0 | 0.71244
2025-05-16 21:00 | 64609.6966 | 64065.866 | 0 | 543.8306 | 0 | 0.26658 | 0.26524 | 0.29089 | 136 | 21 | Summer | 0.65116 | 0.57136 | 0.57136 | 0.93281 | 0.42034 | 0.26524 | 0 | 0 | 0.66641 | 0.85008 | 0.011415 | 0.067558 | 0.29089 | 0.74633 | 0.66641 | 0 | 0 | 0.85 | 0.85 | 0.85 | 0.85 | 0.93281 | 0.011415 | 0.74851 | 0 | 0.38078
2025-05-16 22:00 | 60112.3871 | 59581.377 | 0 | 531.0101 | 0 | 0.2603 | 0.25955 | 0.27378 | 136 | 22 | Summer | 0.61469 | 0.5457 | 0.5457 | 0.9302 | 0.41049 | 0.25955 | 0 | 0 | 0.6656 | 0.85008 | 0.011659 | 0.03136 | 0.27378 | 0.66421 | 0.6656 | 0 | 0 | 0.85 | 0.85 | 0.85 | 0.85 | 0.9302 | 0.011659 | 0.69584 | 0 | 0.15401
2025-05-16 23:00 | 55879.2578 | 55354.5473 | 0 | 524.7105 | 0 | 0.25721 | 0.25684 | 0.26389 | 136 | 23 | Summer | 0.59142 | 0.54754 | 0.54754 | 0.91095 | 0.36743 | 0.25684 | 0 | 0 | 0.66219 | 0.85008 | 0.011938 | 0.024002 | 0.26389 | 0.58272 | 0.66219 | 0 | 0 | 0.85 | 0.85 | 0.85 | 0.85 | 0.91095 | 0.011938 | 0.6334 | 0 | 0.13531
2025-05-17 00:00 | 31953.2867 | 31427.3265 | 0 | 525.9602 | 0 | 0.25782 | 0.25783 | 0.25779 | 137 | 0 | Spring | 0.27877 | 0.32807 | 0.32807 | 0.86806 | 0.41526 | 0.25783 | 0 | 0 | 0.64562 | 0.85008 | 0.0133 | 0.00079999 | 0.25779 | 0.22892 | 0.64562 | 0 | 0 | 0.85 | 0.85 | 0.85 | 0.85 | 0.86806 | 0.0133 | 0.36461 | 0 | 0.048952
2025-05-17 01:00 | 31290.0086 | 30759.1092 | 0 | 530.8994 | 0 | 0.26024 | 0.26058 | 0.25422 | 137 | 1 | Spring | 0.27126 | 0.31736 | 0.31736 | 0.87726 | 0.38 | 0.26058 | 0 | 0 | 0.64562 | 0.85008 | 0.012357 | 0.00079999 | 0.25422 | 0.2248 | 0.64562 | 0 | 0 | 0.85 | 0.85 | 0.85 | 0.85 | 0.87726 | 0.012357 | 0.36019 | 0 | 0
2025-05-17 02:00 | 31184.6704 | 30648.8019 | 0 | 535.8685 | 0 | 0.26268 | 0.26331 | 0.2513 | 137 | 2 | Spring | 0.2611 | 0.30561 | 0.30561 | 0.87644 | 0.34552 | 0.26331 | 0 | 0 | 0.64562 | 0.85008 | 0.012462 | 0.00079999 | 0.2513 | 0.21959 | 0.64562 | 0 | 0 | 0.85 | 0.85 | 0.85 | 0.85 | 0.87644 | 0.012462 | 0.35507 | 0 | 0.0076969
2025-05-17 03:00 | 31224.9352 | 30696.858 | 0 | 528.0773 | 0 | 0.25886 | 0.25945 | 0.24817 | 137 | 3 | Spring | 0.25348 | 0.29808 | 0.29808 | 0.87591 | 0.33422 | 0.25945 | 0 | 0 | 0.64562 | 0.85008 | 0.013439 | 0.00079999 | 0.24817 | 0.21762 | 0.64562 | 0 | 0 | 0.85 | 0.85 | 0.85 | 0.85 | 0.87591 | 0.013439 | 0.3547 | 0 | 0
2025-05-17 04:00 | 31580.6018 | 31066.5571 | 0 | 514.0447 | 0 | 0.25198 | 0.25228 | 0.24659 | 137 | 4 | Spring | 0.24517 | 0.29516 | 0.29516 | 0.87706 | 0.32769 | 0.25228 | 0 | 0 | 0.64562 | 0.85008 | 0.013579 | 0.00079999 | 0.24659 | 0.22054 | 0.64562 | 0 | 0 | 0.85 | 0.85 | 0.85 | 0.85 | 0.87706 | 0.013579 | 0.36068 | 0 | 0
2025-05-17 05:00 | 33765.6027 | 33075.8823 | 188.0474 | 501.673 | 0.0084926 | 0.24592 | 0.24593 | 0.24565 | 137 | 5 | Spring | 0.24319 | 0.29542 | 0.29542 | 0.87925 | 0.32324 | 0.24593 | 0.0084926 | 0 | 0.64562 | 0.85008 | 0.013719 | 0.00079999 | 0.24565 | 0.24903 | 0.64562 | 0 | 0 | 0.85 | 0.85 | 0.85 | 0.85 | 0.87925 | 0.013719 | 0.38813 | 0.0059448 | 0
2025-05-17 06:00 | 34514.7921 | 31696.8134 | 2361.5639 | 456.4147 | 0.10665 | 0.22373 | 0.22343 | 0.22915 | 137 | 6 | Spring | 0.25416 | 0.29826 | 0.29826 | 0.88123 | 0.35611 | 0.22343 | 0.10665 | 0 | 0.6501 | 0.85008 | 0.013404 | 0.00083936 | 0.22915 | 0.30317 | 0.6501 | 0 | 0 | 0.85 | 0.85 | 0.85 | 0.85 | 0.88123 | 0.013404 | 0.4151 | 0.074657 | 0
2025-05-17 07:00 | 36171.0093 | 29859.8563 | 5910.3537 | 400.7994 | 0.26692 | 0.19647 | 0.19629 | 0.19969 | 137 | 7 | Spring | 0.26383 | 0.30635 | 0.30635 | 0.88211 | 0.39696 | 0.19629 | 0.26692 | 0 | 0.65669 | 0.85008 | 0.012671 | 0.0010882 | 0.19969 | 0.29 | 0.65669 | 0 | 0 | 0.85 | 0.85 | 0.85 | 0.85 | 0.88211 | 0.012671 | 0.40054 | 0.18685 | 0.0096656
2025-05-17 08:00 | 38459.0273 | 28504.1234 | 9523.4823 | 431.4216 | 0.4301 | 0.21148 | 0.21228 | 0.19698 | 137 | 8 | Spring | 0.26441 | 0.30255 | 0.30255 | 0.88442 | 0.42633 | 0.21228 | 0.4301 | 0 | 0.65669 | 0.85008 | 0.012183 | 0.0010228 | 0.19698 | 0.28372 | 0.65669 | 0 | 0 | 0.85 | 0.85 | 0.85 | 0.85 | 0.88442 | 0.012183 | 0.39226 | 0.30107 | 0.029613
2025-05-17 09:00 | 39680.7391 | 26726.1375 | 12493.4401 | 461.1614 | 0.56423 | 0.22606 | 0.22665 | 0.21544 | 137 | 9 | Spring | 0.25911 | 0.30095 | 0.30095 | 0.88542 | 0.45108 | 0.22665 | 0.56423 | 0.38061 | 0.65642 | 0.85008 | 0.011659 | 0.00079999 | 0.21544 | 0.26073 | 0.65642 | 0 | 0 | 0.85 | 0.85 | 0.85 | 0.85 | 0.88542 | 0.011659 | 0.37528 | 0.39496 | 0
2025-05-17 10:00 | 40232.0837 | 25064.2456 | 14705.5951 | 462.2429 | 0.66413 | 0.22659 | 0.22649 | 0.22846 | 137 | 10 | Spring | 0.26146 | 0.29721 | 0.29721 | 0.88641 | 0.4463 | 0.22649 | 0.66413 | 0.64871 | 0.65688 | 0.85008 | 0.011484 | 0.00079999 | 0.22846 | 0.27476 | 0.65688 | 0 | 0 | 0.85 | 0.85 | 0.85 | 0.85 | 0.88641 | 0.011484 | 0.37825 | 0.46489 | 0
2025-05-17 11:00 | 41583.0301 | 25130.631 | 15986.0892 | 466.3099 | 0.72196 | 0.22858 | 0.22799 | 0.23925 | 137 | 11 | Spring | 0.25473 | 0.28311 | 0.28311 | 0.88809 | 0.41276 | 0.22799 | 0.72196 | 0.69148 | 0.65688 | 0.85008 | 0.01138 | 0.00079999 | 0.23925 | 0.29695 | 0.65688 | 0 | 0 | 0.85 | 0.85 | 0.85 | 0.85 | 0.88809 | 0.01138 | 0.38376 | 0.50537 | 0.0092363
2025-05-17 12:00 | 42088.0294 | 25224.5389 | 16380.2844 | 483.206 | 0.73977 | 0.23687 | 0.23609 | 0.2509 | 137 | 12 | Spring | 0.24979 | 0.27224 | 0.27224 | 0.88874 | 0.38152 | 0.23609 | 0.73977 | 0.67553 | 0.65688 | 0.85008 | 0.011484 | 0.00080167 | 0.2509 | 0.31905 | 0.65688 | 0 | 0 | 0.85 | 0.85 | 0.85 | 0.85 | 0.88874 | 0.011484 | 0.39243 | 0.51784 | 0.0092363
2025-05-17 13:00 | 41067.2889 | 24775.7221 | 15799.612 | 491.9547 | 0.71354 | 0.24115 | 0.24057 | 0.25173 | 137 | 13 | Spring | 0.2448 | 0.25993 | 0.25993 | 0.88865 | 0.35645 | 0.24057 | 0.71354 | 0.66427 | 0.65688 | 0.85008 | 0.010123 | 0.00079999 | 0.25173 | 0.32335 | 0.65688 | 0 | 0 | 0.85 | 0.85 | 0.85 | 0.85 | 0.88865 | 0.010123 | 0.40028 | 0.49948 | 0.0092363
2025-05-17 14:00 | 41145.0413 | 26308.4971 | 14349.6938 | 486.8503 | 0.64806 | 0.23865 | 0.2383 | 0.24504 | 137 | 14 | Spring | 0.24385 | 0.25881 | 0.25881 | 0.88747 | 0.34975 | 0.2383 | 0.64806 | 0.65679 | 0.65688 | 0.85008 | 0.0099835 | 0.0013328 | 0.24504 | 0.32489 | 0.65688 | 0 | 0 | 0.85 | 0.85 | 0.85 | 0.85 | 0.88747 | 0.0099835 | 0.40115 | 0.45364 | 0.0094141
2025-05-17 15:00 | 41063.347 | 28484.4436 | 12105.1346 | 473.7689 | 0.54669 | 0.23224 | 0.23185 | 0.23928 | 137 | 15 | Spring | 0.24372 | 0.26351 | 0.26351 | 0.88663 | 0.34492 | 0.23185 | 0.54669 | 0.66692 | 0.65688 | 0.85008 | 0.010088 | 0.0013328 | 0.23928 | 0.33518 | 0.65688 | 0 | 0 | 0.85 | 0.85 | 0.85 | 0.85 | 0.88663 | 0.010088 | 0.4158 | 0.38268 | 0.0094141
2025-05-17 16:00 | 40745.0837 | 31134.4322 | 9151.8625 | 458.789 | 0.41332 | 0.2249 | 0.22444 | 0.2332 | 137 | 16 | Spring | 0.24178 | 0.27908 | 0.27908 | 0.87629 | 0.34371 | 0.22444 | 0.41332 | 0.67652 | 0.66614 | 0.85008 | 0.010018 | 0.0013328 | 0.2332 | 0.36047 | 0.66614 | 0 | 0 | 0.85 | 0.85 | 0.85 | 0.85 | 0.87629 | 0.010018 | 0.43848 | 0.28932 | 0.0092363
2025-05-17 17:00 | 40042.6933 | 33936.0786 | 5681.1974 | 425.4173 | 0.25657 | 0.20854 | 0.2078 | 0.22181 | 137 | 17 | Spring | 0.24363 | 0.29823 | 0.29823 | 0.87688 | 0.36264 | 0.2078 | 0.25657 | 0.6679 | 0.66614 | 0.85008 | 0.010018 | 0.0035317 | 0.22181 | 0.37417 | 0.66614 | 0 | 0 | 0.85 | 0.85 | 0.85 | 0.85 | 0.87688 | 0.010018 | 0.48342 | 0.1796 | 0.28272
2025-05-17 18:00 | 39631.1619 | 36969.1348 | 2279.7666 | 382.2604 | 0.10296 | 0.18738 | 0.18605 | 0.21153 | 137 | 18 | Spring | 0.25066 | 0.31384 | 0.31384 | 0.87696 | 0.40118 | 0.18605 | 0.10296 | 0.58773 | 0.66614 | 0.85008 | 0.010158 | 0.027398 | 0.21153 | 0.3962 | 0.66614 | 0 | 0 | 0.85 | 0.85 | 0.85 | 0.85 | 0.87696 | 0.010158 | 0.50599 | 0.072071 | 0.42211
2025-05-17 19:00 | 43803.959 | 43265.2974 | 169.397 | 369.2646 | 0.0076503 | 0.18101 | 0.17938 | 0.21056 | 137 | 19 | Spring | 0.26664 | 0.33067 | 0.33067 | 0.8775 | 0.42487 | 0.17938 | 0.0076503 | 0.23069 | 0.66641 | 0.85008 | 0.010612 | 0.027398 | 0.21056 | 0.41363 | 0.66641 | 0 | 0 | 0.85 | 0.85 | 0.85 | 0.85 | 0.8775 | 0.010612 | 0.52452 | 0.0053552 | 0.39185
2025-05-17 20:00 | 43163.0337 | 42800.3139 | 0 | 362.7198 | 0 | 0.1778 | 0.1761 | 0.20855 | 137 | 20 | Spring | 0.28392 | 0.33907 | 0.33907 | 0.87706 | 0.44583 | 0.1761 | 0 | 0 | 0.66641 | 0.85008 | 0.010717 | 0.013216 | 0.20855 | 0.41376 | 0.66641 | 0 | 0 | 0.85 | 0.85 | 0.85 | 0.85 | 0.87706 | 0.010717 | 0.52178 | 0 | 0.34357
2025-05-17 21:00 | 41015.7835 | 40655.6954 | 0 | 360.0881 | 0 | 0.17651 | 0.17496 | 0.20464 | 137 | 21 | Spring | 0.28852 | 0.33774 | 0.33774 | 0.87764 | 0.44688 | 0.17496 | 0 | 0 | 0.66641 | 0.85008 | 0.010682 | 0.0013328 | 0.20464 | 0.40821 | 0.66641 | 0 | 0 | 0.85 | 0.85 | 0.85 | 0.85 | 0.87764 | 0.010682 | 0.49219 | 0 | 0.10075
2025-05-17 22:00 | 37856.3058 | 37492.3252 | 0 | 363.9807 | 0 | 0.17842 | 0.17705 | 0.20328 | 137 | 22 | Spring | 0.27883 | 0.33192 | 0.33192 | 0.87863 | 0.45017 | 0.17705 | 0 | 0 | 0.66641 | 0.85008 | 0.010717 | 0.0013328 | 0.20328 | 0.36384 | 0.66641 | 0 | 0 | 0.85 | 0.85 | 0.85 | 0.85 | 0.87863 | 0.010717 | 0.43629 | 0 | 0.081544
2025-05-17 23:00 | 34353.92 | 33987.8812 | 0 | 366.0388 | 0 | 0.17943 | 0.17793 | 0.20654 | 137 | 23 | Spring | 0.26601 | 0.32932 | 0.32932 | 0.87267 | 0.42104 | 0.17793 | 0 | 0 | 0.65528 | 0.85008 | 0.011973 | 0.0013328 | 0.20654 | 0.30433 | 0.65528 | 0 | 0 | 0.85 | 0.85 | 0.85 | 0.85 | 0.87267 | 0.011973 | 0.38142 | 0 | 0.039465
2025-05-18 00:00 | 31953.2867 | 31577.7584 | 0 | 375.5282 | 0 | 0.18408 | 0.18243 | 0.21394 | 138 | 0 | Spring | 0.27877 | 0.32807 | 0.32807 | 0.86806 | 0.41526 | 0.18243 | 0 | 0 | 0.64562 | 0.85008 | 0.0133 | 0.00079999 | 0.21394 | 0.22892 | 0.64562 | 0 | 0 | 0.85 | 0.85 | 0.85 | 0.85 | 0.86806 | 0.0133 | 0.36461 | 0 | 0.048952
2025-05-18 01:00 | 31290.0086 | 30902.8208 | 0 | 387.1878 | 0 | 0.1898 | 0.18804 | 0.22165 | 138 | 1 | Spring | 0.27126 | 0.31736 | 0.31736 | 0.87726 | 0.38 | 0.18804 | 0 | 0 | 0.64562 | 0.85008 | 0.012357 | 0.00079999 | 0.22165 | 0.2248 | 0.64562 | 0 | 0 | 0.85 | 0.85 | 0.85 | 0.85 | 0.87726 | 0.012357 | 0.36019 | 0 | 0
2025-05-18 02:00 | 31184.6704 | 30790.7905 | 0 | 393.8799 | 0 | 0.19308 | 0.19093 | 0.23194 | 138 | 2 | Spring | 0.2611 | 0.30561 | 0.30561 | 0.87644 | 0.34552 | 0.19093 | 0 | 0 | 0.64562 | 0.85008 | 0.012462 | 0.00079999 | 0.23194 | 0.21959 | 0.64562 | 0 | 0 | 0.85 | 0.85 | 0.85 | 0.85 | 0.87644 | 0.012462 | 0.35507 | 0 | 0.0076969
2025-05-18 03:00 | 31224.9352 | 30842.1226 | 0 | 382.8126 | 0 | 0.18765 | 0.1847 | 0.24102 | 138 | 3 | Spring | 0.25348 | 0.29808 | 0.29808 | 0.87591 | 0.33422 | 0.1847 | 0 | 0 | 0.64562 | 0.85008 | 0.013439 | 0.00079999 | 0.24102 | 0.21762 | 0.64562 | 0 | 0 | 0.85 | 0.85 | 0.85 | 0.85 | 0.87591 | 0.013439 | 0.3547 | 0 | 0
2025-05-18 04:00 | 31580.6018 | 31215.7277 | 0 | 364.874 | 0 | 0.17886 | 0.1752 | 0.24504 | 138 | 4 | Spring | 0.24517 | 0.29516 | 0.29516 | 0.87706 | 0.32769 | 0.1752 | 0 | 0 | 0.64562 | 0.85008 | 0.013579 | 0.00079999 | 0.24504 | 0.22054 | 0.64562 | 0 | 0 | 0.85 | 0.85 | 0.85 | 0.85 | 0.87706 | 0.013579 | 0.36068 | 0 | 0
2025-05-18 05:00 | 33765.6027 | 33245.0394 | 172.7376 | 347.8258 | 0.0078012 | 0.1705 | 0.16652 | 0.24249 | 138 | 5 | Spring | 0.24319 | 0.29542 | 0.29542 | 0.87925 | 0.32324 | 0.16652 | 0.0078012 | 0 | 0.64562 | 0.85008 | 0.013719 | 0.00079999 | 0.24249 | 0.24903 | 0.64562 | 0 | 0 | 0.85 | 0.85 | 0.85 | 0.85 | 0.87925 | 0.013719 | 0.38813 | 0.0054608 | 0
2025-05-18 06:00 | 34501.6118 | 32405.3556 | 1787.6516 | 308.6045 | 0.080734 | 0.15128 | 0.14703 | 0.22797 | 138 | 6 | Spring | 0.25416 | 0.29826 | 0.29826 | 0.88123 | 0.35611 | 0.14703 | 0.080734 | 0 | 0.6501 | 0.85008 | 0.013404 | 0.00083936 | 0.22797 | 0.30317 | 0.6501 | 0 | 0 | 0.85 | 0.85 | 0.85 | 0.85 | 0.88123 | 0.013404 | 0.4151 | 0.056514 | 0
2025-05-18 07:00 | 36171.0093 | 31700.9816 | 4215.0759 | 254.9518 | 0.19036 | 0.12498 | 0.12029 | 0.2096 | 138 | 7 | Spring | 0.26383 | 0.30635 | 0.30635 | 0.88211 | 0.39696 | 0.12029 | 0.19036 | 0 | 0.65669 | 0.85008 | 0.012671 | 0.0010882 | 0.2096 | 0.29 | 0.65669 | 0 | 0 | 0.85 | 0.85 | 0.85 | 0.85 | 0.88211 | 0.012671 | 0.40054 | 0.13325 | 0.0096656
2025-05-18 08:00 | 38459.0273 | 31461.0064 | 6734.6514 | 263.3695 | 0.30415 | 0.1291 | 0.12494 | 0.20443 | 138 | 8 | Spring | 0.26441 | 0.30255 | 0.30255 | 0.88442 | 0.42633 | 0.12494 | 0.30415 | 0 | 0.65669 | 0.85008 | 0.012183 | 0.0010228 | 0.20443 | 0.28372 | 0.65669 | 0 | 0 | 0.85 | 0.85 | 0.85 | 0.85 | 0.88442 | 0.012183 | 0.39226 | 0.21291 | 0.029613
2025-05-18 09:00 | 42117.7481 | 32776.8924 | 9029.275 | 311.5808 | 0.40778 | 0.15274 | 0.14934 | 0.21404 | 138 | 9 | Spring | 0.25911 | 0.30095 | 0.30095 | 0.88542 | 0.45108 | 0.14934 | 0.40778 | 0.38061 | 0.65642 | 0.85008 | 0.011659 | 0.00079999 | 0.21404 | 0.26073 | 0.65642 | 0 | 0 | 0.85 | 0.85 | 0.85 | 0.85 | 0.88542 | 0.011659 | 0.37528 | 0.28545 | 0
2025-05-18 10:00 | 43997.9541 | 32931.7664 | 10714.5046 | 351.6831 | 0.48389 | 0.17239 | 0.16957 | 0.22337 | 138 | 10 | Spring | 0.26146 | 0.29721 | 0.29721 | 0.88641 | 0.4463 | 0.16957 | 0.48389 | 0.64871 | 0.65688 | 0.85008 | 0.011484 | 0.00079999 | 0.22337 | 0.27476 | 0.65688 | 0 | 0 | 0.85 | 0.85 | 0.85 | 0.85 | 0.88641 | 0.011484 | 0.37825 | 0.33872 | 0
2025-05-18 11:00 | 45179.0755 | 33151.1814 | 11648.6162 | 379.2779 | 0.52608 | 0.18592 | 0.18366 | 0.22685 | 138 | 11 | Spring | 0.25473 | 0.28311 | 0.28311 | 0.88809 | 0.41276 | 0.18366 | 0.52608 | 0.69148 | 0.65688 | 0.85008 | 0.01138 | 0.00079999 | 0.22685 | 0.29695 | 0.65688 | 0 | 0 | 0.85 | 0.85 | 0.85 | 0.85 | 0.88809 | 0.01138 | 0.38376 | 0.36825 | 0.0092363
2025-05-18 12:00 | 45573.7244 | 33156.1082 | 12028.7519 | 388.8643 | 0.54324 | 0.19062 | 0.18848 | 0.22934 | 138 | 12 | Spring | 0.24979 | 0.27224 | 0.27224 | 0.88874 | 0.38152 | 0.18848 | 0.54324 | 0.67553 | 0.65688 | 0.85008 | 0.011484 | 0.00080167 | 0.22934 | 0.31905 | 0.65688 | 0 | 0 | 0.85 | 0.85 | 0.85 | 0.85 | 0.88874 | 0.011484 | 0.39243 | 0.38027 | 0.0092363
2025-05-18 13:00 | 44317.8943 | 32133.0248 | 11783.4903 | 401.3792 | 0.53217 | 0.19675 | 0.19446 | 0.23815 | 138 | 13 | Spring | 0.2448 | 0.25993 | 0.25993 | 0.88865 | 0.35645 | 0.19446 | 0.53217 | 0.66427 | 0.65688 | 0.85008 | 0.010123 | 0.00079999 | 0.23815 | 0.32335 | 0.65688 | 0 | 0 | 0.85 | 0.85 | 0.85 | 0.85 | 0.88865 | 0.010123 | 0.40028 | 0.37252 | 0.0092363
2025-05-18 14:00 | 44306.3065 | 33061.5006 | 10821.4155 | 423.3905 | 0.48872 | 0.20754 | 0.20511 | 0.25152 | 138 | 14 | Spring | 0.24385 | 0.25881 | 0.25881 | 0.88747 | 0.34975 | 0.20511 | 0.48872 | 0.65679 | 0.65688 | 0.85008 | 0.0099835 | 0.0013328 | 0.25152 | 0.32489 | 0.65688 | 0 | 0 | 0.85 | 0.85 | 0.85 | 0.85 | 0.88747 | 0.0099835 | 0.40115 | 0.3421 | 0.0094141
2025-05-18 15:00 | 44388.6359 | 34842.4802 | 9103.2046 | 442.9512 | 0.41112 | 0.21713 | 0.21451 | 0.26448 | 138 | 15 | Spring | 0.24372 | 0.26351 | 0.26351 | 0.88663 | 0.34492 | 0.21451 | 0.41112 | 0.66692 | 0.65688 | 0.85008 | 0.010088 | 0.0013328 | 0.26448 | 0.33518 | 0.65688 | 0 | 0 | 0.85 | 0.85 | 0.85 | 0.85 | 0.88663 | 0.010088 | 0.4158 | 0.28778 | 0.0094141
2025-05-18 16:00 | 44343.9595 | 36940.4864 | 6941.0774 | 462.3956 | 0.31347 | 0.22666 | 0.22408 | 0.27346 | 138 | 16 | Spring | 0.24178 | 0.27908 | 0.27908 | 0.87629 | 0.34371 | 0.22408 | 0.31347 | 0.67652 | 0.66614 | 0.85008 | 0.010018 | 0.0013328 | 0.27346 | 0.36047 | 0.66614 | 0 | 0 | 0.85 | 0.85 | 0.85 | 0.85 | 0.87629 | 0.010018 | 0.43848 | 0.21943 | 0.0092363
2025-05-18 17:00 | 43934.7004 | 39094.0548 | 4382.9861 | 457.6595 | 0.19794 | 0.22434 | 0.22164 | 0.27311 | 138 | 17 | Spring | 0.24363 | 0.29823 | 0.29823 | 0.87688 | 0.36264 | 0.22164 | 0.19794 | 0.6679 | 0.66614 | 0.85008 | 0.010018 | 0.0035317 | 0.27311 | 0.37417 | 0.66614 | 0 | 0 | 0.85 | 0.85 | 0.85 | 0.85 | 0.87688 | 0.010018 | 0.48342 | 0.13856 | 0.28272
2025-05-18 18:00 | 43497.8619 | 41246.2561 | 1814.2858 | 437.32 | 0.081937 | 0.21437 | 0.21138 | 0.26847 | 138 | 18 | Spring | 0.25066 | 0.31384 | 0.31384 | 0.87696 | 0.40118 | 0.21138 | 0.081937 | 0.58773 | 0.66614 | 0.85008 | 0.010158 | 0.027398 | 0.26847 | 0.3962 | 0.66614 | 0 | 0 | 0.85 | 0.85 | 0.85 | 0.85 | 0.87696 | 0.010158 | 0.50599 | 0.057356 | 0.42211
2025-05-18 19:00 | 43803.959 | 43220.1385 | 145.2076 | 438.6129 | 0.0065579 | 0.21501 | 0.21168 | 0.27512 | 138 | 19 | Spring | 0.26664 | 0.33067 | 0.33067 | 0.8775 | 0.42487 | 0.21168 | 0.0065579 | 0.23069 | 0.66641 | 0.85008 | 0.010612 | 0.027398 | 0.27512 | 0.41363 | 0.66641 | 0 | 0 | 0.85 | 0.85 | 0.85 | 0.85 | 0.8775 | 0.010612 | 0.52452 | 0.0045905 | 0.39185
2025-05-18 20:00 | 43163.0337 | 42716.064 | 0 | 446.9698 | 0 | 0.2191 | 0.2157 | 0.28063 | 138 | 20 | Spring | 0.28392 | 0.33907 | 0.33907 | 0.87706 | 0.44583 | 0.2157 | 0 | 0 | 0.66641 | 0.85008 | 0.010717 | 0.013216 | 0.28063 | 0.41376 | 0.66641 | 0 | 0 | 0.85 | 0.85 | 0.85 | 0.85 | 0.87706 | 0.010717 | 0.52178 | 0 | 0.34357
2025-05-18 21:00 | 41015.7835 | 40561.3813 | 0 | 454.4022 | 0 | 0.22275 | 0.21948 | 0.28187 | 138 | 21 | Spring | 0.28852 | 0.33774 | 0.33774 | 0.87764 | 0.44688 | 0.21948 | 0 | 0 | 0.66641 | 0.85008 | 0.010682 | 0.0013328 | 0.28187 | 0.40821 | 0.66641 | 0 | 0 | 0.85 | 0.85 | 0.85 | 0.85 | 0.87764 | 0.010682 | 0.49219 | 0 | 0.10075
2025-05-18 22:00 | 37856.3058 | 37395.8815 | 0 | 460.4243 | 0 | 0.2257 | 0.22259 | 0.28189 | 138 | 22 | Spring | 0.27883 | 0.33192 | 0.33192 | 0.87863 | 0.45017 | 0.22259 | 0 | 0 | 0.66641 | 0.85008 | 0.010717 | 0.0013328 | 0.28189 | 0.36384 | 0.66641 | 0 | 0 | 0.85 | 0.85 | 0.85 | 0.85 | 0.87863 | 0.010717 | 0.43629 | 0 | 0.081544
2025-05-18 23:00 | 34353.92 | 33889.5153 | 0 | 464.4048 | 0 | 0.22765 | 0.22474 | 0.28026 | 138 | 23 | Spring | 0.26601 | 0.32932 | 0.32932 | 0.87267 | 0.42104 | 0.22474 | 0 | 0 | 0.65528 | 0.85008 | 0.011973 | 0.0013328 | 0.28026 | 0.30433 | 0.65528 | 0 | 0 | 0.85 | 0.85 | 0.85 | 0.85 | 0.87267 | 0.011973 | 0.38142 | 0 | 0.039465
2025-05-19 00:00 | 54056.2116 | 53593.6855 | 0 | 462.5261 | 0 | 0.22673 | 0.22392 | 0.27758 | 139 | 0 | Summer | 0.55471 | 0.48104 | 0.48104 | 0.94878 | 0.35614 | 0.22392 | 0 | 0 | 0.66443 | 0.85008 | 0.012218 | 0.019437 | 0.27758 | 0.52743 | 0.66443 | 0 | 0 | 0.85 | 0.85 | 0.85 | 0.85 | 0.94878 | 0.012218 | 0.59514 | 0 | 0.042639
2025-05-19 01:00 | 53425.9139 | 52959.127 | 0 | 466.787 | 0 | 0.22882 | 0.22584 | 0.28256 | 139 | 1 | Summer | 0.51573 | 0.45924 | 0.45924 | 0.94906 | 0.29865 | 0.22584 | 0 | 0 | 0.66443 | 0.85008 | 0.012287 | 0.019437 | 0.28256 | 0.48331 | 0.66443 | 0 | 0 | 0.85 | 0.85 | 0.85 | 0.85 | 0.94906 | 0.012287 | 0.55167 | 0 | 0
2025-05-19 02:00 | 53322.1148 | 52847.1008 | 0 | 475.014 | 0 | 0.23285 | 0.23028 | 0.27924 | 139 | 2 | Summer | 0.47769 | 0.44425 | 0.44425 | 0.94941 | 0.25138 | 0.23028 | 0 | 0 | 0.66443 | 0.85008 | 0.012567 | 0.019191 | 0.27924 | 0.46524 | 0.66443 | 0 | 0 | 0.85 | 0.85 | 0.85 | 0.85 | 0.94941 | 0.012567 | 0.53289 | 0 | 0
2025-05-19 03:00 | 53318.4713 | 52832.5161 | 0 | 485.9552 | 0 | 0.23821 | 0.23597 | 0.27879 | 139 | 3 | Summer | 0.46012 | 0.43819 | 0.43819 | 0.9491 | 0.22464 | 0.23597 | 0 | 0 | 0.66443 | 0.85008 | 0.012532 | 0.01917 | 0.27879 | 0.45789 | 0.66443 | 0 | 0 | 0.85 | 0.85 | 0.85 | 0.85 | 0.9491 | 0.012532 | 0.52986 | 0 | 0
2025-05-19 04:00 | 53822.1035 | 53348.8596 | 0 | 473.2439 | 0 | 0.23198 | 0.22996 | 0.2685 | 139 | 4 | Summer | 0.44971 | 0.43054 | 0.43054 | 0.94949 | 0.2044 | 0.22996 | 0 | 0 | 0.66443 | 0.85008 | 0.012532 | 0.01917 | 0.2685 | 0.46405 | 0.66443 | 0 | 0 | 0.85 | 0.85 | 0.85 | 0.85 | 0.94949 | 0.012532 | 0.53565 | 0 | 0
2025-05-19 05:00 | 57990.2598 | 57311.9173 | 211.6427 | 466.6998 | 0.0095582 | 0.22877 | 0.22659 | 0.26831 | 139 | 5 | Summer | 0.45811 | 0.44299 | 0.44299 | 0.94957 | 0.18921 | 0.22659 | 0.0095582 | 0 | 0.66443 | 0.85008 | 0.012567 | 0.01917 | 0.26831 | 0.49226 | 0.66443 | 0 | 0 | 0.85 | 0.85 | 0.85 | 0.85 | 0.94957 | 0.012567 | 0.54922 | 0.0066907 | 0
2025-05-19 06:00 | 63431.4905 | 60659.9739 | 2340.3509 | 431.1658 | 0.10569 | 0.21136 | 0.20895 | 0.25487 | 139 | 6 | Summer | 0.48774 | 0.45859 | 0.45859 | 0.94971 | 0.19102 | 0.20895 | 0.10569 | 0 | 0.66443 | 0.85008 | 0.012532 | 0.018904 | 0.25487 | 0.49923 | 0.66443 | 0 | 0 | 0.85 | 0.85 | 0.85 | 0.85 | 0.94971 | 0.012532 | 0.5429 | 0.073986 | 0
2025-05-19 07:00 | 67320.6101 | 61269.0318 | 5654.867 | 396.7113 | 0.25539 | 0.19447 | 0.19231 | 0.23336 | 139 | 7 | Summer | 0.5162 | 0.46934 | 0.46934 | 0.95016 | 0.20898 | 0.19231 | 0.25539 | 0 | 0.66478 | 0.85008 | 0.012392 | 0.018904 | 0.23336 | 0.50879 | 0.66478 | 0 | 0 | 0.85 | 0.85 | 0.85 | 0.85 | 0.95016 | 0.012392 | 0.545 | 0.17877 | 0
2025-05-19 08:00 | 68233.8817 | 58943.2832 | 8863.2562 | 427.3424 | 0.40028 | 0.20948 | 0.20835 | 0.23001 | 139 | 8 | Summer | 0.5354 | 0.4736 | 0.4736 | 0.95052 | 0.22514 | 0.20835 | 0.40028 | 0.19439 | 0.66478 | 0.85008 | 0.012602 | 0.018904 | 0.23001 | 0.53361 | 0.66478 | 0 | 0 | 0.85 | 0.85 | 0.85 | 0.85 | 0.95052 | 0.012602 | 0.54288 | 0.2802 | 0
2025-05-19 09:00 | 69111.693 | 57311.7869 | 11349.7204 | 450.1858 | 0.51258 | 0.22068 | 0.22024 | 0.22864 | 139 | 9 | Summer | 0.54581 | 0.4857 | 0.4857 | 0.94978 | 0.24893 | 0.22024 | 0.51258 | 0.50389 | 0.66478 | 0.85008 | 0.014382 | 0.018904 | 0.22864 | 0.56932 | 0.66478 | 0 | 0 | 0.85 | 0.85 | 0.85 | 0.85 | 0.94978 | 0.014382 | 0.55471 | 0.3588 | 0
2025-05-19 10:00 | 68989.8496 | 55721.8808 | 12826.2146 | 441.7541 | 0.57926 | 0.21655 | 0.21618 | 0.22315 | 139 | 10 | Summer | 0.56661 | 0.50285 | 0.50285 | 0.94712 | 0.26186 | 0.21618 | 0.57926 | 0.61316 | 0.66501 | 0.85008 | 0.014068 | 0.018915 | 0.22315 | 0.61473 | 0.66501 | 0 | 0 | 0.85 | 0.85 | 0.85 | 0.85 | 0.94712 | 0.014068 | 0.60127 | 0.40548 | 0
2025-05-19 11:00 | 67409.2964 | 53354.8907 | 13629.9006 | 424.505 | 0.61555 | 0.20809 | 0.20764 | 0.21619 | 139 | 11 | Summer | 0.60096 | 0.52041 | 0.52041 | 0.94453 | 0.27752 | 0.20764 | 0.61555 | 0.62169 | 0.6656 | 0.85008 | 0.014417 | 0.023029 | 0.21619 | 0.67643 | 0.6656 | 0 | 0 | 0.85 | 0.85 | 0.85 | 0.85 | 0.94453 | 0.014417 | 0.64142 | 0.43089 | 0.0015394
2025-05-19 12:00 | 67413.9816 | 53249.6381 | 13751.9018 | 412.4418 | 0.62106 | 0.20218 | 0.20135 | 0.21704 | 139 | 12 | Summer | 0.62291 | 0.53799 | 0.53799 | 0.94362 | 0.31341 | 0.20135 | 0.62106 | 0.62222 | 0.6656 | 0.85008 | 0.013928 | 0.037669 | 0.21704 | 0.70982 | 0.6656 | 0 | 0 | 0.85 | 0.85 | 0.85 | 0.85 | 0.94362 | 0.013928 | 0.67439 | 0.43474 | 0.13423
2025-05-19 13:00 | 67380.3752 | 53862.5924 | 13101.2839 | 416.4989 | 0.59168 | 0.20417 | 0.2036 | 0.21431 | 139 | 13 | Summer | 0.63006 | 0.55564 | 0.55564 | 0.9422 | 0.37114 | 0.2036 | 0.59168 | 0.63828 | 0.6656 | 0.85008 | 0.014242 | 0.073749 | 0.21431 | 0.73201 | 0.6656 | 0 | 0 | 0.85 | 0.85 | 0.85 | 0.85 | 0.9422 | 0.014242 | 0.69376 | 0.41418 | 0.25305
2025-05-19 14:00 | 67338.9058 | 55165.1635 | 11753.0765 | 420.6659 | 0.53079 | 0.20621 | 0.20598 | 0.21043 | 139 | 14 | Summer | 0.6488 | 0.56826 | 0.56826 | 0.9398 | 0.41215 | 0.20598 | 0.53079 | 0.63061 | 0.66582 | 0.85008 | 0.014033 | 0.099397 | 0.21043 | 0.74849 | 0.66582 | 0 | 0 | 0.85 | 0.85 | 0.85 | 0.85 | 0.9398 | 0.014033 | 0.70785 | 0.37155 | 0.30697
2025-05-19 15:00 | 67667.7543 | 57290.026 | 9957.3905 | 420.3377 | 0.4497 | 0.20605 | 0.20596 | 0.20772 | 139 | 15 | Summer | 0.65735 | 0.56817 | 0.56817 | 0.93752 | 0.45803 | 0.20596 | 0.4497 | 0.64444 | 0.66641 | 0.85008 | 0.013928 | 0.12232 | 0.20772 | 0.75815 | 0.66641 | 0 | 0 | 0.85 | 0.85 | 0.85 | 0.85 | 0.93752 | 0.013928 | 0.71964 | 0.31479 | 0.37998
2025-05-19 16:00 | 69495.7795 | 61466.5049 | 7602.2199 | 427.0547 | 0.34333 | 0.20934 | 0.20981 | 0.20081 | 139 | 16 | Summer | 0.66113 | 0.57399 | 0.57399 | 0.93651 | 0.48967 | 0.20981 | 0.34333 | 0.62638 | 0.66641 | 0.85008 | 0.013195 | 0.14338 | 0.20081 | 0.76334 | 0.66641 | 0 | 0 | 0.85 | 0.85 | 0.85 | 0.85 | 0.93651 | 0.013195 | 0.72909 | 0.24033 | 0.58653
2025-05-19 17:00 | 70777.71 | 65483.0767 | 4860.707 | 433.9263 | 0.21952 | 0.21271 | 0.21385 | 0.19208 | 139 | 17 | Summer | 0.65876 | 0.57144 | 0.57144 | 0.93752 | 0.50401 | 0.21385 | 0.21952 | 0.5801 | 0.66641 | 0.85008 | 0.01309 | 0.20336 | 0.19208 | 0.76686 | 0.66641 | 0 | 0 | 0.85 | 0.85 | 0.85 | 0.85 | 0.93752 | 0.01309 | 0.74086 | 0.15366 | 0.64515
2025-05-19 18:00 | 70817.6824 | 68334.8571 | 2081.1305 | 401.6948 | 0.093988 | 0.19691 | 0.19794 | 0.17829 | 139 | 18 | Summer | 0.65784 | 0.57543 | 0.57543 | 0.9378 | 0.50368 | 0.19794 | 0.093988 | 0.50952 | 0.66641 | 0.85008 | 0.012846 | 0.22688 | 0.17829 | 0.77618 | 0.66641 | 0 | 0 | 0.85 | 0.85 | 0.85 | 0.85 | 0.9378 | 0.012846 | 0.75295 | 0.065792 | 0.64577
2025-05-19 19:00 | 69948.6264 | 69407.684 | 169.5816 | 371.3607 | 0.0076586 | 0.18204 | 0.18305 | 0.16371 | 139 | 19 | Summer | 0.65654 | 0.58215 | 0.58215 | 0.93722 | 0.47421 | 0.18305 | 0.0076586 | 0.33059 | 0.66641 | 0.85008 | 0.011205 | 0.20175 | 0.16371 | 0.77565 | 0.66641 | 0 | 0 | 0.85 | 0.85 | 0.85 | 0.85 | 0.93722 | 0.011205 | 0.76424 | 0.0053611 | 0.70485
2025-05-19 20:00 | 67444.3287 | 67070.5373 | 0 | 373.7914 | 0 | 0.18323 | 0.18502 | 0.15086 | 139 | 20 | Summer | 0.6677 | 0.58557 | 0.58557 | 0.93506 | 0.44805 | 0.18502 | 0 | 0.065097 | 0.66641 | 0.85008 | 0.01131 | 0.13977 | 0.15086 | 0.77193 | 0.66641 | 0 | 0 | 0.85 | 0.85 | 0.85 | 0.85 | 0.93506 | 0.01131 | 0.76712 | 0 | 0.71244
2025-05-19 21:00 | 64609.6966 | 64232.2424 | 0 | 377.4541 | 0 | 0.18503 | 0.18703 | 0.14879 | 139 | 21 | Summer | 0.65116 | 0.57136 | 0.57136 | 0.93281 | 0.42034 | 0.18703 | 0 | 0 | 0.66641 | 0.85008 | 0.011415 | 0.067558 | 0.14879 | 0.74633 | 0.66641 | 0 | 0 | 0.85 | 0.85 | 0.85 | 0.85 | 0.93281 | 0.011415 | 0.74851 | 0 | 0.38078
2025-05-19 22:00 | 60112.3871 | 59733.3584 | 0 | 379.0288 | 0 | 0.1858 | 0.18727 | 0.15916 | 139 | 22 | Summer | 0.61469 | 0.5457 | 0.5457 | 0.9302 | 0.41049 | 0.18727 | 0 | 0 | 0.6656 | 0.85008 | 0.011659 | 0.03136 | 0.15916 | 0.66421 | 0.6656 | 0 | 0 | 0.85 | 0.85 | 0.85 | 0.85 | 0.9302 | 0.011659 | 0.69584 | 0 | 0.15401
2025-05-19 23:00 | 55879.2578 | 55519.3693 | 0 | 359.8886 | 0 | 0.17642 | 0.17689 | 0.16792 | 139 | 23 | Summer | 0.59142 | 0.54754 | 0.54754 | 0.91095 | 0.36743 | 0.17689 | 0 | 0 | 0.66219 | 0.85008 | 0.011938 | 0.024002 | 0.16792 | 0.58272 | 0.66219 | 0 | 0 | 0.85 | 0.85 | 0.85 | 0.85 | 0.91095 | 0.011938 | 0.6334 | 0 | 0.13531
2025-05-20 00:00 | 54056.2116 | 53717.3578 | 0 | 338.8538 | 0 | 0.1661 | 0.16566 | 0.17421 | 140 | 0 | Summer | 0.55471 | 0.48104 | 0.48104 | 0.94878 | 0.35614 | 0.16566 | 0 | 0 | 0.66443 | 0.85008 | 0.012218 | 0.019437 | 0.17421 | 0.52743 | 0.66443 | 0 | 0 | 0.85 | 0.85 | 0.85 | 0.85 | 0.94878 | 0.012218 | 0.59514 | 0 | 0.042639
2025-05-20 01:00 | 53425.9139 | 53088.1672 | 0 | 337.7467 | 0 | 0.16556 | 0.16477 | 0.17984 | 140 | 1 | Summer | 0.51573 | 0.45924 | 0.45924 | 0.94906 | 0.29865 | 0.16477 | 0 | 0 | 0.66443 | 0.85008 | 0.012287 | 0.019437 | 0.17984 | 0.48331 | 0.66443 | 0 | 0 | 0.85 | 0.85 | 0.85 | 0.85 | 0.94906 | 0.012287 | 0.55167 | 0 | 0
2025-05-20 02:00 | 53322.1148 | 52972.903 | 0 | 349.2118 | 0 | 0.17118 | 0.17042 | 0.18501 | 140 | 2 | Summer | 0.47769 | 0.44425 | 0.44425 | 0.94941 | 0.25138 | 0.17042 | 0 | 0 | 0.66443 | 0.85008 | 0.012567 | 0.019191 | 0.18501 | 0.46524 | 0.66443 | 0 | 0 | 0.85 | 0.85 | 0.85 | 0.85 | 0.94941 | 0.012567 | 0.53289 | 0 | 0
2025-05-20 03:00 | 53318.4713 | 52948.6373 | 0 | 369.8341 | 0 | 0.18129 | 0.18074 | 0.1912 | 140 | 3 | Summer | 0.46012 | 0.43819 | 0.43819 | 0.9491 | 0.22464 | 0.18074 | 0 | 0 | 0.66443 | 0.85008 | 0.012532 | 0.01917 | 0.1912 | 0.45789 | 0.66443 | 0 | 0 | 0.85 | 0.85 | 0.85 | 0.85 | 0.9491 | 0.012532 | 0.52986 | 0 | 0
2025-05-20 04:00 | 53822.1035 | 53434.5193 | 0 | 387.5842 | 0 | 0.18999 | 0.19033 | 0.18396 | 140 | 4 | Summer | 0.44971 | 0.43054 | 0.43054 | 0.94949 | 0.2044 | 0.19033 | 0 | 0 | 0.66443 | 0.85008 | 0.012532 | 0.01917 | 0.18396 | 0.46405 | 0.66443 | 0 | 0 | 0.85 | 0.85 | 0.85 | 0.85 | 0.94949 | 0.012532 | 0.53565 | 0 | 0
2025-05-20 05:00 | 57990.2598 | 57375.8819 | 214.0522 | 400.3257 | 0.009667 | 0.19624 | 0.19563 | 0.20724 | 140 | 5 | Summer | 0.45811 | 0.44299 | 0.44299 | 0.94957 | 0.18921 | 0.19563 | 0.009667 | 0 | 0.66443 | 0.85008 | 0.012567 | 0.01917 | 0.20724 | 0.49226 | 0.66443 | 0 | 0 | 0.85 | 0.85 | 0.85 | 0.85 | 0.94957 | 0.012567 | 0.54922 | 0.0067669 | 0
2025-05-20 06:00 | 63413.2411 | 60768.0924 | 2263.5632 | 381.5856 | 0.10223 | 0.18705 | 0.1853 | 0.21865 | 140 | 6 | Summer | 0.48774 | 0.45859 | 0.45859 | 0.94971 | 0.19102 | 0.1853 | 0.10223 | 0 | 0.66443 | 0.85008 | 0.012532 | 0.018904 | 0.21865 | 0.49923 | 0.66443 | 0 | 0 | 0.85 | 0.85 | 0.85 | 0.85 | 0.94971 | 0.012532 | 0.5429 | 0.071559 | 0
2025-05-20 07:00 | 67320.6101 | 61545.3198 | 5382.0874 | 393.2029 | 0.24307 | 0.19275 | 0.19207 | 0.20491 | 140 | 7 | Summer | 0.5162 | 0.46934 | 0.46934 | 0.95016 | 0.20898 | 0.19207 | 0.24307 | 0 | 0.66478 | 0.85008 | 0.012392 | 0.018904 | 0.20491 | 0.50879 | 0.66478 | 0 | 0 | 0.85 | 0.85 | 0.85 | 0.85 | 0.95016 | 0.012392 | 0.545 | 0.17015 | 0
2025-05-20 08:00 | 66510.7357 | 57614.2525 | 8461.256 | 435.2272 | 0.38213 | 0.21335 | 0.21389 | 0.20352 | 140 | 8 | Summer | 0.5354 | 0.4736 | 0.4736 | 0.95052 | 0.22514 | 0.21389 | 0.38213 | 0.19439 | 0.66478 | 0.85008 | 0.012602 | 0.018904 | 0.20352 | 0.53361 | 0.66478 | 0 | 0 | 0.85 | 0.85 | 0.85 | 0.85 | 0.95052 | 0.012602 | 0.54288 | 0.26749 | 0
2025-05-20 09:00 | 66795.2986 | 55058.3977 | 11272.9015 | 463.9994 | 0.50911 | 0.22745 | 0.2287 | 0.20494 | 140 | 9 | Summer | 0.54581 | 0.4857 | 0.4857 | 0.94978 | 0.24893 | 0.2287 | 0.50911 | 0.50389 | 0.66478 | 0.85008 | 0.014382 | 0.018904 | 0.20494 | 0.56932 | 0.66478 | 0 | 0 | 0.85 | 0.85 | 0.85 | 0.85 | 0.94978 | 0.014382 | 0.55471 | 0.35637 | 0
2025-05-20 10:00 | 66418.3097 | 52519.4259 | 13420.0487 | 478.8351 | 0.60608 | 0.23472 | 0.23617 | 0.20858 | 140 | 10 | Summer | 0.56661 | 0.50285 | 0.50285 | 0.94712 | 0.26186 | 0.23617 | 0.60608 | 0.61316 | 0.66501 | 0.85008 | 0.014068 | 0.018915 | 0.20858 | 0.61473 | 0.66501 | 0 | 0 | 0.85 | 0.85 | 0.85 | 0.85 | 0.94712 | 0.014068 | 0.60127 | 0.42425 | 0
2025-05-20 11:00 | 64582.8719 | 49280.8539 | 14800.3516 | 501.6664 | 0.66841 | 0.24591 | 0.24744 | 0.21836 | 140 | 11 | Summer | 0.60096 | 0.52041 | 0.52041 | 0.94453 | 0.27752 | 0.24744 | 0.66841 | 0.62169 | 0.6656 | 0.85008 | 0.014417 | 0.023029 | 0.21836 | 0.67643 | 0.6656 | 0 | 0 | 0.85 | 0.85 | 0.85 | 0.85 | 0.94453 | 0.014417 | 0.64142 | 0.46789 | 0.0015394
2025-05-20 12:00 | 64375.6291 | 48528.2845 | 15323.2944 | 524.0501 | 0.69203 | 0.25689 | 0.25881 | 0.22213 | 140 | 12 | Summer | 0.62291 | 0.53799 | 0.53799 | 0.94362 | 0.31341 | 0.25881 | 0.69203 | 0.62222 | 0.6656 | 0.85008 | 0.013928 | 0.037669 | 0.22213 | 0.70982 | 0.6656 | 0 | 0 | 0.85 | 0.85 | 0.85 | 0.85 | 0.94362 | 0.013928 | 0.67439 | 0.48442 | 0.13423
2025-05-20 13:00 | 64536.0963 | 49059.6026 | 14935.3224 | 541.1713 | 0.67451 | 0.26528 | 0.26783 | 0.21919 | 140 | 13 | Summer | 0.63006 | 0.55564 | 0.55564 | 0.9422 | 0.37114 | 0.26783 | 0.67451 | 0.63828 | 0.6656 | 0.85008 | 0.014242 | 0.073749 | 0.21919 | 0.73201 | 0.6656 | 0 | 0 | 0.85 | 0.85 | 0.85 | 0.85 | 0.9422 | 0.014242 | 0.69376 | 0.47216 | 0.25305
2025-05-20 14:00 | 64810.0908 | 50587.8181 | 13663.9943 | 558.2784 | 0.61709 | 0.27367 | 0.27689 | 0.21538 | 140 | 14 | Summer | 0.6488 | 0.56826 | 0.56826 | 0.9398 | 0.41215 | 0.27689 | 0.61709 | 0.63061 | 0.66582 | 0.85008 | 0.014033 | 0.099397 | 0.21538 | 0.74849 | 0.66582 | 0 | 0 | 0.85 | 0.85 | 0.85 | 0.85 | 0.9398 | 0.014033 | 0.70785 | 0.43197 | 0.30697
2025-05-20 15:00 | 65372.4956 | 53256.9094 | 11550.2868 | 565.2994 | 0.52163 | 0.27711 | 0.28043 | 0.21712 | 140 | 15 | Summer | 0.65735 | 0.56817 | 0.56817 | 0.93752 | 0.45803 | 0.28043 | 0.52163 | 0.64444 | 0.66641 | 0.85008 | 0.013928 | 0.12232 | 0.21712 | 0.75815 | 0.66641 | 0 | 0 | 0.85 | 0.85 | 0.85 | 0.85 | 0.93752 | 0.013928 | 0.71964 | 0.36514 | 0.37998
2025-05-20 16:00 | 66978.9104 | 57733.9203 | 8685.0886 | 559.9015 | 0.39224 | 0.27446 | 0.27763 | 0.21712 | 140 | 16 | Summer | 0.66113 | 0.57399 | 0.57399 | 0.93651 | 0.48967 | 0.27763 | 0.39224 | 0.62638 | 0.66641 | 0.85008 | 0.013195 | 0.14338 | 0.21712 | 0.76334 | 0.66641 | 0 | 0 | 0.85 | 0.85 | 0.85 | 0.85 | 0.93651 | 0.013195 | 0.72909 | 0.27457 | 0.58653
2025-05-20 17:00 | 67909.8394 | 61988.1125 | 5381.9918 | 539.7351 | 0.24306 | 0.26458 | 0.26771 | 0.20794 | 140 | 17 | Summer | 0.65876 | 0.57144 | 0.57144 | 0.93752 | 0.50401 | 0.26771 | 0.24306 | 0.5801 | 0.66641 | 0.85008 | 0.01309 | 0.20336 | 0.20794 | 0.76686 | 0.66641 | 0 | 0 | 0.85 | 0.85 | 0.85 | 0.85 | 0.93752 | 0.01309 | 0.74086 | 0.17014 | 0.64515
2025-05-20 18:00 | 68297.7335 | 65543.376 | 2217.9055 | 536.4521 | 0.10017 | 0.26297 | 0.26662 | 0.19685 | 140 | 18 | Summer | 0.65784 | 0.57543 | 0.57543 | 0.9378 | 0.50368 | 0.26662 | 0.10017 | 0.50952 | 0.66641 | 0.85008 | 0.012846 | 0.22688 | 0.19685 | 0.77618 | 0.66641 | 0 | 0 | 0.85 | 0.85 | 0.85 | 0.85 | 0.9378 | 0.012846 | 0.75295 | 0.070116 | 0.64577
2025-05-20 19:00 | 68909.9163 | 68175.1149 | 187.4692 | 547.3322 | 0.0084665 | 0.2683 | 0.27291 | 0.18493 | 140 | 19 | Summer | 0.65654 | 0.58215 | 0.58215 | 0.93722 | 0.47421 | 0.27291 | 0.0084665 | 0.33059 | 0.66641 | 0.85008 | 0.011205 | 0.20175 | 0.18493 | 0.77565 | 0.66641 | 0 | 0 | 0.85 | 0.85 | 0.85 | 0.85 | 0.93722 | 0.011205 | 0.76424 | 0.0059265 | 0.70485
2025-05-20 20:00 | 67444.3287 | 66927.7046 | 0 | 516.6241 | 0 | 0.25325 | 0.25746 | 0.17703 | 140 | 20 | Summer | 0.6677 | 0.58557 | 0.58557 | 0.93506 | 0.44805 | 0.25746 | 0 | 0.065097 | 0.66641 | 0.85008 | 0.01131 | 0.13977 | 0.17703 | 0.77193 | 0.66641 | 0 | 0 | 0.85 | 0.85 | 0.85 | 0.85 | 0.93506 | 0.01131 | 0.76712 | 0 | 0.71244
2025-05-20 21:00 | 64609.6966 | 64151.6383 | 0 | 458.0583 | 0 | 0.22454 | 0.22729 | 0.1748 | 140 | 21 | Summer | 0.65116 | 0.57136 | 0.57136 | 0.93281 | 0.42034 | 0.22729 | 0 | 0 | 0.66641 | 0.85008 | 0.011415 | 0.067558 | 0.1748 | 0.74633 | 0.66641 | 0 | 0 | 0.85 | 0.85 | 0.85 | 0.85 | 0.93281 | 0.011415 | 0.74851 | 0 | 0.38078
2025-05-20 22:00 | 60112.3871 | 59683.512 | 0 | 428.8751 | 0 | 0.21023 | 0.21178 | 0.18225 | 140 | 22 | Summer | 0.61469 | 0.5457 | 0.5457 | 0.9302 | 0.41049 | 0.21178 | 0 | 0 | 0.6656 | 0.85008 | 0.011659 | 0.03136 | 0.18225 | 0.66421 | 0.6656 | 0 | 0 | 0.85 | 0.85 | 0.85 | 0.85 | 0.9302 | 0.011659 | 0.69584 | 0 | 0.15401
2025-05-20 23:00 | 55879.2578 | 55443.3815 | 0 | 435.8763 | 0 | 0.21366 | 0.21518 | 0.18635 | 140 | 23 | Summer | 0.59142 | 0.54754 | 0.54754 | 0.91095 | 0.36743 | 0.21518 | 0 | 0 | 0.66219 | 0.85008 | 0.011938 | 0.024002 | 0.18635 | 0.58272 | 0.66219 | 0 | 0 | 0.85 | 0.85 | 0.85 | 0.85 | 0.91095 | 0.011938 | 0.6334 | 0 | 0.13531
2025-05-21 00:00 | 54056.2116 | 53595.2676 | 0 | 460.944 | 0 | 0.22595 | 0.22759 | 0.19634 | 141 | 0 | Summer | 0.55471 | 0.48104 | 0.48104 | 0.94878 | 0.35614 | 0.22759 | 0 | 0 | 0.66443 | 0.85008 | 0.012218 | 0.019437 | 0.19634 | 0.52743 | 0.66443 | 0 | 0 | 0.85 | 0.85 | 0.85 | 0.85 | 0.94878 | 0.012218 | 0.59514 | 0 | 0.042639
2025-05-21 01:00 | 53425.9139 | 52946.6968 | 0 | 479.2171 | 0 | 0.23491 | 0.23719 | 0.19363 | 141 | 1 | Summer | 0.51573 | 0.45924 | 0.45924 | 0.94906 | 0.29865 | 0.23719 | 0 | 0 | 0.66443 | 0.85008 | 0.012287 | 0.019437 | 0.19363 | 0.48331 | 0.66443 | 0 | 0 | 0.85 | 0.85 | 0.85 | 0.85 | 0.94906 | 0.012287 | 0.55167 | 0 | 0
2025-05-21 02:00 | 53322.1148 | 52841.273 | 0 | 480.8418 | 0 | 0.23571 | 0.23868 | 0.18196 | 141 | 2 | Summer | 0.47769 | 0.44425 | 0.44425 | 0.94941 | 0.25138 | 0.23868 | 0 | 0 | 0.66443 | 0.85008 | 0.012567 | 0.019191 | 0.18196 | 0.46524 | 0.66443 | 0 | 0 | 0.85 | 0.85 | 0.85 | 0.85 | 0.94941 | 0.012567 | 0.53289 | 0 | 0
2025-05-21 03:00 | 53318.4713 | 52846.4221 | 0 | 472.0492 | 0 | 0.2314 | 0.2348 | 0.16982 | 141 | 3 | Summer | 0.46012 | 0.43819 | 0.43819 | 0.9491 | 0.22464 | 0.2348 | 0 | 0 | 0.66443 | 0.85008 | 0.012532 | 0.01917 | 0.16982 | 0.45789 | 0.66443 | 0 | 0 | 0.85 | 0.85 | 0.85 | 0.85 | 0.9491 | 0.012532 | 0.52986 | 0 | 0
2025-05-21 04:00 | 53822.1035 | 53365.15 | 0 | 456.9535 | 0 | 0.224 | 0.22759 | 0.15903 | 141 | 4 | Summer | 0.44971 | 0.43054 | 0.43054 | 0.94949 | 0.2044 | 0.22759 | 0 | 0 | 0.66443 | 0.85008 | 0.012532 | 0.01917 | 0.15903 | 0.46405 | 0.66443 | 0 | 0 | 0.85 | 0.85 | 0.85 | 0.85 | 0.94949 | 0.012532 | 0.53565 | 0 | 0
2025-05-21 05:00 | 57990.2598 | 57325.1297 | 226.5372 | 438.5928 | 0.010231 | 0.215 | 0.21851 | 0.15147 | 141 | 5 | Summer | 0.45811 | 0.44299 | 0.44299 | 0.94957 | 0.18921 | 0.21851 | 0.010231 | 0 | 0.66443 | 0.85008 | 0.012567 | 0.01917 | 0.15147 | 0.49226 | 0.66443 | 0 | 0 | 0.85 | 0.85 | 0.85 | 0.85 | 0.94957 | 0.012567 | 0.54922 | 0.0071616 | 0
2025-05-21 06:00 | 63395.8023 | 60742.086 | 2270.778 | 382.9383 | 0.10255 | 0.18771 | 0.19059 | 0.1358 | 141 | 6 | Summer | 0.48774 | 0.45859 | 0.45859 | 0.94971 | 0.19102 | 0.19059 | 0.10255 | 0 | 0.66443 | 0.85008 | 0.012532 | 0.018904 | 0.1358 | 0.49923 | 0.66443 | 0 | 0 | 0.85 | 0.85 | 0.85 | 0.85 | 0.94971 | 0.012532 | 0.5429 | 0.071787 | 0
2025-05-21 07:00 | 67320.6101 | 61570.504 | 5370.8369 | 379.2692 | 0.24256 | 0.18592 | 0.18904 | 0.12946 | 141 | 7 | Summer | 0.5162 | 0.46934 | 0.46934 | 0.95016 | 0.20898 | 0.18904 | 0.24256 | 0 | 0.66478 | 0.85008 | 0.012392 | 0.018904 | 0.12946 | 0.50879 | 0.66478 | 0 | 0 | 0.85 | 0.85 | 0.85 | 0.85 | 0.95016 | 0.012392 | 0.545 | 0.16979 | 0
2025-05-21 08:00 | 66510.7357 | 57545.885 | 8578.2318 | 386.6189 | 0.38741 | 0.18952 | 0.19268 | 0.13246 | 141 | 8 | Summer | 0.5354 | 0.4736 | 0.4736 | 0.95052 | 0.22514 | 0.19268 | 0.38741 | 0.19439 | 0.66478 | 0.85008 | 0.012602 | 0.018904 | 0.13246 | 0.53361 | 0.66478 | 0 | 0 | 0.85 | 0.85 | 0.85 | 0.85 | 0.95052 | 0.012602 | 0.54288 | 0.27119 | 0
2025-05-21 09:00 | 65881.9718 | 54271.8998 | 11244.6107 | 365.4613 | 0.50783 | 0.17915 | 0.18185 | 0.13034 | 141 | 9 | Summer | 0.54581 | 0.4857 | 0.4857 | 0.94978 | 0.24893 | 0.18185 | 0.50783 | 0.50389 | 0.66478 | 0.85008 | 0.014382 | 0.018904 | 0.13034 | 0.56932 | 0.66478 | 0 | 0 | 0.85 | 0.85 | 0.85 | 0.85 | 0.94978 | 0.014382 | 0.55471 | 0.35548 | 0
2025-05-21 10:00 | 65865.7474 | 52297.2096 | 13226.0192 | 342.5186 | 0.59731 | 0.1679 | 0.17008 | 0.1286 | 141 | 10 | Summer | 0.56661 | 0.50285 | 0.50285 | 0.94712 | 0.26186 | 0.17008 | 0.59731 | 0.61316 | 0.66501 | 0.85008 | 0.014068 | 0.018915 | 0.1286 | 0.61473 | 0.66501 | 0 | 0 | 0.85 | 0.85 | 0.85 | 0.85 | 0.94712 | 0.014068 | 0.60127 | 0.41812 | 0
2025-05-21 11:00 | 64281.8019 | 49446.6825 | 14503.2186 | 331.9008 | 0.65499 | 0.1627 | 0.16453 | 0.12954 | 141 | 11 | Summer | 0.60096 | 0.52041 | 0.52041 | 0.94453 | 0.27752 | 0.16453 | 0.65499 | 0.62169 | 0.6656 | 0.85008 | 0.014417 | 0.023029 | 0.12954 | 0.67643 | 0.6656 | 0 | 0 | 0.85 | 0.85 | 0.85 | 0.85 | 0.94453 | 0.014417 | 0.64142 | 0.4585 | 0.0015394
2025-05-21 12:00 | 64269.64 | 49030.8194 | 14905.5549 | 333.2657 | 0.67316 | 0.16337 | 0.16505 | 0.13286 | 141 | 12 | Summer | 0.62291 | 0.53799 | 0.53799 | 0.94362 | 0.31341 | 0.16505 | 0.67316 | 0.62222 | 0.6656 | 0.85008 | 0.013928 | 0.037669 | 0.13286 | 0.70982 | 0.6656 | 0 | 0 | 0.85 | 0.85 | 0.85 | 0.85 | 0.94362 | 0.013928 | 0.67439 | 0.47122 | 0.13423
2025-05-21 13:00 | 64566.2038 | 49718.4648 | 14506.7792 | 340.9598 | 0.65516 | 0.16714 | 0.16877 | 0.13762 | 141 | 13 | Summer | 0.63006 | 0.55564 | 0.55564 | 0.9422 | 0.37114 | 0.16877 | 0.65516 | 0.63828 | 0.6656 | 0.85008 | 0.014242 | 0.073749 | 0.13762 | 0.73201 | 0.6656 | 0 | 0 | 0.85 | 0.85 | 0.85 | 0.85 | 0.9422 | 0.014242 | 0.69376 | 0.45861 | 0.25305
2025-05-21 14:00 | 64854.2131 | 51188.8887 | 13309.6149 | 355.7096 | 0.60109 | 0.17437 | 0.17624 | 0.14046 | 141 | 14 | Summer | 0.6488 | 0.56826 | 0.56826 | 0.9398 | 0.41215 | 0.17624 | 0.60109 | 0.63061 | 0.66582 | 0.85008 | 0.014033 | 0.099397 | 0.14046 | 0.74849 | 0.66582 | 0 | 0 | 0.85 | 0.85 | 0.85 | 0.85 | 0.9398 | 0.014033 | 0.70785 | 0.42076 | 0.30697
2025-05-21 15:00 | 65389.3204 | 53666.4883 | 11358.369 | 364.4631 | 0.51297 | 0.17866 | 0.18078 | 0.14025 | 141 | 15 | Summer | 0.65735 | 0.56817 | 0.56817 | 0.93752 | 0.45803 | 0.18078 | 0.51297 | 0.64444 | 0.66641 | 0.85008 | 0.013928 | 0.12232 | 0.14025 | 0.75815 | 0.66641 | 0 | 0 | 0.85 | 0.85 | 0.85 | 0.85 | 0.93752 | 0.013928 | 0.71964 | 0.35908 | 0.37998
2025-05-21 16:00 | 66959.1825 | 57994.8823 | 8596.2918 | 368.0084 | 0.38823 | 0.1804 | 0.18279 | 0.13709 | 141 | 16 | Summer | 0.66113 | 0.57399 | 0.57399 | 0.93651 | 0.48967 | 0.18279 | 0.38823 | 0.62638 | 0.66641 | 0.85008 | 0.013195 | 0.14338 | 0.13709 | 0.76334 | 0.66641 | 0 | 0 | 0.85 | 0.85 | 0.85 | 0.85 | 0.93651 | 0.013195 | 0.72909 | 0.27176 | 0.58653
2025-05-21 17:00 | 67862.6419 | 62193.9566 | 5314.6443 | 354.041 | 0.24002 | 0.17355 | 0.1759 | 0.13104 | 141 | 17 | Summer | 0.65876 | 0.57144 | 0.57144 | 0.93752 | 0.50401 | 0.1759 | 0.24002 | 0.5801 | 0.66641 | 0.85008 | 0.01309 | 0.20336 | 0.13104 | 0.76686 | 0.66641 | 0 | 0 | 0.85 | 0.85 | 0.85 | 0.85 | 0.93752 | 0.01309 | 0.74086 | 0.16801 | 0.64515
2025-05-21 18:00 | 68530.621 | 66058.0104 | 2159.9693 | 312.6413 | 0.097549 | 0.15326 | 0.15499 | 0.12193 | 141 | 18 | Summer | 0.65784 | 0.57543 | 0.57543 | 0.9378 | 0.50368 | 0.15499 | 0.097549 | 0.50952 | 0.66641 | 0.85008 | 0.012846 | 0.22688 | 0.12193 | 0.77618 | 0.66641 | 0 | 0 | 0.85 | 0.85 | 0.85 | 0.85 | 0.9378 | 0.012846 | 0.75295 | 0.068284 | 0.64577
2025-05-21 19:00 | 68909.9163 | 68425.207 | 187.7158 | 296.9936 | 0.0084776 | 0.14559 | 0.14699 | 0.12013 | 141 | 19 | Summer | 0.65654 | 0.58215 | 0.58215 | 0.93722 | 0.47421 | 0.14699 | 0.0084776 | 0.33059 | 0.66641 | 0.85008 | 0.011205 | 0.20175 | 0.12013 | 0.77565 | 0.66641 | 0 | 0 | 0.85 | 0.85 | 0.85 | 0.85 | 0.93722 | 0.011205 | 0.76424 | 0.0059343 | 0.70485
2025-05-21 20:00 | 67444.3287 | 67156.1885 | 0 | 288.1402 | 0 | 0.14125 | 0.14285 | 0.11215 | 141 | 20 | Summer | 0.6677 | 0.58557 | 0.58557 | 0.93506 | 0.44805 | 0.14285 | 0 | 0.065097 | 0.66641 | 0.85008 | 0.01131 | 0.13977 | 0.11215 | 0.77193 | 0.66641 | 0 | 0 | 0.85 | 0.85 | 0.85 | 0.85 | 0.93506 | 0.01131 | 0.76712 | 0 | 0.71244
2025-05-21 21:00 | 64609.6966 | 64336.8135 | 0 | 272.883 | 0 | 0.13377 | 0.13552 | 0.10203 | 141 | 21 | Summer | 0.65116 | 0.57136 | 0.57136 | 0.93281 | 0.42034 | 0.13552 | 0 | 0 | 0.66641 | 0.85008 | 0.011415 | 0.067558 | 0.10203 | 0.74633 | 0.66641 | 0 | 0 | 0.85 | 0.85 | 0.85 | 0.85 | 0.93281 | 0.011415 | 0.74851 | 0 | 0.38078
2025-05-21 22:00 | 60112.3871 | 59852.4026 | 0 | 259.9846 | 0 | 0.12744 | 0.12921 | 0.095437 | 141 | 22 | Summer | 0.61469 | 0.5457 | 0.5457 | 0.9302 | 0.41049 | 0.12921 | 0 | 0 | 0.6656 | 0.85008 | 0.011659 | 0.03136 | 0.095437 | 0.66421 | 0.6656 | 0 | 0 | 0.85 | 0.85 | 0.85 | 0.85 | 0.9302 | 0.011659 | 0.69584 | 0 | 0.15401
2025-05-21 23:00 | 55879.2578 | 55628.4905 | 0 | 250.7673 | 0 | 0.12293 | 0.12453 | 0.093857 | 141 | 23 | Summer | 0.59142 | 0.54754 | 0.54754 | 0.91095 | 0.36743 | 0.12453 | 0 | 0 | 0.66219 | 0.85008 | 0.011938 | 0.024002 | 0.093857 | 0.58272 | 0.66219 | 0 | 0 | 0.85 | 0.85 | 0.85 | 0.85 | 0.91095 | 0.011938 | 0.6334 | 0 | 0.13531
2025-05-22 00:00 | 54056.2116 | 53803.8782 | 0 | 252.3334 | 0 | 0.12369 | 0.12514 | 0.097607 | 142 | 0 | Summer | 0.55471 | 0.48104 | 0.48104 | 0.94878 | 0.35614 | 0.12514 | 0 | 0 | 0.66443 | 0.85008 | 0.012218 | 0.019437 | 0.097607 | 0.52743 | 0.66443 | 0 | 0 | 0.85 | 0.85 | 0.85 | 0.85 | 0.94878 | 0.012218 | 0.59514 | 0 | 0.042639
2025-05-22 01:00 | 53425.9139 | 53160.3663 | 0 | 265.5476 | 0 | 0.13017 | 0.13171 | 0.10243 | 142 | 1 | Summer | 0.51573 | 0.45924 | 0.45924 | 0.94906 | 0.29865 | 0.13171 | 0 | 0 | 0.66443 | 0.85008 | 0.012287 | 0.019437 | 0.10243 | 0.48331 | 0.66443 | 0 | 0 | 0.85 | 0.85 | 0.85 | 0.85 | 0.94906 | 0.012287 | 0.55167 | 0 | 0
2025-05-22 02:00 | 53322.1148 | 53041.6112 | 0 | 280.5037 | 0 | 0.1375 | 0.13936 | 0.10393 | 142 | 2 | Summer | 0.47769 | 0.44425 | 0.44425 | 0.94941 | 0.25138 | 0.13936 | 0 | 0 | 0.66443 | 0.85008 | 0.012567 | 0.019191 | 0.10393 | 0.46524 | 0.66443 | 0 | 0 | 0.85 | 0.85 | 0.85 | 0.85 | 0.94941 | 0.012567 | 0.53289 | 0 | 0
2025-05-22 03:00 | 53318.4713 | 53027.2906 | 0 | 291.1807 | 0 | 0.14274 | 0.14496 | 0.10246 | 142 | 3 | Summer | 0.46012 | 0.43819 | 0.43819 | 0.9491 | 0.22464 | 0.14496 | 0 | 0 | 0.66443 | 0.85008 | 0.012532 | 0.01917 | 0.10246 | 0.45789 | 0.66443 | 0 | 0 | 0.85 | 0.85 | 0.85 | 0.85 | 0.9491 | 0.012532 | 0.52986 | 0 | 0
2025-05-22 04:00 | 53822.1035 | 53521.4146 | 0 | 300.6889 | 0 | 0.1474 | 0.14985 | 0.10312 | 142 | 4 | Summer | 0.44971 | 0.43054 | 0.43054 | 0.94949 | 0.2044 | 0.14985 | 0 | 0 | 0.66443 | 0.85008 | 0.012532 | 0.01917 | 0.10312 | 0.46405 | 0.66443 | 0 | 0 | 0.85 | 0.85 | 0.85 | 0.85 | 0.94949 | 0.012532 | 0.53565 | 0 | 0
2025-05-22 05:00 | 57990.2598 | 57486.1452 | 195.9079 | 308.2067 | 0.0088476 | 0.15108 | 0.15372 | 0.10334 | 142 | 5 | Summer | 0.45811 | 0.44299 | 0.44299 | 0.94957 | 0.18921 | 0.15372 | 0.0088476 | 0 | 0.66443 | 0.85008 | 0.012567 | 0.01917 | 0.10334 | 0.49226 | 0.66443 | 0 | 0 | 0.85 | 0.85 | 0.85 | 0.85 | 0.94957 | 0.012567 | 0.54922 | 0.0061933 | 0
2025-05-22 06:00 | 63379.1438 | 61230.7035 | 1879.483 | 268.9574 | 0.084881 | 0.13184 | 0.13396 | 0.093643 | 142 | 6 | Summer | 0.48774 | 0.45859 | 0.45859 | 0.94971 | 0.19102 | 0.13396 | 0.084881 | 0 | 0.66443 | 0.85008 | 0.012532 | 0.018904 | 0.093643 | 0.49923 | 0.66443 | 0 | 0 | 0.85 | 0.85 | 0.85 | 0.85 | 0.94971 | 0.012532 | 0.5429 | 0.059417 | 0
2025-05-22 07:00 | 67320.6101 | 62667.8055 | 4410.5068 | 242.2978 | 0.19919 | 0.11877 | 0.12112 | 0.076393 | 142 | 7 | Summer | 0.5162 | 0.46934 | 0.46934 | 0.95016 | 0.20898 | 0.12112 | 0.19919 | 0 | 0.66478 | 0.85008 | 0.012392 | 0.018904 | 0.076393 | 0.50879 | 0.66478 | 0 | 0 | 0.85 | 0.85 | 0.85 | 0.85 | 0.95016 | 0.012392 | 0.545 | 0.13943 | 0
2025-05-22 08:00 | 66669.56 | 59289.6368 | 7103.8841 | 276.0391 | 0.32083 | 0.13531 | 0.13848 | 0.078161 | 142 | 8 | Summer | 0.5354 | 0.4736 | 0.4736 | 0.95052 | 0.22514 | 0.13848 | 0.32083 | 0.19439 | 0.66478 | 0.85008 | 0.012602 | 0.018904 | 0.078161 | 0.53361 | 0.66478 | 0 | 0 | 0.85 | 0.85 | 0.85 | 0.85 | 0.95052 | 0.012602 | 0.54288 | 0.22458 | 0
2025-05-22 09:00 | 67470.6668 | 57631.3716 | 9534.7353 | 304.5598 | 0.43061 | 0.14929 | 0.15264 | 0.088848 | 142 | 9 | Summer | 0.54581 | 0.4857 | 0.4857 | 0.94978 | 0.24893 | 0.15264 | 0.43061 | 0.50389 | 0.66478 | 0.85008 | 0.014382 | 0.018904 | 0.088848 | 0.56932 | 0.66478 | 0 | 0 | 0.85 | 0.85 | 0.85 | 0.85 | 0.94978 | 0.014382 | 0.55471 | 0.30143 | 0
2025-05-22 10:00 | 67485.3571 | 55759.692 | 11425.7589 | 299.9062 | 0.51601 | 0.14701 | 0.15013 | 0.090723 | 142 | 10 | Summer | 0.56661 | 0.50285 | 0.50285 | 0.94712 | 0.26186 | 0.15013 | 0.51601 | 0.61316 | 0.66501 | 0.85008 | 0.014068 | 0.018915 | 0.090723 | 0.61473 | 0.66501 | 0 | 0 | 0.85 | 0.85 | 0.85 | 0.85 | 0.94712 | 0.014068 | 0.60127 | 0.36121 | 0
2025-05-22 11:00 | 65802.7245 | 52827.6832 | 12695.8497 | 279.1916 | 0.57337 | 0.13686 | 0.13972 | 0.085125 | 142 | 11 | Summer | 0.60096 | 0.52041 | 0.52041 | 0.94453 | 0.27752 | 0.13972 | 0.57337 | 0.62169 | 0.6656 | 0.85008 | 0.014417 | 0.023029 | 0.085125 | 0.67643 | 0.6656 | 0 | 0 | 0.85 | 0.85 | 0.85 | 0.85 | 0.94453 | 0.014417 | 0.64142 | 0.40136 | 0.0015394
2025-05-22 12:00 | 65694.6038 | 51828.5137 | 13606.4919 | 259.5982 | 0.6145 | 0.12725 | 0.1298 | 0.081295 | 142 | 12 | Summer | 0.62291 | 0.53799 | 0.53799 | 0.94362 | 0.31341 | 0.1298 | 0.6145 | 0.62222 | 0.6656 | 0.85008 | 0.013928 | 0.037669 | 0.081295 | 0.70982 | 0.6656 | 0 | 0 | 0.85 | 0.85 | 0.85 | 0.85 | 0.94362 | 0.013928 | 0.67439 | 0.43015 | 0.13423
2025-05-22 13:00 | 65637.6788 | 51397.0967 | 13990.3256 | 250.2565 | 0.63183 | 0.12267 | 0.12496 | 0.081455 | 142 | 13 | Summer | 0.63006 | 0.55564 | 0.55564 | 0.9422 | 0.37114 | 0.12496 | 0.63183 | 0.63828 | 0.6656 | 0.85008 | 0.014242 | 0.073749 | 0.081455 | 0.73201 | 0.6656 | 0 | 0 | 0.85 | 0.85 | 0.85 | 0.85 | 0.9422 | 0.014242 | 0.69376 | 0.44228 | 0.25305
2025-05-22 14:00 | 65587.855 | 51894.9273 | 13444.1851 | 248.7426 | 0.60717 | 0.12193 | 0.12389 | 0.086545 | 142 | 14 | Summer | 0.6488 | 0.56826 | 0.56826 | 0.9398 | 0.41215 | 0.12389 | 0.60717 | 0.63061 | 0.66582 | 0.85008 | 0.014033 | 0.099397 | 0.086545 | 0.74849 | 0.66582 | 0 | 0 | 0.85 | 0.85 | 0.85 | 0.85 | 0.9398 | 0.014033 | 0.70785 | 0.42502 | 0.30697
2025-05-22 15:00 | 65897.6068 | 53836.2624 | 11807.6537 | 253.6907 | 0.53326 | 0.12436 | 0.12596 | 0.095411 | 142 | 15 | Summer | 0.65735 | 0.56817 | 0.56817 | 0.93752 | 0.45803 | 0.12596 | 0.53326 | 0.64444 | 0.66641 | 0.85008 | 0.013928 | 0.12232 | 0.095411 | 0.75815 | 0.66641 | 0 | 0 | 0.85 | 0.85 | 0.85 | 0.85 | 0.93752 | 0.013928 | 0.71964 | 0.37328 | 0.37998
2025-05-22 16:00 | 67210.4541 | 57824.8596 | 9110.3897 | 275.2048 | 0.41144 | 0.1349 | 0.13641 | 0.10776 | 142 | 16 | Summer | 0.66113 | 0.57399 | 0.57399 | 0.93651 | 0.48967 | 0.13641 | 0.41144 | 0.62638 | 0.66641 | 0.85008 | 0.013195 | 0.14338 | 0.10776 | 0.76334 | 0.66641 | 0 | 0 | 0.85 | 0.85 | 0.85 | 0.85 | 0.93651 | 0.013195 | 0.72909 | 0.28801 | 0.58653
2025-05-22 17:00 | 67781.9093 | 61772.3293 | 5703.2508 | 306.3292 | 0.25757 | 0.15016 | 0.15198 | 0.11737 | 142 | 17 | Summer | 0.65876 | 0.57144 | 0.57144 | 0.93752 | 0.50401 | 0.15198 | 0.25757 | 0.5801 | 0.66641 | 0.85008 | 0.01309 | 0.20336 | 0.11737 | 0.76686 | 0.66641 | 0 | 0 | 0.85 | 0.85 | 0.85 | 0.85 | 0.93752 | 0.01309 | 0.74086 | 0.1803 | 0.64515
2025-05-22 18:00 | 68354.3932 | 65653.5069 | 2384.4702 | 316.4161 | 0.10769 | 0.15511 | 0.15704 | 0.12019 | 142 | 18 | Summer | 0.65784 | 0.57543 | 0.57543 | 0.9378 | 0.50368 | 0.15704 | 0.10769 | 0.50952 | 0.66641 | 0.85008 | 0.012846 | 0.22688 | 0.12019 | 0.77618 | 0.66641 | 0 | 0 | 0.85 | 0.85 | 0.85 | 0.85 | 0.9378 | 0.012846 | 0.75295 | 0.075381 | 0.64577
2025-05-22 19:00 | 69411.0312 | 68866.4555 | 219.5548 | 325.0209 | 0.0099155 | 0.15932 | 0.16126 | 0.12439 | 142 | 19 | Summer | 0.65654 | 0.58215 | 0.58215 | 0.93722 | 0.47421 | 0.16126 | 0.0099155 | 0.33059 | 0.66641 | 0.85008 | 0.011205 | 0.20175 | 0.12439 | 0.77565 | 0.66641 | 0 | 0 | 0.85 | 0.85 | 0.85 | 0.85 | 0.93722 | 0.011205 | 0.76424 | 0.0069409 | 0.70485
2025-05-22 20:00 | 67444.3287 | 67139.8667 | 0 | 304.462 | 0 | 0.14925 | 0.15043 | 0.12787 | 142 | 20 | Summer | 0.6677 | 0.58557 | 0.58557 | 0.93506 | 0.44805 | 0.15043 | 0 | 0.065097 | 0.66641 | 0.85008 | 0.01131 | 0.13977 | 0.12787 | 0.77193 | 0.66641 | 0 | 0 | 0.85 | 0.85 | 0.85 | 0.85 | 0.93506 | 0.01131 | 0.76712 | 0 | 0.71244
2025-05-22 21:00 | 64609.6966 | 64327.9128 | 0 | 281.7838 | 0 | 0.13813 | 0.13842 | 0.13296 | 142 | 21 | Summer | 0.65116 | 0.57136 | 0.57136 | 0.93281 | 0.42034 | 0.13842 | 0 | 0 | 0.66641 | 0.85008 | 0.011415 | 0.067558 | 0.13296 | 0.74633 | 0.66641 | 0 | 0 | 0.85 | 0.85 | 0.85 | 0.85 | 0.93281 | 0.011415 | 0.74851 | 0 | 0.38078
2025-05-22 22:00 | 60112.3871 | 59839.4542 | 0 | 272.9329 | 0 | 0.13379 | 0.13369 | 0.13554 | 142 | 22 | Summer | 0.61469 | 0.5457 | 0.5457 | 0.9302 | 0.41049 | 0.13369 | 0 | 0 | 0.6656 | 0.85008 | 0.011659 | 0.03136 | 0.13554 | 0.66421 | 0.6656 | 0 | 0 | 0.85 | 0.85 | 0.85 | 0.85 | 0.9302 | 0.011659 | 0.69584 | 0 | 0.15401
2025-05-22 23:00 | 55879.2578 | 55610.1166 | 0 | 269.1413 | 0 | 0.13193 | 0.13187 | 0.13312 | 142 | 23 | Summer | 0.59142 | 0.54754 | 0.54754 | 0.91095 | 0.36743 | 0.13187 | 0 | 0 | 0.66219 | 0.85008 | 0.011938 | 0.024002 | 0.13312 | 0.58272 | 0.66219 | 0 | 0 | 0.85 | 0.85 | 0.85 | 0.85 | 0.91095 | 0.011938 | 0.6334 | 0 | 0.13531
2025-05-23 00:00 | 54056.2116 | 53779.9946 | 0 | 276.2169 | 0 | 0.1354 | 0.1358 | 0.12812 | 143 | 0 | Summer | 0.55471 | 0.48104 | 0.48104 | 0.94878 | 0.35614 | 0.1358 | 0 | 0 | 0.66443 | 0.85008 | 0.012218 | 0.019437 | 0.12812 | 0.52743 | 0.66443 | 0 | 0 | 0.85 | 0.85 | 0.85 | 0.85 | 0.94878 | 0.012218 | 0.59514 | 0 | 0.042639
2025-05-23 01:00 | 53425.9139 | 53144.379 | 0 | 281.5349 | 0 | 0.13801 | 0.139 | 0.12011 | 143 | 1 | Summer | 0.51573 | 0.45924 | 0.45924 | 0.94906 | 0.29865 | 0.139 | 0 | 0 | 0.66443 | 0.85008 | 0.012287 | 0.019437 | 0.12011 | 0.48331 | 0.66443 | 0 | 0 | 0.85 | 0.85 | 0.85 | 0.85 | 0.94906 | 0.012287 | 0.55167 | 0 | 0
2025-05-23 02:00 | 53322.1148 | 53043.8447 | 0 | 278.2701 | 0 | 0.13641 | 0.13785 | 0.11028 | 143 | 2 | Summer | 0.47769 | 0.44425 | 0.44425 | 0.94941 | 0.25138 | 0.13785 | 0 | 0 | 0.66443 | 0.85008 | 0.012567 | 0.019191 | 0.11028 | 0.46524 | 0.66443 | 0 | 0 | 0.85 | 0.85 | 0.85 | 0.85 | 0.94941 | 0.012567 | 0.53289 | 0 | 0
2025-05-23 03:00 | 53318.4713 | 53048.9538 | 0 | 269.5176 | 0 | 0.13212 | 0.13361 | 0.10505 | 143 | 3 | Summer | 0.46012 | 0.43819 | 0.43819 | 0.9491 | 0.22464 | 0.13361 | 0 | 0 | 0.66443 | 0.85008 | 0.012532 | 0.01917 | 0.10505 | 0.45789 | 0.66443 | 0 | 0 | 0.85 | 0.85 | 0.85 | 0.85 | 0.9491 | 0.012532 | 0.52986 | 0 | 0
2025-05-23 04:00 | 53822.1035 | 53555.2273 | 0 | 266.8762 | 0 | 0.13082 | 0.13144 | 0.11957 | 143 | 4 | Summer | 0.44971 | 0.43054 | 0.43054 | 0.94949 | 0.2044 | 0.13144 | 0 | 0 | 0.66443 | 0.85008 | 0.012532 | 0.01917 | 0.11957 | 0.46405 | 0.66443 | 0 | 0 | 0.85 | 0.85 | 0.85 | 0.85 | 0.94949 | 0.012532 | 0.53565 | 0 | 0
2025-05-23 05:00 | 57990.2598 | 57434.7104 | 282.9402 | 272.6092 | 0.012778 | 0.13363 | 0.13333 | 0.13904 | 143 | 5 | Summer | 0.45811 | 0.44299 | 0.44299 | 0.94957 | 0.18921 | 0.13333 | 0.012778 | 0 | 0.66443 | 0.85008 | 0.012567 | 0.01917 | 0.13904 | 0.49226 | 0.66443 | 0 | 0 | 0.85 | 0.85 | 0.85 | 0.85 | 0.94957 | 0.012567 | 0.54922 | 0.0089447 | 0
2025-05-23 06:00 | 63363.2376 | 60507.1386 | 2609.1406 | 246.9584 | 0.11783 | 0.12106 | 0.12035 | 0.13377 | 143 | 6 | Summer | 0.48774 | 0.45859 | 0.45859 | 0.94971 | 0.19102 | 0.12035 | 0.11783 | 0 | 0.66443 | 0.85008 | 0.012532 | 0.018904 | 0.13377 | 0.49923 | 0.66443 | 0 | 0 | 0.85 | 0.85 | 0.85 | 0.85 | 0.94971 | 0.012532 | 0.5429 | 0.082484 | 0
2025-05-23 07:00 | 67320.6101 | 61189.6327 | 5913.7076 | 217.2698 | 0.26707 | 0.1065 | 0.10559 | 0.12305 | 143 | 7 | Summer | 0.5162 | 0.46934 | 0.46934 | 0.95016 | 0.20898 | 0.10559 | 0.26707 | 0 | 0.66478 | 0.85008 | 0.012392 | 0.018904 | 0.12305 | 0.50879 | 0.66478 | 0 | 0 | 0.85 | 0.85 | 0.85 | 0.85 | 0.95016 | 0.012392 | 0.545 | 0.18695 | 0
2025-05-23 08:00 | 67877.0066 | 58501.9975 | 9136.7122 | 238.2969 | 0.41263 | 0.11681 | 0.11658 | 0.12104 | 143 | 8 | Summer | 0.5354 | 0.4736 | 0.4736 | 0.95052 | 0.22514 | 0.11658 | 0.41263 | 0.19439 | 0.66478 | 0.85008 | 0.012602 | 0.018904 | 0.12104 | 0.53361 | 0.66478 | 0 | 0 | 0.85 | 0.85 | 0.85 | 0.85 | 0.95052 | 0.012602 | 0.54288 | 0.28884 | 0
2025-05-23 09:00 | 68314.877 | 56128.8992 | 11933.956 | 252.0217 | 0.53896 | 0.12354 | 0.12341 | 0.12592 | 143 | 9 | Summer | 0.54581 | 0.4857 | 0.4857 | 0.94978 | 0.24893 | 0.12341 | 0.53896 | 0.50389 | 0.66478 | 0.85008 | 0.014382 | 0.018904 | 0.12592 | 0.56932 | 0.66478 | 0 | 0 | 0.85 | 0.85 | 0.85 | 0.85 | 0.94978 | 0.014382 | 0.55471 | 0.37727 | 0
2025-05-23 10:00 | 68293.8336 | 54066.7299 | 13979.2289 | 247.8748 | 0.63133 | 0.12151 | 0.12104 | 0.12999 | 143 | 10 | Summer | 0.56661 | 0.50285 | 0.50285 | 0.94712 | 0.26186 | 0.12104 | 0.63133 | 0.61316 | 0.66501 | 0.85008 | 0.014068 | 0.018915 | 0.12999 | 0.61473 | 0.66501 | 0 | 0 | 0.85 | 0.85 | 0.85 | 0.85 | 0.94712 | 0.014068 | 0.60127 | 0.44193 | 0
2025-05-23 11:00 | 66812.3472 | 51595.6161 | 14975.6748 | 241.0563 | 0.67633 | 0.11816 | 0.11756 | 0.12905 | 143 | 11 | Summer | 0.60096 | 0.52041 | 0.52041 | 0.94453 | 0.27752 | 0.11756 | 0.67633 | 0.62169 | 0.6656 | 0.85008 | 0.014417 | 0.023029 | 0.12905 | 0.67643 | 0.6656 | 0 | 0 | 0.85 | 0.85 | 0.85 | 0.85 | 0.94453 | 0.014417 | 0.64142 | 0.47343 | 0.0015394
2025-05-23 12:00 | 66955.6017 | 51571.9524 | 15147.5598 | 236.0894 | 0.68409 | 0.11573 | 0.11493 | 0.13018 | 143 | 12 | Summer | 0.62291 | 0.53799 | 0.53799 | 0.94362 | 0.31341 | 0.11493 | 0.68409 | 0.62222 | 0.6656 | 0.85008 | 0.013928 | 0.037669 | 0.13018 | 0.70982 | 0.6656 | 0 | 0 | 0.85 | 0.85 | 0.85 | 0.85 | 0.94362 | 0.013928 | 0.67439 | 0.47887 | 0.13423
2025-05-23 13:00 | 67068.6734 | 52619.3945 | 14220.8999 | 228.379 | 0.64224 | 0.11195 | 0.11097 | 0.12962 | 143 | 13 | Summer | 0.63006 | 0.55564 | 0.55564 | 0.9422 | 0.37114 | 0.11097 | 0.64224 | 0.63828 | 0.6656 | 0.85008 | 0.014242 | 0.073749 | 0.12962 | 0.73201 | 0.6656 | 0 | 0 | 0.85 | 0.85 | 0.85 | 0.85 | 0.9422 | 0.014242 | 0.69376 | 0.44957 | 0.25305
2025-05-23 14:00 | 67088.8793 | 54324.5904 | 12541.2211 | 223.0678 | 0.56639 | 0.10935 | 0.10862 | 0.12244 | 143 | 14 | Summer | 0.6488 | 0.56826 | 0.56826 | 0.9398 | 0.41215 | 0.10862 | 0.56639 | 0.63061 | 0.66582 | 0.85008 | 0.014033 | 0.099397 | 0.12244 | 0.74849 | 0.66582 | 0 | 0 | 0.85 | 0.85 | 0.85 | 0.85 | 0.9398 | 0.014033 | 0.70785 | 0.39647 | 0.30697
2025-05-23 15:00 | 67398.5573 | 56948.8019 | 10218.4644 | 231.291 | 0.46149 | 0.11338 | 0.11312 | 0.11799 | 143 | 15 | Summer | 0.65735 | 0.56817 | 0.56817 | 0.93752 | 0.45803 | 0.11312 | 0.46149 | 0.64444 | 0.66641 | 0.85008 | 0.013928 | 0.12232 | 0.11799 | 0.75815 | 0.66641 | 0 | 0 | 0.85 | 0.85 | 0.85 | 0.85 | 0.93752 | 0.013928 | 0.71964 | 0.32304 | 0.37998
2025-05-23 16:00 | 68958.972 | 61161.3879 | 7556.22 | 241.3641 | 0.34125 | 0.11832 | 0.11808 | 0.12249 | 143 | 16 | Summer | 0.66113 | 0.57399 | 0.57399 | 0.93651 | 0.48967 | 0.11808 | 0.34125 | 0.62638 | 0.66641 | 0.85008 | 0.013195 | 0.14338 | 0.12249 | 0.76334 | 0.66641 | 0 | 0 | 0.85 | 0.85 | 0.85 | 0.85 | 0.93651 | 0.013195 | 0.72909 | 0.23888 | 0.58653
2025-05-23 17:00 | 69699.6192 | 64766.1488 | 4695.5879 | 237.8825 | 0.21206 | 0.11661 | 0.11634 | 0.12153 | 143 | 17 | Summer | 0.65876 | 0.57144 | 0.57144 | 0.93752 | 0.50401 | 0.11634 | 0.21206 | 0.5801 | 0.66641 | 0.85008 | 0.01309 | 0.20336 | 0.12153 | 0.76686 | 0.66641 | 0 | 0 | 0.85 | 0.85 | 0.85 | 0.85 | 0.93752 | 0.01309 | 0.74086 | 0.14844 | 0.64515
2025-05-23 18:00 | 69743.9153 | 67485.0885 | 2017.8902 | 240.9367 | 0.091132 | 0.11811 | 0.11819 | 0.11668 | 143 | 18 | Summer | 0.65784 | 0.57543 | 0.57543 | 0.9378 | 0.50368 | 0.11819 | 0.091132 | 0.50952 | 0.66641 | 0.85008 | 0.012846 | 0.22688 | 0.11668 | 0.77618 | 0.66641 | 0 | 0 | 0.85 | 0.85 | 0.85 | 0.85 | 0.9378 | 0.012846 | 0.75295 | 0.063792 | 0.64577
2025-05-23 19:00 | 69498.085 | 69040.4656 | 206.6057 | 251.0136 | 0.0093307 | 0.12305 | 0.12327 | 0.11904 | 143 | 19 | Summer | 0.65654 | 0.58215 | 0.58215 | 0.93722 | 0.47421 | 0.12327 | 0.0093307 | 0.33059 | 0.66641 | 0.85008 | 0.011205 | 0.20175 | 0.11904 | 0.77565 | 0.66641 | 0 | 0 | 0.85 | 0.85 | 0.85 | 0.85 | 0.93722 | 0.011205 | 0.76424 | 0.0065315 | 0.70485
2025-05-23 20:00 | 67444.3287 | 67194.3461 | 0 | 249.9826 | 0 | 0.12254 | 0.12277 | 0.11847 | 143 | 20 | Summer | 0.6677 | 0.58557 | 0.58557 | 0.93506 | 0.44805 | 0.12277 | 0 | 0.065097 | 0.66641 | 0.85008 | 0.01131 | 0.13977 | 0.11847 | 0.77193 | 0.66641 | 0 | 0 | 0.85 | 0.85 | 0.85 | 0.85 | 0.93506 | 0.01131 | 0.76712 | 0 | 0.71244
2025-05-23 21:00 | 64609.6966 | 64355.6921 | 0 | 254.0045 | 0 | 0.12451 | 0.12508 | 0.11432 | 143 | 21 | Summer | 0.65116 | 0.57136 | 0.57136 | 0.93281 | 0.42034 | 0.12508 | 0 | 0 | 0.66641 | 0.85008 | 0.011415 | 0.067558 | 0.11432 | 0.74633 | 0.66641 | 0 | 0 | 0.85 | 0.85 | 0.85 | 0.85 | 0.93281 | 0.011415 | 0.74851 | 0 | 0.38078
2025-05-23 22:00 | 60112.3871 | 59851.9999 | 0 | 260.3872 | 0 | 0.12764 | 0.12869 | 0.10864 | 143 | 22 | Summer | 0.61469 | 0.5457 | 0.5457 | 0.9302 | 0.41049 | 0.12869 | 0 | 0 | 0.6656 | 0.85008 | 0.011659 | 0.03136 | 0.10864 | 0.66421 | 0.6656 | 0 | 0 | 0.85 | 0.85 | 0.85 | 0.85 | 0.9302 | 0.011659 | 0.69584 | 0 | 0.15401
2025-05-23 23:00 | 55879.2578 | 55621.6364 | 0 | 257.6214 | 0 | 0.12629 | 0.12763 | 0.10203 | 143 | 23 | Summer | 0.59142 | 0.54754 | 0.54754 | 0.91095 | 0.36743 | 0.12763 | 0 | 0 | 0.66219 | 0.85008 | 0.011938 | 0.024002 | 0.10203 | 0.58272 | 0.66219 | 0 | 0 | 0.85 | 0.85 | 0.85 | 0.85 | 0.91095 | 0.011938 | 0.6334 | 0 | 0.13531
2025-05-24 00:00 | 31953.2867 | 31697.1746 | 0 | 256.1121 | 0 | 0.12555 | 0.12731 | 0.093723 | 144 | 0 | Spring | 0.27877 | 0.32807 | 0.32807 | 0.86806 | 0.41526 | 0.12731 | 0 | 0 | 0.64562 | 0.85008 | 0.0133 | 0.00079999 | 0.093723 | 0.22892 | 0.64562 | 0 | 0 | 0.85 | 0.85 | 0.85 | 0.85 | 0.86806 | 0.0133 | 0.36461 | 0 | 0.048952
2025-05-24 01:00 | 31290.0086 | 31031.5219 | 0 | 258.4867 | 0 | 0.12671 | 0.12907 | 0.083973 | 144 | 1 | Spring | 0.27126 | 0.31736 | 0.31736 | 0.87726 | 0.38 | 0.12907 | 0 | 0 | 0.64562 | 0.85008 | 0.012357 | 0.00079999 | 0.083973 | 0.2248 | 0.64562 | 0 | 0 | 0.85 | 0.85 | 0.85 | 0.85 | 0.87726 | 0.012357 | 0.36019 | 0 | 0
2025-05-24 02:00 | 31184.6704 | 30920.2116 | 0 | 264.4588 | 0 | 0.12964 | 0.13275 | 0.073366 | 144 | 2 | Spring | 0.2611 | 0.30561 | 0.30561 | 0.87644 | 0.34552 | 0.13275 | 0 | 0 | 0.64562 | 0.85008 | 0.012462 | 0.00079999 | 0.073366 | 0.21959 | 0.64562 | 0 | 0 | 0.85 | 0.85 | 0.85 | 0.85 | 0.87644 | 0.012462 | 0.35507 | 0 | 0.0076969
2025-05-24 03:00 | 31224.9352 | 30949.4149 | 0 | 275.5203 | 0 | 0.13506 | 0.1388 | 0.0675 | 144 | 3 | Spring | 0.25348 | 0.29808 | 0.29808 | 0.87591 | 0.33422 | 0.1388 | 0 | 0 | 0.64562 | 0.85008 | 0.013439 | 0.00079999 | 0.0675 | 0.21762 | 0.64562 | 0 | 0 | 0.85 | 0.85 | 0.85 | 0.85 | 0.87591 | 0.013439 | 0.3547 | 0 | 0
2025-05-24 04:00 | 31580.6018 | 31291.9827 | 0 | 288.619 | 0 | 0.14148 | 0.14561 | 0.066884 | 144 | 4 | Spring | 0.24517 | 0.29516 | 0.29516 | 0.87706 | 0.32769 | 0.14561 | 0 | 0 | 0.64562 | 0.85008 | 0.013579 | 0.00079999 | 0.066884 | 0.22054 | 0.64562 | 0 | 0 | 0.85 | 0.85 | 0.85 | 0.85 | 0.87706 | 0.013579 | 0.36068 | 0 | 0
2025-05-24 05:00 | 33765.6027 | 33187.2491 | 277.4833 | 300.8704 | 0.012532 | 0.14749 | 0.15177 | 0.069964 | 144 | 5 | Spring | 0.24319 | 0.29542 | 0.29542 | 0.87925 | 0.32324 | 0.15177 | 0.012532 | 0 | 0.64562 | 0.85008 | 0.013719 | 0.00079999 | 0.069964 | 0.24903 | 0.64562 | 0 | 0 | 0.85 | 0.85 | 0.85 | 0.85 | 0.87925 | 0.013719 | 0.38813 | 0.0087722 | 0
2025-05-24 06:00 | 34433.9448 | 31722.1314 | 2443.9477 | 267.8656 | 0.11037 | 0.13131 | 0.13482 | 0.067821 | 144 | 6 | Spring | 0.25416 | 0.29826 | 0.29826 | 0.88123 | 0.35611 | 0.13482 | 0.11037 | 0 | 0.6501 | 0.85008 | 0.013404 | 0.00083936 | 0.067821 | 0.30317 | 0.6501 | 0 | 0 | 0.85 | 0.85 | 0.85 | 0.85 | 0.88123 | 0.013404 | 0.4151 | 0.077262 | 0
2025-05-24 07:00 | 36171.0093 | 30395.074 | 5580.9549 | 194.9804 | 0.25205 | 0.095579 | 0.097795 | 0.055527 | 144 | 7 | Spring | 0.26383 | 0.30635 | 0.30635 | 0.88211 | 0.39696 | 0.097795 | 0.25205 | 0 | 0.65669 | 0.85008 | 0.012671 | 0.0010882 | 0.055527 | 0.29 | 0.65669 | 0 | 0 | 0.85 | 0.85 | 0.85 | 0.85 | 0.88211 | 0.012671 | 0.40054 | 0.17643 | 0.0096656
2025-05-24 08:00 | 38459.0273 | 29576.3273 | 8701.8124 | 180.8877 | 0.39299 | 0.08867 | 0.090623 | 0.053384 | 144 | 8 | Spring | 0.26441 | 0.30255 | 0.30255 | 0.88442 | 0.42633 | 0.090623 | 0.39299 | 0 | 0.65669 | 0.85008 | 0.012183 | 0.0010228 | 0.053384 | 0.28372 | 0.65669 | 0 | 0 | 0.85 | 0.85 | 0.85 | 0.85 | 0.88442 | 0.012183 | 0.39226 | 0.27509 | 0.029613
2025-05-24 09:00 | 41120.4404 | 29812.8422 | 11123.942 | 183.6563 | 0.50238 | 0.090028 | 0.091687 | 0.060027 | 144 | 9 | Spring | 0.25911 | 0.30095 | 0.30095 | 0.88542 | 0.45108 | 0.091687 | 0.50238 | 0.38061 | 0.65642 | 0.85008 | 0.011659 | 0.00079999 | 0.060027 | 0.26073 | 0.65642 | 0 | 0 | 0.85 | 0.85 | 0.85 | 0.85 | 0.88542 | 0.011659 | 0.37528 | 0.35167 | 0
2025-05-24 10:00 | 43099.2965 | 30259.9948 | 12656.8973 | 182.4044 | 0.57161 | 0.089414 | 0.090603 | 0.067929 | 144 | 10 | Spring | 0.26146 | 0.29721 | 0.29721 | 0.88641 | 0.4463 | 0.090603 | 0.57161 | 0.64871 | 0.65688 | 0.85008 | 0.011484 | 0.00079999 | 0.067929 | 0.27476 | 0.65688 | 0 | 0 | 0.85 | 0.85 | 0.85 | 0.85 | 0.88641 | 0.011484 | 0.37825 | 0.40013 | 0
2025-05-24 11:00 | 44513.9274 | 30770.2343 | 13556.7876 | 186.9056 | 0.61225 | 0.09162 | 0.092491 | 0.075884 | 144 | 11 | Spring | 0.25473 | 0.28311 | 0.28311 | 0.88809 | 0.41276 | 0.092491 | 0.61225 | 0.69148 | 0.65688 | 0.85008 | 0.01138 | 0.00079999 | 0.075884 | 0.29695 | 0.65688 | 0 | 0 | 0.85 | 0.85 | 0.85 | 0.85 | 0.88809 | 0.01138 | 0.38376 | 0.42858 | 0.0092363
2025-05-24 12:00 | 45089.7163 | 30987.7461 | 13907.3776 | 194.5927 | 0.62809 | 0.095389 | 0.096047 | 0.083491 | 144 | 12 | Spring | 0.24979 | 0.27224 | 0.27224 | 0.88874 | 0.38152 | 0.096047 | 0.62809 | 0.67553 | 0.65688 | 0.85008 | 0.011484 | 0.00080167 | 0.083491 | 0.31905 | 0.65688 | 0 | 0 | 0.85 | 0.85 | 0.85 | 0.85 | 0.88874 | 0.011484 | 0.39243 | 0.43966 | 0.0092363
2025-05-24 13:00 | 43884.9384 | 30197.5497 | 13482.3049 | 205.0838 | 0.60889 | 0.10053 | 0.10097 | 0.092625 | 144 | 13 | Spring | 0.2448 | 0.25993 | 0.25993 | 0.88865 | 0.35645 | 0.10097 | 0.60889 | 0.66427 | 0.65688 | 0.85008 | 0.010123 | 0.00079999 | 0.092625 | 0.32335 | 0.65688 | 0 | 0 | 0.85 | 0.85 | 0.85 | 0.85 | 0.88865 | 0.010123 | 0.40028 | 0.42622 | 0.0092363
2025-05-24 14:00 | 43851.3592 | 31302.1238 | 12327.0831 | 222.1524 | 0.55672 | 0.1089 | 0.10896 | 0.10771 | 144 | 14 | Spring | 0.24385 | 0.25881 | 0.25881 | 0.88747 | 0.34975 | 0.10896 | 0.55672 | 0.65679 | 0.65688 | 0.85008 | 0.0099835 | 0.0013328 | 0.10771 | 0.32489 | 0.65688 | 0 | 0 | 0.85 | 0.85 | 0.85 | 0.85 | 0.88747 | 0.0099835 | 0.40115 | 0.3897 | 0.0094141
2025-05-24 15:00 | 43876.7311 | 33039.169 | 10593.3895 | 244.1726 | 0.47842 | 0.11969 | 0.11947 | 0.1237 | 144 | 15 | Spring | 0.24372 | 0.26351 | 0.26351 | 0.88663 | 0.34492 | 0.11947 | 0.47842 | 0.66692 | 0.65688 | 0.85008 | 0.010088 | 0.0013328 | 0.1237 | 0.33518 | 0.65688 | 0 | 0 | 0.85 | 0.85 | 0.85 | 0.85 | 0.88663 | 0.010088 | 0.4158 | 0.33489 | 0.0094141
2025-05-24 16:00 | 43694.3787 | 35447.6523 | 7983.9952 | 262.7312 | 0.36057 | 0.12879 | 0.12877 | 0.12911 | 144 | 16 | Spring | 0.24178 | 0.27908 | 0.27908 | 0.87629 | 0.34371 | 0.12877 | 0.36057 | 0.67652 | 0.66614 | 0.85008 | 0.010018 | 0.0013328 | 0.12911 | 0.36047 | 0.66614 | 0 | 0 | 0.85 | 0.85 | 0.85 | 0.85 | 0.87629 | 0.010018 | 0.43848 | 0.2524 | 0.0092363
2025-05-24 17:00 | 43180.0096 | 37999.5185 | 4915.9134 | 264.5777 | 0.22201 | 0.12969 | 0.12952 | 0.13294 | 144 | 17 | Spring | 0.24363 | 0.29823 | 0.29823 | 0.87688 | 0.36264 | 0.12952 | 0.22201 | 0.6679 | 0.66614 | 0.85008 | 0.010018 | 0.0035317 | 0.13294 | 0.37417 | 0.66614 | 0 | 0 | 0.85 | 0.85 | 0.85 | 0.85 | 0.87688 | 0.010018 | 0.48342 | 0.15541 | 0.28272
2025-05-24 18:00 | 42830.1032 | 40543.5036 | 2018.73 | 267.8696 | 0.09117 | 0.13131 | 0.13136 | 0.13031 | 144 | 18 | Spring | 0.25066 | 0.31384 | 0.31384 | 0.87696 | 0.40118 | 0.13136 | 0.09117 | 0.58773 | 0.66614 | 0.85008 | 0.010158 | 0.027398 | 0.13031 | 0.3962 | 0.66614 | 0 | 0 | 0.85 | 0.85 | 0.85 | 0.85 | 0.87696 | 0.010158 | 0.50599 | 0.063819 | 0.42211
2025-05-24 19:00 | 43909.3631 | 43407.6117 | 202.1484 | 299.603 | 0.0091294 | 0.14686 | 0.14768 | 0.13219 | 144 | 19 | Spring | 0.26664 | 0.33067 | 0.33067 | 0.8775 | 0.42487 | 0.14768 | 0.0091294 | 0.23069 | 0.66641 | 0.85008 | 0.010612 | 0.027398 | 0.13219 | 0.41363 | 0.66641 | 0 | 0 | 0.85 | 0.85 | 0.85 | 0.85 | 0.8775 | 0.010612 | 0.52452 | 0.0063906 | 0.39185
2025-05-24 20:00 | 43163.0337 | 42833.512 | 0 | 329.5218 | 0 | 0.16153 | 0.16292 | 0.13634 | 144 | 20 | Spring | 0.28392 | 0.33907 | 0.33907 | 0.87706 | 0.44583 | 0.16292 | 0 | 0 | 0.66641 | 0.85008 | 0.010717 | 0.013216 | 0.13634 | 0.41376 | 0.66641 | 0 | 0 | 0.85 | 0.85 | 0.85 | 0.85 | 0.87706 | 0.010717 | 0.52178 | 0 | 0.34357
2025-05-24 21:00 | 41015.7835 | 40665.3149 | 0 | 350.4687 | 0 | 0.1718 | 0.17391 | 0.13358 | 144 | 21 | Spring | 0.28852 | 0.33774 | 0.33774 | 0.87764 | 0.44688 | 0.17391 | 0 | 0 | 0.66641 | 0.85008 | 0.010682 | 0.0013328 | 0.13358 | 0.40821 | 0.66641 | 0 | 0 | 0.85 | 0.85 | 0.85 | 0.85 | 0.87764 | 0.010682 | 0.49219 | 0 | 0.10075
2025-05-24 22:00 | 37856.3058 | 37492.3864 | 0 | 363.9194 | 0 | 0.17839 | 0.18123 | 0.12718 | 144 | 22 | Spring | 0.27883 | 0.33192 | 0.33192 | 0.87863 | 0.45017 | 0.18123 | 0 | 0 | 0.66641 | 0.85008 | 0.010717 | 0.0013328 | 0.12718 | 0.36384 | 0.66641 | 0 | 0 | 0.85 | 0.85 | 0.85 | 0.85 | 0.87863 | 0.010717 | 0.43629 | 0 | 0.081544
2025-05-24 23:00 | 34353.92 | 33986.5568 | 0 | 367.3632 | 0 | 0.18008 | 0.18344 | 0.11944 | 144 | 23 | Spring | 0.26601 | 0.32932 | 0.32932 | 0.87267 | 0.42104 | 0.18344 | 0 | 0 | 0.65528 | 0.85008 | 0.011973 | 0.0013328 | 0.11944 | 0.30433 | 0.65528 | 0 | 0 | 0.85 | 0.85 | 0.85 | 0.85 | 0.87267 | 0.011973 | 0.38142 | 0 | 0.039465
2025-05-25 00:00 | 31953.2867 | 31584.2816 | 0 | 369.0051 | 0 | 0.18088 | 0.18438 | 0.11772 | 145 | 0 | Spring | 0.27877 | 0.32807 | 0.32807 | 0.86806 | 0.41526 | 0.18438 | 0 | 0 | 0.64562 | 0.85008 | 0.0133 | 0.00079999 | 0.11772 | 0.22892 | 0.64562 | 0 | 0 | 0.85 | 0.85 | 0.85 | 0.85 | 0.86806 | 0.0133 | 0.36461 | 0 | 0.048952
2025-05-25 01:00 | 31290.0086 | 30935.2415 | 0 | 354.7671 | 0 | 0.17391 | 0.17715 | 0.11531 | 145 | 1 | Spring | 0.27126 | 0.31736 | 0.31736 | 0.87726 | 0.38 | 0.17715 | 0 | 0 | 0.64562 | 0.85008 | 0.012357 | 0.00079999 | 0.11531 | 0.2248 | 0.64562 | 0 | 0 | 0.85 | 0.85 | 0.85 | 0.85 | 0.87726 | 0.012357 | 0.36019 | 0 | 0
2025-05-25 02:00 | 31184.6704 | 30843.0118 | 0 | 341.6586 | 0 | 0.16748 | 0.17036 | 0.11547 | 145 | 2 | Spring | 0.2611 | 0.30561 | 0.30561 | 0.87644 | 0.34552 | 0.17036 | 0 | 0 | 0.64562 | 0.85008 | 0.012462 | 0.00079999 | 0.11547 | 0.21959 | 0.64562 | 0 | 0 | 0.85 | 0.85 | 0.85 | 0.85 | 0.87644 | 0.012462 | 0.35507 | 0 | 0.0076969
2025-05-25 03:00 | 31224.9352 | 30885.9097 | 0 | 339.0255 | 0 | 0.16619 | 0.16887 | 0.11772 | 145 | 3 | Spring | 0.25348 | 0.29808 | 0.29808 | 0.87591 | 0.33422 | 0.16887 | 0 | 0 | 0.64562 | 0.85008 | 0.013439 | 0.00079999 | 0.11772 | 0.21762 | 0.64562 | 0 | 0 | 0.85 | 0.85 | 0.85 | 0.85 | 0.87591 | 0.013439 | 0.3547 | 0 | 0
2025-05-25 04:00 | 31580.6018 | 31241.5683 | 0 | 339.0335 | 0 | 0.16619 | 0.16843 | 0.12579 | 145 | 4 | Spring | 0.24517 | 0.29516 | 0.29516 | 0.87706 | 0.32769 | 0.16843 | 0 | 0 | 0.64562 | 0.85008 | 0.013579 | 0.00079999 | 0.12579 | 0.22054 | 0.64562 | 0 | 0 | 0.85 | 0.85 | 0.85 | 0.85 | 0.87706 | 0.013579 | 0.36068 | 0 | 0
2025-05-25 05:00 | 33765.6027 | 33127.551 | 278.7131 | 359.3386 | 0.012587 | 0.17615 | 0.17833 | 0.13663 | 145 | 5 | Spring | 0.24319 | 0.29542 | 0.29542 | 0.87925 | 0.32324 | 0.17833 | 0.012587 | 0 | 0.64562 | 0.85008 | 0.013719 | 0.00079999 | 0.13663 | 0.24903 | 0.64562 | 0 | 0 | 0.85 | 0.85 | 0.85 | 0.85 | 0.87925 | 0.013719 | 0.38813 | 0.0088111 | 0
2025-05-25 06:00 | 34424.3886 | 31516.6918 | 2563.9333 | 343.7635 | 0.11579 | 0.16851 | 0.17064 | 0.13007 | 145 | 6 | Spring | 0.25416 | 0.29826 | 0.29826 | 0.88123 | 0.35611 | 0.17064 | 0.11579 | 0 | 0.6501 | 0.85008 | 0.013404 | 0.00083936 | 0.13007 | 0.30317 | 0.6501 | 0 | 0 | 0.85 | 0.85 | 0.85 | 0.85 | 0.88123 | 0.013404 | 0.4151 | 0.081055 | 0
2025-05-25 07:00 | 36171.0093 | 30008.0574 | 5867.7549 | 295.197 | 0.265 | 0.1447 | 0.14623 | 0.11713 | 145 | 7 | Spring | 0.26383 | 0.30635 | 0.30635 | 0.88211 | 0.39696 | 0.14623 | 0.265 | 0 | 0.65669 | 0.85008 | 0.012671 | 0.0010882 | 0.11713 | 0.29 | 0.65669 | 0 | 0 | 0.85 | 0.85 | 0.85 | 0.85 | 0.88211 | 0.012671 | 0.40054 | 0.1855 | 0.0096656
2025-05-25 08:00 | 38459.0273 | 29009.5861 | 9111.3356 | 338.1056 | 0.41149 | 0.16574 | 0.16775 | 0.12946 | 145 | 8 | Spring | 0.26441 | 0.30255 | 0.30255 | 0.88442 | 0.42633 | 0.16775 | 0.41149 | 0 | 0.65669 | 0.85008 | 0.012183 | 0.0010228 | 0.12946 | 0.28372 | 0.65669 | 0 | 0 | 0.85 | 0.85 | 0.85 | 0.85 | 0.88442 | 0.012183 | 0.39226 | 0.28804 | 0.029613
2025-05-25 09:00 | 39680.7391 | 27378.9646 | 11898.3333 | 403.4411 | 0.53735 | 0.19777 | 0.20049 | 0.1485 | 145 | 9 | Spring | 0.25911 | 0.30095 | 0.30095 | 0.88542 | 0.45108 | 0.20049 | 0.53735 | 0.38061 | 0.65642 | 0.85008 | 0.011659 | 0.00079999 | 0.1485 | 0.26073 | 0.65642 | 0 | 0 | 0.85 | 0.85 | 0.85 | 0.85 | 0.88542 | 0.011659 | 0.37528 | 0.37615 | 0
2025-05-25 10:00 | 41113.7587 | 26699.8865 | 14021.866 | 392.0062 | 0.63326 | 0.19216 | 0.19396 | 0.15959 | 145 | 10 | Spring | 0.26146 | 0.29721 | 0.29721 | 0.88641 | 0.4463 | 0.19396 | 0.63326 | 0.64871 | 0.65688 | 0.85008 | 0.011484 | 0.00079999 | 0.15959 | 0.27476 | 0.65688 | 0 | 0 | 0.85 | 0.85 | 0.85 | 0.85 | 0.88641 | 0.011484 | 0.37825 | 0.44328 | 0
2025-05-25 11:00 | 42050.049 | 26315.181 | 15359.1213 | 375.7467 | 0.69365 | 0.18419 | 0.1854 | 0.16224 | 145 | 11 | Spring | 0.25473 | 0.28311 | 0.28311 | 0.88809 | 0.41276 | 0.1854 | 0.69365 | 0.69148 | 0.65688 | 0.85008 | 0.01138 | 0.00079999 | 0.16224 | 0.29695 | 0.65688 | 0 | 0 | 0.85 | 0.85 | 0.85 | 0.85 | 0.88809 | 0.01138 | 0.38376 | 0.48555 | 0.0092363
2025-05-25 12:00 | 42453.4764 | 26281.9444 | 15795.5291 | 376.003 | 0.71336 | 0.18432 | 0.18593 | 0.1552 | 145 | 12 | Spring | 0.24979 | 0.27224 | 0.27224 | 0.88874 | 0.38152 | 0.18593 | 0.71336 | 0.67553 | 0.65688 | 0.85008 | 0.011484 | 0.00080167 | 0.1552 | 0.31905 | 0.65688 | 0 | 0 | 0.85 | 0.85 | 0.85 | 0.85 | 0.88874 | 0.011484 | 0.39243 | 0.49935 | 0.0092363
2025-05-25 13:00 | 41313.3178 | 25788.6765 | 15154.4417 | 370.1996 | 0.68441 | 0.18147 | 0.18348 | 0.14523 | 145 | 13 | Spring | 0.2448 | 0.25993 | 0.25993 | 0.88865 | 0.35645 | 0.18348 | 0.68441 | 0.66427 | 0.65688 | 0.85008 | 0.010123 | 0.00079999 | 0.14523 | 0.32335 | 0.65688 | 0 | 0 | 0.85 | 0.85 | 0.85 | 0.85 | 0.88865 | 0.010123 | 0.40028 | 0.47908 | 0.0092363
2025-05-25 14:00 | 41480.4103 | 27513.1077 | 13599.6418 | 367.6608 | 0.61419 | 0.18023 | 0.18249 | 0.13929 | 145 | 14 | Spring | 0.24385 | 0.25881 | 0.25881 | 0.88747 | 0.34975 | 0.18249 | 0.61419 | 0.65679 | 0.65688 | 0.85008 | 0.0099835 | 0.0013328 | 0.13929 | 0.32489 | 0.65688 | 0 | 0 | 0.85 | 0.85 | 0.85 | 0.85 | 0.88747 | 0.0099835 | 0.40115 | 0.42993 | 0.0094141
2025-05-25 15:00 | 41764.9495 | 30310.2163 | 11096.7133 | 358.0199 | 0.50115 | 0.1755 | 0.17767 | 0.13629 | 145 | 15 | Spring | 0.24372 | 0.26351 | 0.26351 | 0.88663 | 0.34492 | 0.17767 | 0.50115 | 0.66692 | 0.65688 | 0.85008 | 0.010088 | 0.0013328 | 0.13629 | 0.33518 | 0.65688 | 0 | 0 | 0.85 | 0.85 | 0.85 | 0.85 | 0.88663 | 0.010088 | 0.4158 | 0.3508 | 0.0094141
2025-05-25 16:00 | 41790.923 | 33871.907 | 7578.272 | 340.744 | 0.34225 | 0.16703 | 0.16883 | 0.13452 | 145 | 16 | Spring | 0.24178 | 0.27908 | 0.27908 | 0.87629 | 0.34371 | 0.16883 | 0.34225 | 0.67652 | 0.66614 | 0.85008 | 0.010018 | 0.0013328 | 0.13452 | 0.36047 | 0.66614 | 0 | 0 | 0.85 | 0.85 | 0.85 | 0.85 | 0.87629 | 0.010018 | 0.43848 | 0.23958 | 0.0092363
2025-05-25 17:00 | 41531.8342 | 36803.5992 | 4407.3203 | 320.9147 | 0.19904 | 0.15731 | 0.15879 | 0.13066 | 145 | 17 | Spring | 0.24363 | 0.29823 | 0.29823 | 0.87688 | 0.36264 | 0.15879 | 0.19904 | 0.6679 | 0.66614 | 0.85008 | 0.010018 | 0.0035317 | 0.13066 | 0.37417 | 0.66614 | 0 | 0 | 0.85 | 0.85 | 0.85 | 0.85 | 0.87688 | 0.010018 | 0.48342 | 0.13933 | 0.28272
2025-05-25 18:00 | 41537.4237 | 39391.1108 | 1852.0574 | 294.2555 | 0.083643 | 0.14424 | 0.14527 | 0.12576 | 145 | 18 | Spring | 0.25066 | 0.31384 | 0.31384 | 0.87696 | 0.40118 | 0.14527 | 0.083643 | 0.58773 | 0.66614 | 0.85008 | 0.010158 | 0.027398 | 0.12576 | 0.3962 | 0.66614 | 0 | 0 | 0.85 | 0.85 | 0.85 | 0.85 | 0.87696 | 0.010158 | 0.50599 | 0.05855 | 0.42211
2025-05-25 19:00 | 43803.959 | 43350.4815 | 182.0074 | 271.47 | 0.0082198 | 0.13307 | 0.13381 | 0.11968 | 145 | 19 | Spring | 0.26664 | 0.33067 | 0.33067 | 0.8775 | 0.42487 | 0.13381 | 0.0082198 | 0.23069 | 0.66641 | 0.85008 | 0.010612 | 0.027398 | 0.11968 | 0.41363 | 0.66641 | 0 | 0 | 0.85 | 0.85 | 0.85 | 0.85 | 0.8775 | 0.010612 | 0.52452 | 0.0057539 | 0.39185
2025-05-25 20:00 | 43163.0337 | 42909.7104 | 0 | 253.3233 | 0 | 0.12418 | 0.12479 | 0.11304 | 145 | 20 | Spring | 0.28392 | 0.33907 | 0.33907 | 0.87706 | 0.44583 | 0.12479 | 0 | 0 | 0.66641 | 0.85008 | 0.010717 | 0.013216 | 0.11304 | 0.41376 | 0.66641 | 0 | 0 | 0.85 | 0.85 | 0.85 | 0.85 | 0.87706 | 0.010717 | 0.52178 | 0 | 0.34357
2025-05-25 21:00 | 41015.7835 | 40756.9917 | 0 | 258.7918 | 0 | 0.12686 | 0.1271 | 0.12241 | 145 | 21 | Spring | 0.28852 | 0.33774 | 0.33774 | 0.87764 | 0.44688 | 0.1271 | 0 | 0 | 0.66641 | 0.85008 | 0.010682 | 0.0013328 | 0.12241 | 0.40821 | 0.66641 | 0 | 0 | 0.85 | 0.85 | 0.85 | 0.85 | 0.87764 | 0.010682 | 0.49219 | 0 | 0.10075
2025-05-25 22:00 | 37856.3058 | 37586.9564 | 0 | 269.3494 | 0 | 0.13203 | 0.13229 | 0.12745 | 145 | 22 | Spring | 0.27883 | 0.33192 | 0.33192 | 0.87863 | 0.45017 | 0.13229 | 0 | 0 | 0.66641 | 0.85008 | 0.010717 | 0.0013328 | 0.12745 | 0.36384 | 0.66641 | 0 | 0 | 0.85 | 0.85 | 0.85 | 0.85 | 0.87863 | 0.010717 | 0.43629 | 0 | 0.081544
2025-05-25 23:00 | 34353.92 | 34092.8307 | 0 | 261.0894 | 0 | 0.12798 | 0.12819 | 0.12429 | 145 | 23 | Spring | 0.26601 | 0.32932 | 0.32932 | 0.87267 | 0.42104 | 0.12819 | 0 | 0 | 0.65528 | 0.85008 | 0.011973 | 0.0013328 | 0.12429 | 0.30433 | 0.65528 | 0 | 0 | 0.85 | 0.85 | 0.85 | 0.85 | 0.87267 | 0.011973 | 0.38142 | 0 | 0.039465
2025-05-26 00:00 | 54056.2116 | 53795.4478 | 0 | 260.7637 | 0 | 0.12783 | 0.12831 | 0.11906 | 146 | 0 | Summer | 0.55471 | 0.48104 | 0.48104 | 0.94878 | 0.35614 | 0.12831 | 0 | 0 | 0.66443 | 0.85008 | 0.012218 | 0.019437 | 0.11906 | 0.52743 | 0.66443 | 0 | 0 | 0.85 | 0.85 | 0.85 | 0.85 | 0.94878 | 0.012218 | 0.59514 | 0 | 0.042639
2025-05-26 01:00 | 53425.9139 | 53154.5394 | 0 | 271.3746 | 0 | 0.13303 | 0.13424 | 0.11116 | 146 | 1 | Summer | 0.51573 | 0.45924 | 0.45924 | 0.94906 | 0.29865 | 0.13424 | 0 | 0 | 0.66443 | 0.85008 | 0.012287 | 0.019437 | 0.11116 | 0.48331 | 0.66443 | 0 | 0 | 0.85 | 0.85 | 0.85 | 0.85 | 0.94906 | 0.012287 | 0.55167 | 0 | 0
2025-05-26 02:00 | 53322.1148 | 53052.1239 | 0 | 269.9909 | 0 | 0.13235 | 0.13369 | 0.10803 | 146 | 2 | Summer | 0.47769 | 0.44425 | 0.44425 | 0.94941 | 0.25138 | 0.13369 | 0 | 0 | 0.66443 | 0.85008 | 0.012567 | 0.019191 | 0.10803 | 0.46524 | 0.66443 | 0 | 0 | 0.85 | 0.85 | 0.85 | 0.85 | 0.94941 | 0.012567 | 0.53289 | 0 | 0
2025-05-26 03:00 | 53318.4713 | 53053.0284 | 0 | 265.4429 | 0 | 0.13012 | 0.1315 | 0.10508 | 146 | 3 | Summer | 0.46012 | 0.43819 | 0.43819 | 0.9491 | 0.22464 | 0.1315 | 0 | 0 | 0.66443 | 0.85008 | 0.012532 | 0.01917 | 0.10508 | 0.45789 | 0.66443 | 0 | 0 | 0.85 | 0.85 | 0.85 | 0.85 | 0.9491 | 0.012532 | 0.52986 | 0 | 0
2025-05-26 04:00 | 53822.1035 | 53553.6386 | 0 | 268.4649 | 0 | 0.1316 | 0.13309 | 0.10465 | 146 | 4 | Summer | 0.44971 | 0.43054 | 0.43054 | 0.94949 | 0.2044 | 0.13309 | 0 | 0 | 0.66443 | 0.85008 | 0.012532 | 0.01917 | 0.10465 | 0.46405 | 0.66443 | 0 | 0 | 0.85 | 0.85 | 0.85 | 0.85 | 0.94949 | 0.012532 | 0.53565 | 0 | 0
2025-05-26 05:00 | 57990.2598 | 57494.6006 | 224.8228 | 270.8363 | 0.010153 | 0.13276 | 0.1341 | 0.10867 | 146 | 5 | Summer | 0.45811 | 0.44299 | 0.44299 | 0.94957 | 0.18921 | 0.1341 | 0.010153 | 0 | 0.66443 | 0.85008 | 0.012567 | 0.01917 | 0.10867 | 0.49226 | 0.66443 | 0 | 0 | 0.85 | 0.85 | 0.85 | 0.85 | 0.94957 | 0.012567 | 0.54922 | 0.0071074 | 0
2025-05-26 06:00 | 63319.7776 | 60998.5714 | 2079.0557 | 242.1504 | 0.093894 | 0.1187 | 0.11969 | 0.10079 | 146 | 6 | Summer | 0.48774 | 0.45859 | 0.45859 | 0.94971 | 0.19102 | 0.11969 | 0.093894 | 0 | 0.66443 | 0.85008 | 0.012532 | 0.018904 | 0.10079 | 0.49923 | 0.66443 | 0 | 0 | 0.85 | 0.85 | 0.85 | 0.85 | 0.94971 | 0.012532 | 0.5429 | 0.065726 | 0
2025-05-26 07:00 | 67320.6101 | 61942.8778 | 5166.9043 | 210.828 | 0.23335 | 0.10335 | 0.10462 | 0.08025 | 146 | 7 | Summer | 0.5162 | 0.46934 | 0.46934 | 0.95016 | 0.20898 | 0.10462 | 0.23335 | 0 | 0.66478 | 0.85008 | 0.012392 | 0.018904 | 0.08025 | 0.50879 | 0.66478 | 0 | 0 | 0.85 | 0.85 | 0.85 | 0.85 | 0.95016 | 0.012392 | 0.545 | 0.16334 | 0
2025-05-26 08:00 | 66510.7357 | 58082.4425 | 8216.665 | 211.6282 | 0.37108 | 0.10374 | 0.10547 | 0.072482 | 146 | 8 | Summer | 0.5354 | 0.4736 | 0.4736 | 0.95052 | 0.22514 | 0.10547 | 0.37108 | 0.19439 | 0.66478 | 0.85008 | 0.012602 | 0.018904 | 0.072482 | 0.53361 | 0.66478 | 0 | 0 | 0.85 | 0.85 | 0.85 | 0.85 | 0.95052 | 0.012602 | 0.54288 | 0.25976 | 0
2025-05-26 09:00 | 66909.8347 | 55754.6107 | 10944.9044 | 210.3197 | 0.49429 | 0.1031 | 0.10483 | 0.071866 | 146 | 9 | Summer | 0.54581 | 0.4857 | 0.4857 | 0.94978 | 0.24893 | 0.10483 | 0.49429 | 0.50389 | 0.66478 | 0.85008 | 0.014382 | 0.018904 | 0.071866 | 0.56932 | 0.66478 | 0 | 0 | 0.85 | 0.85 | 0.85 | 0.85 | 0.94978 | 0.014382 | 0.55471 | 0.34601 | 0
2025-05-26 10:00 | 66938.9934 | 53590.179 | 13134.8387 | 213.9757 | 0.5932 | 0.10489 | 0.10635 | 0.078455 | 146 | 10 | Summer | 0.56661 | 0.50285 | 0.50285 | 0.94712 | 0.26186 | 0.10635 | 0.5932 | 0.61316 | 0.66501 | 0.85008 | 0.014068 | 0.018915 | 0.078455 | 0.61473 | 0.66501 | 0 | 0 | 0.85 | 0.85 | 0.85 | 0.85 | 0.94712 | 0.014068 | 0.60127 | 0.41524 | 0
2025-05-26 11:00 | 65065.6221 | 50438.9495 | 14393.5953 | 233.0774 | 0.65004 | 0.11425 | 0.11549 | 0.091848 | 146 | 11 | Summer | 0.60096 | 0.52041 | 0.52041 | 0.94453 | 0.27752 | 0.11549 | 0.65004 | 0.62169 | 0.6656 | 0.85008 | 0.014417 | 0.023029 | 0.091848 | 0.67643 | 0.6656 | 0 | 0 | 0.85 | 0.85 | 0.85 | 0.85 | 0.94453 | 0.014417 | 0.64142 | 0.45503 | 0.0015394
2025-05-26 12:00 | 64535.0656 | 49364.1167 | 14904.4552 | 266.4936 | 0.67312 | 0.13063 | 0.13215 | 0.10329 | 146 | 12 | Summer | 0.62291 | 0.53799 | 0.53799 | 0.94362 | 0.31341 | 0.13215 | 0.67312 | 0.62222 | 0.6656 | 0.85008 | 0.013928 | 0.037669 | 0.10329 | 0.70982 | 0.6656 | 0 | 0 | 0.85 | 0.85 | 0.85 | 0.85 | 0.94362 | 0.013928 | 0.67439 | 0.47118 | 0.13423
2025-05-26 13:00 | 64184.5462 | 49588.4529 | 14290.4876 | 305.6057 | 0.64539 | 0.14981 | 0.15177 | 0.11424 | 146 | 13 | Summer | 0.63006 | 0.55564 | 0.55564 | 0.9422 | 0.37114 | 0.15177 | 0.64539 | 0.63828 | 0.6656 | 0.85008 | 0.014242 | 0.073749 | 0.11424 | 0.73201 | 0.6656 | 0 | 0 | 0.85 | 0.85 | 0.85 | 0.85 | 0.9422 | 0.014242 | 0.69376 | 0.45177 | 0.25305
2025-05-26 14:00 | 64098.9427 | 51109.5304 | 12652.6977 | 336.7146 | 0.57142 | 0.16506 | 0.16736 | 0.12335 | 146 | 14 | Summer | 0.6488 | 0.56826 | 0.56826 | 0.9398 | 0.41215 | 0.16736 | 0.57142 | 0.63061 | 0.66582 | 0.85008 | 0.014033 | 0.099397 | 0.12335 | 0.74849 | 0.66582 | 0 | 0 | 0.85 | 0.85 | 0.85 | 0.85 | 0.9398 | 0.014033 | 0.70785 | 0.39999 | 0.30697
2025-05-26 15:00 | 64496.7198 | 53594.6864 | 10551.6643 | 350.369 | 0.47653 | 0.17175 | 0.17381 | 0.13446 | 146 | 15 | Summer | 0.65735 | 0.56817 | 0.56817 | 0.93752 | 0.45803 | 0.17381 | 0.47653 | 0.64444 | 0.66641 | 0.85008 | 0.013928 | 0.12232 | 0.13446 | 0.75815 | 0.66641 | 0 | 0 | 0.85 | 0.85 | 0.85 | 0.85 | 0.93752 | 0.013928 | 0.71964 | 0.33357 | 0.37998
2025-05-26 16:00 | 66016.3949 | 57781.8254 | 7882.6532 | 351.9163 | 0.356 | 0.17251 | 0.17421 | 0.14167 | 146 | 16 | Summer | 0.66113 | 0.57399 | 0.57399 | 0.93651 | 0.48967 | 0.17421 | 0.356 | 0.62638 | 0.66641 | 0.85008 | 0.013195 | 0.14338 | 0.14167 | 0.76334 | 0.66641 | 0 | 0 | 0.85 | 0.85 | 0.85 | 0.85 | 0.93651 | 0.013195 | 0.72909 | 0.2492 | 0.58653
2025-05-26 17:00 | 66999.424 | 61773.6838 | 4888.3563 | 337.3839 | 0.22077 | 0.16538 | 0.1667 | 0.14159 | 146 | 17 | Summer | 0.65876 | 0.57144 | 0.57144 | 0.93752 | 0.50401 | 0.1667 | 0.22077 | 0.5801 | 0.66641 | 0.85008 | 0.01309 | 0.20336 | 0.14159 | 0.76686 | 0.66641 | 0 | 0 | 0.85 | 0.85 | 0.85 | 0.85 | 0.93752 | 0.01309 | 0.74086 | 0.15454 | 0.64515
2025-05-26 18:00 | 68396.2944 | 65971.661 | 2094.1001 | 330.5333 | 0.094574 | 0.16203 | 0.16296 | 0.14507 | 146 | 18 | Summer | 0.65784 | 0.57543 | 0.57543 | 0.9378 | 0.50368 | 0.16296 | 0.094574 | 0.50952 | 0.66641 | 0.85008 | 0.012846 | 0.22688 | 0.14507 | 0.77618 | 0.66641 | 0 | 0 | 0.85 | 0.85 | 0.85 | 0.85 | 0.9378 | 0.012846 | 0.75295 | 0.066202 | 0.64577
2025-05-26 19:00 | 71538.503 | 70955.6507 | 222.0066 | 360.8458 | 0.010026 | 0.17689 | 0.17783 | 0.1598 | 146 | 19 | Summer | 0.65654 | 0.58215 | 0.58215 | 0.93722 | 0.47421 | 0.17783 | 0.010026 | 0.33059 | 0.66641 | 0.85008 | 0.011205 | 0.20175 | 0.1598 | 0.77565 | 0.66641 | 0 | 0 | 0.85 | 0.85 | 0.85 | 0.85 | 0.93722 | 0.011205 | 0.76424 | 0.0070184 | 0.70485
2025-05-26 20:00 | 69583.3739 | 69207.9516 | 0 | 375.4223 | 0 | 0.18403 | 0.1846 | 0.17373 | 146 | 20 | Summer | 0.6677 | 0.58557 | 0.58557 | 0.93506 | 0.44805 | 0.1846 | 0 | 0.065097 | 0.66641 | 0.85008 | 0.01131 | 0.13977 | 0.17373 | 0.77193 | 0.66641 | 0 | 0 | 0.85 | 0.85 | 0.85 | 0.85 | 0.93506 | 0.01131 | 0.76712 | 0 | 0.71244
2025-05-26 21:00 | 66228.0338 | 65849.8221 | 0 | 378.2116 | 0 | 0.1854 | 0.18556 | 0.18238 | 146 | 21 | Summer | 0.65116 | 0.57136 | 0.57136 | 0.93281 | 0.42034 | 0.18556 | 0 | 0 | 0.66641 | 0.85008 | 0.011415 | 0.067558 | 0.18238 | 0.74633 | 0.66641 | 0 | 0 | 0.85 | 0.85 | 0.85 | 0.85 | 0.93281 | 0.011415 | 0.74851 | 0 | 0.38078
2025-05-26 22:00 | 61075.2984 | 60692.9166 | 0 | 382.3818 | 0 | 0.18744 | 0.18743 | 0.18761 | 146 | 22 | Summer | 0.61469 | 0.5457 | 0.5457 | 0.9302 | 0.41049 | 0.18743 | 0 | 0 | 0.6656 | 0.85008 | 0.011659 | 0.03136 | 0.18761 | 0.66421 | 0.6656 | 0 | 0 | 0.85 | 0.85 | 0.85 | 0.85 | 0.9302 | 0.011659 | 0.69584 | 0 | 0.15401
2025-05-26 23:00 | 56009.5587 | 55624.831 | 0 | 384.7277 | 0 | 0.18859 | 0.18866 | 0.18739 | 146 | 23 | Summer | 0.59142 | 0.54754 | 0.54754 | 0.91095 | 0.36743 | 0.18866 | 0 | 0 | 0.66219 | 0.85008 | 0.011938 | 0.024002 | 0.18739 | 0.58272 | 0.66219 | 0 | 0 | 0.85 | 0.85 | 0.85 | 0.85 | 0.91095 | 0.011938 | 0.6334 | 0 | 0.13531
2025-05-27 00:00 | 54056.2116 | 53678.134 | 0 | 378.0776 | 0 | 0.18533 | 0.18528 | 0.18621 | 147 | 0 | Summer | 0.55471 | 0.48104 | 0.48104 | 0.94878 | 0.35614 | 0.18528 | 0 | 0 | 0.66443 | 0.85008 | 0.012218 | 0.019437 | 0.18621 | 0.52743 | 0.66443 | 0 | 0 | 0.85 | 0.85 | 0.85 | 0.85 | 0.94878 | 0.012218 | 0.59514 | 0 | 0.042639
2025-05-27 01:00 | 53425.9139 | 53060.9847 | 0 | 364.9293 | 0 | 0.17889 | 0.17871 | 0.18201 | 147 | 1 | Summer | 0.51573 | 0.45924 | 0.45924 | 0.94906 | 0.29865 | 0.17871 | 0 | 0 | 0.66443 | 0.85008 | 0.012287 | 0.019437 | 0.18201 | 0.48331 | 0.66443 | 0 | 0 | 0.85 | 0.85 | 0.85 | 0.85 | 0.94906 | 0.012287 | 0.55167 | 0 | 0
2025-05-27 02:00 | 53322.1148 | 52971.3146 | 0 | 350.8002 | 0 | 0.17196 | 0.17148 | 0.18062 | 147 | 2 | Summer | 0.47769 | 0.44425 | 0.44425 | 0.94941 | 0.25138 | 0.17148 | 0 | 0 | 0.66443 | 0.85008 | 0.012567 | 0.019191 | 0.18062 | 0.46524 | 0.66443 | 0 | 0 | 0.85 | 0.85 | 0.85 | 0.85 | 0.94941 | 0.012567 | 0.53289 | 0 | 0
2025-05-27 03:00 | 53318.4713 | 52972.3168 | 0 | 346.1545 | 0 | 0.16968 | 0.16907 | 0.18075 | 147 | 3 | Summer | 0.46012 | 0.43819 | 0.43819 | 0.9491 | 0.22464 | 0.16907 | 0 | 0 | 0.66443 | 0.85008 | 0.012532 | 0.01917 | 0.18075 | 0.45789 | 0.66443 | 0 | 0 | 0.85 | 0.85 | 0.85 | 0.85 | 0.9491 | 0.012532 | 0.52986 | 0 | 0
2025-05-27 04:00 | 53822.1035 | 53478.8577 | 0 | 343.2458 | 0 | 0.16826 | 0.16769 | 0.17861 | 147 | 4 | Summer | 0.44971 | 0.43054 | 0.43054 | 0.94949 | 0.2044 | 0.16769 | 0 | 0 | 0.66443 | 0.85008 | 0.012532 | 0.01917 | 0.17861 | 0.46405 | 0.66443 | 0 | 0 | 0.85 | 0.85 | 0.85 | 0.85 | 0.94949 | 0.012532 | 0.53565 | 0 | 0
2025-05-27 05:00 | 57990.2598 | 57365.2299 | 272.7196 | 352.3103 | 0.012317 | 0.1727 | 0.17206 | 0.18421 | 147 | 5 | Summer | 0.45811 | 0.44299 | 0.44299 | 0.94957 | 0.18921 | 0.17206 | 0.012317 | 0 | 0.66443 | 0.85008 | 0.012567 | 0.01917 | 0.18421 | 0.49226 | 0.66443 | 0 | 0 | 0.85 | 0.85 | 0.85 | 0.85 | 0.94957 | 0.012567 | 0.54922 | 0.0086216 | 0
2025-05-27 06:00 | 63306.6341 | 60744.4517 | 2225.6624 | 336.5199 | 0.10052 | 0.16496 | 0.16361 | 0.18943 | 147 | 6 | Summer | 0.48774 | 0.45859 | 0.45859 | 0.94971 | 0.19102 | 0.16361 | 0.10052 | 0 | 0.66443 | 0.85008 | 0.012532 | 0.018904 | 0.18943 | 0.49923 | 0.66443 | 0 | 0 | 0.85 | 0.85 | 0.85 | 0.85 | 0.94971 | 0.012532 | 0.5429 | 0.070361 | 0
2025-05-27 07:00 | 67320.6101 | 61963.0731 | 5000.8077 | 356.7293 | 0.22585 | 0.17487 | 0.17353 | 0.19902 | 147 | 7 | Summer | 0.5162 | 0.46934 | 0.46934 | 0.95016 | 0.20898 | 0.17353 | 0.22585 | 0 | 0.66478 | 0.85008 | 0.012392 | 0.018904 | 0.19902 | 0.50879 | 0.66478 | 0 | 0 | 0.85 | 0.85 | 0.85 | 0.85 | 0.95016 | 0.012392 | 0.545 | 0.15809 | 0
2025-05-27 08:00 | 66510.7357 | 58370.503 | 7746.32 | 393.9127 | 0.34984 | 0.19309 | 0.19163 | 0.21954 | 147 | 8 | Summer | 0.5354 | 0.4736 | 0.4736 | 0.95052 | 0.22514 | 0.19163 | 0.34984 | 0.19439 | 0.66478 | 0.85008 | 0.012602 | 0.018904 | 0.21954 | 0.53361 | 0.66478 | 0 | 0 | 0.85 | 0.85 | 0.85 | 0.85 | 0.95052 | 0.012602 | 0.54288 | 0.24489 | 0
2025-05-27 09:00 | 65345.4189 | 54729.5399 | 10182.0562 | 433.8228 | 0.45984 | 0.21266 | 0.21146 | 0.23432 | 147 | 9 | Summer | 0.54581 | 0.4857 | 0.4857 | 0.94978 | 0.24893 | 0.21146 | 0.45984 | 0.50389 | 0.66478 | 0.85008 | 0.014382 | 0.018904 | 0.23432 | 0.56932 | 0.66478 | 0 | 0 | 0.85 | 0.85 | 0.85 | 0.85 | 0.94978 | 0.014382 | 0.55471 | 0.32189 | 0
2025-05-27 10:00 | 64834.1207 | 52397.4656 | 11950.7062 | 485.9489 | 0.53972 | 0.23821 | 0.23788 | 0.24423 | 147 | 10 | Summer | 0.56661 | 0.50285 | 0.50285 | 0.94712 | 0.26186 | 0.23788 | 0.53972 | 0.61316 | 0.66501 | 0.85008 | 0.014068 | 0.018915 | 0.24423 | 0.61473 | 0.66501 | 0 | 0 | 0.85 | 0.85 | 0.85 | 0.85 | 0.94712 | 0.014068 | 0.60127 | 0.3778 | 0
2025-05-27 11:00 | 62978.0304 | 49828.7013 | 12608.0655 | 541.2635 | 0.56941 | 0.26533 | 0.26592 | 0.25454 | 147 | 11 | Summer | 0.60096 | 0.52041 | 0.52041 | 0.94453 | 0.27752 | 0.26592 | 0.56941 | 0.62169 | 0.6656 | 0.85008 | 0.014417 | 0.023029 | 0.25454 | 0.67643 | 0.6656 | 0 | 0 | 0.85 | 0.85 | 0.85 | 0.85 | 0.94453 | 0.014417 | 0.64142 | 0.39858 | 0.0015394
2025-05-27 12:00 | 62525.8032 | 49317.6914 | 12626.3379 | 581.7739 | 0.57023 | 0.28518 | 0.28649 | 0.26151 | 147 | 12 | Summer | 0.62291 | 0.53799 | 0.53799 | 0.94362 | 0.31341 | 0.28649 | 0.57023 | 0.62222 | 0.6656 | 0.85008 | 0.013928 | 0.037669 | 0.26151 | 0.70982 | 0.6656 | 0 | 0 | 0.85 | 0.85 | 0.85 | 0.85 | 0.94362 | 0.013928 | 0.67439 | 0.39916 | 0.13423
2025-05-27 13:00 | 62538.3711 | 50166.5426 | 11769.504 | 602.3245 | 0.53153 | 0.29526 | 0.29664 | 0.27029 | 147 | 13 | Summer | 0.63006 | 0.55564 | 0.55564 | 0.9422 | 0.37114 | 0.29664 | 0.53153 | 0.63828 | 0.6656 | 0.85008 | 0.014242 | 0.073749 | 0.27029 | 0.73201 | 0.6656 | 0 | 0 | 0.85 | 0.85 | 0.85 | 0.85 | 0.9422 | 0.014242 | 0.69376 | 0.37207 | 0.25305
2025-05-27 14:00 | 62588.4018 | 51338.7419 | 10637.6136 | 612.0463 | 0.48042 | 0.30002 | 0.30136 | 0.27587 | 147 | 14 | Summer | 0.6488 | 0.56826 | 0.56826 | 0.9398 | 0.41215 | 0.30136 | 0.48042 | 0.63061 | 0.66582 | 0.85008 | 0.014033 | 0.099397 | 0.27587 | 0.74849 | 0.66582 | 0 | 0 | 0.85 | 0.85 | 0.85 | 0.85 | 0.9398 | 0.014033 | 0.70785 | 0.33629 | 0.30697
2025-05-27 15:00 | 62713.2896 | 53202.799 | 8906.3384 | 604.1522 | 0.40223 | 0.29615 | 0.29682 | 0.28412 | 147 | 15 | Summer | 0.65735 | 0.56817 | 0.56817 | 0.93752 | 0.45803 | 0.29682 | 0.40223 | 0.64444 | 0.66641 | 0.85008 | 0.013928 | 0.12232 | 0.28412 | 0.75815 | 0.66641 | 0 | 0 | 0.85 | 0.85 | 0.85 | 0.85 | 0.93752 | 0.013928 | 0.71964 | 0.28156 | 0.37998
2025-05-27 16:00 | 63402.9628 | 55982.6843 | 6834.6923 | 585.5862 | 0.30867 | 0.28705 | 0.28696 | 0.2888 | 147 | 16 | Summer | 0.66113 | 0.57399 | 0.57399 | 0.93651 | 0.48967 | 0.28696 | 0.30867 | 0.62638 | 0.66641 | 0.85008 | 0.013195 | 0.14338 | 0.2888 | 0.76334 | 0.66641 | 0 | 0 | 0.85 | 0.85 | 0.85 | 0.85 | 0.93651 | 0.013195 | 0.72909 | 0.21607 | 0.58653
2025-05-27 17:00 | 63335.4057 | 58425.2106 | 4349.5218 | 560.6732 | 0.19643 | 0.27484 | 0.27436 | 0.28353 | 147 | 17 | Summer | 0.65876 | 0.57144 | 0.57144 | 0.93752 | 0.50401 | 0.27436 | 0.19643 | 0.5801 | 0.66641 | 0.85008 | 0.01309 | 0.20336 | 0.28353 | 0.76686 | 0.66641 | 0 | 0 | 0.85 | 0.85 | 0.85 | 0.85 | 0.93752 | 0.01309 | 0.74086 | 0.1375 | 0.64515
2025-05-27 18:00 | 65050.1841 | 62641.4687 | 1869.866 | 538.8494 | 0.084447 | 0.26414 | 0.26369 | 0.27228 | 147 | 18 | Summer | 0.65784 | 0.57543 | 0.57543 | 0.9378 | 0.50368 | 0.26369 | 0.084447 | 0.50952 | 0.66641 | 0.85008 | 0.012846 | 0.22688 | 0.27228 | 0.77618 | 0.66641 | 0 | 0 | 0.85 | 0.85 | 0.85 | 0.85 | 0.9378 | 0.012846 | 0.75295 | 0.059113 | 0.64577
2025-05-27 19:00 | 68909.9163 | 68185.2963 | 195.9087 | 528.7113 | 0.0088476 | 0.25917 | 0.25885 | 0.26499 | 147 | 19 | Summer | 0.65654 | 0.58215 | 0.58215 | 0.93722 | 0.47421 | 0.25885 | 0.0088476 | 0.33059 | 0.66641 | 0.85008 | 0.011205 | 0.20175 | 0.26499 | 0.77565 | 0.66641 | 0 | 0 | 0.85 | 0.85 | 0.85 | 0.85 | 0.93722 | 0.011205 | 0.76424 | 0.0061933 | 0.70485
2025-05-27 20:00 | 67444.3287 | 66931.9577 | 0 | 512.371 | 0 | 0.25116 | 0.25094 | 0.25527 | 147 | 20 | Summer | 0.6677 | 0.58557 | 0.58557 | 0.93506 | 0.44805 | 0.25094 | 0 | 0.065097 | 0.66641 | 0.85008 | 0.01131 | 0.13977 | 0.25527 | 0.77193 | 0.66641 | 0 | 0 | 0.85 | 0.85 | 0.85 | 0.85 | 0.93506 | 0.01131 | 0.76712 | 0 | 0.71244
2025-05-27 21:00 | 64609.6966 | 64104.5652 | 0 | 505.1314 | 0 | 0.24761 | 0.24764 | 0.24712 | 147 | 21 | Summer | 0.65116 | 0.57136 | 0.57136 | 0.93281 | 0.42034 | 0.24764 | 0 | 0 | 0.66641 | 0.85008 | 0.011415 | 0.067558 | 0.24712 | 0.74633 | 0.66641 | 0 | 0 | 0.85 | 0.85 | 0.85 | 0.85 | 0.93281 | 0.011415 | 0.74851 | 0 | 0.38078
2025-05-27 22:00 | 60112.3871 | 59624.3556 | 0 | 488.0316 | 0 | 0.23923 | 0.23878 | 0.24737 | 147 | 22 | Summer | 0.61469 | 0.5457 | 0.5457 | 0.9302 | 0.41049 | 0.23878 | 0 | 0 | 0.6656 | 0.85008 | 0.011659 | 0.03136 | 0.24737 | 0.66421 | 0.6656 | 0 | 0 | 0.85 | 0.85 | 0.85 | 0.85 | 0.9302 | 0.011659 | 0.69584 | 0 | 0.15401
2025-05-27 23:00 | 55879.2578 | 55406.2017 | 0 | 473.0561 | 0 | 0.23189 | 0.23067 | 0.25404 | 147 | 23 | Summer | 0.59142 | 0.54754 | 0.54754 | 0.91095 | 0.36743 | 0.23067 | 0 | 0 | 0.66219 | 0.85008 | 0.011938 | 0.024002 | 0.25404 | 0.58272 | 0.66219 | 0 | 0 | 0.85 | 0.85 | 0.85 | 0.85 | 0.91095 | 0.011938 | 0.6334 | 0 | 0.13531
2025-05-28 00:00 | 54056.2116 | 53587.4896 | 0 | 468.722 | 0 | 0.22977 | 0.22799 | 0.2618 | 148 | 0 | Summer | 0.55471 | 0.48104 | 0.48104 | 0.94878 | 0.35614 | 0.22799 | 0 | 0 | 0.66443 | 0.85008 | 0.012218 | 0.019437 | 0.2618 | 0.52743 | 0.66443 | 0 | 0 | 0.85 | 0.85 | 0.85 | 0.85 | 0.94878 | 0.012218 | 0.59514 | 0 | 0.042639
2025-05-28 01:00 | 53425.9139 | 52958.9054 | 0 | 467.0086 | 0 | 0.22893 | 0.22705 | 0.26285 | 148 | 1 | Summer | 0.51573 | 0.45924 | 0.45924 | 0.94906 | 0.29865 | 0.22705 | 0 | 0 | 0.66443 | 0.85008 | 0.012287 | 0.019437 | 0.26285 | 0.48331 | 0.66443 | 0 | 0 | 0.85 | 0.85 | 0.85 | 0.85 | 0.94906 | 0.012287 | 0.55167 | 0 | 0
2025-05-28 02:00 | 53322.1148 | 52854.9522 | 0 | 467.1626 | 0 | 0.229 | 0.22697 | 0.26574 | 148 | 2 | Summer | 0.47769 | 0.44425 | 0.44425 | 0.94941 | 0.25138 | 0.22697 | 0 | 0 | 0.66443 | 0.85008 | 0.012567 | 0.019191 | 0.26574 | 0.46524 | 0.66443 | 0 | 0 | 0.85 | 0.85 | 0.85 | 0.85 | 0.94941 | 0.012567 | 0.53289 | 0 | 0
2025-05-28 03:00 | 53318.4713 | 52848.329 | 0 | 470.1423 | 0 | 0.23046 | 0.22846 | 0.26673 | 148 | 3 | Summer | 0.46012 | 0.43819 | 0.43819 | 0.9491 | 0.22464 | 0.22846 | 0 | 0 | 0.66443 | 0.85008 | 0.012532 | 0.01917 | 0.26673 | 0.45789 | 0.66443 | 0 | 0 | 0.85 | 0.85 | 0.85 | 0.85 | 0.9491 | 0.012532 | 0.52986 | 0 | 0
2025-05-28 04:00 | 53822.1035 | 53331.7795 | 0 | 490.324 | 0 | 0.24035 | 0.23886 | 0.26735 | 148 | 4 | Summer | 0.44971 | 0.43054 | 0.43054 | 0.94949 | 0.2044 | 0.23886 | 0 | 0 | 0.66443 | 0.85008 | 0.012532 | 0.01917 | 0.26735 | 0.46405 | 0.66443 | 0 | 0 | 0.85 | 0.85 | 0.85 | 0.85 | 0.94949 | 0.012532 | 0.53565 | 0 | 0
2025-05-28 05:00 | 57990.2598 | 57190.2584 | 290.9764 | 509.0249 | 0.013141 | 0.24952 | 0.24858 | 0.26646 | 148 | 5 | Summer | 0.45811 | 0.44299 | 0.44299 | 0.94957 | 0.18921 | 0.24858 | 0.013141 | 0 | 0.66443 | 0.85008 | 0.012567 | 0.01917 | 0.26646 | 0.49226 | 0.66443 | 0 | 0 | 0.85 | 0.85 | 0.85 | 0.85 | 0.94957 | 0.012567 | 0.54922 | 0.0091988 | 0
2025-05-28 06:00 | 63294.1277 | 60504.9604 | 2334.8521 | 454.3151 | 0.10545 | 0.2227 | 0.22167 | 0.24147 | 148 | 6 | Summer | 0.48774 | 0.45859 | 0.45859 | 0.94971 | 0.19102 | 0.22167 | 0.10545 | 0 | 0.66443 | 0.85008 | 0.012532 | 0.018904 | 0.24147 | 0.49923 | 0.66443 | 0 | 0 | 0.85 | 0.85 | 0.85 | 0.85 | 0.94971 | 0.012532 | 0.5429 | 0.073813 | 0
2025-05-28 07:00 | 67320.6101 | 61808.0513 | 5070.0096 | 442.5493 | 0.22897 | 0.21694 | 0.21692 | 0.21715 | 148 | 7 | Summer | 0.5162 | 0.46934 | 0.46934 | 0.95016 | 0.20898 | 0.21692 | 0.22897 | 0 | 0.66478 | 0.85008 | 0.012392 | 0.018904 | 0.21715 | 0.50879 | 0.66478 | 0 | 0 | 0.85 | 0.85 | 0.85 | 0.85 | 0.95016 | 0.012392 | 0.545 | 0.16028 | 0
2025-05-28 08:00 | 66510.7357 | 58547.9483 | 7442.604 | 520.1833 | 0.33612 | 0.25499 | 0.25726 | 0.21394 | 148 | 8 | Summer | 0.5354 | 0.4736 | 0.4736 | 0.95052 | 0.22514 | 0.25726 | 0.33612 | 0.19439 | 0.66478 | 0.85008 | 0.012602 | 0.018904 | 0.21394 | 0.53361 | 0.66478 | 0 | 0 | 0.85 | 0.85 | 0.85 | 0.85 | 0.95052 | 0.012602 | 0.54288 | 0.23529 | 0
2025-05-28 09:00 | 66023.1672 | 56338.0303 | 9135.2904 | 549.8465 | 0.41257 | 0.26953 | 0.27261 | 0.21388 | 148 | 9 | Summer | 0.54581 | 0.4857 | 0.4857 | 0.94978 | 0.24893 | 0.27261 | 0.41257 | 0.50389 | 0.66478 | 0.85008 | 0.014382 | 0.018904 | 0.21388 | 0.56932 | 0.66478 | 0 | 0 | 0.85 | 0.85 | 0.85 | 0.85 | 0.94978 | 0.014382 | 0.55471 | 0.2888 | 0
2025-05-28 10:00 | 65684.2166 | 54906.5374 | 10238.1983 | 539.4808 | 0.46238 | 0.26445 | 0.26743 | 0.21064 | 148 | 10 | Summer | 0.56661 | 0.50285 | 0.50285 | 0.94712 | 0.26186 | 0.26743 | 0.46238 | 0.61316 | 0.66501 | 0.85008 | 0.014068 | 0.018915 | 0.21064 | 0.61473 | 0.66501 | 0 | 0 | 0.85 | 0.85 | 0.85 | 0.85 | 0.94712 | 0.014068 | 0.60127 | 0.32366 | 0
2025-05-28 11:00 | 63562.8675 | 52416.0441 | 10629.4815 | 517.3418 | 0.48005 | 0.2536 | 0.25622 | 0.20625 | 148 | 11 | Summer | 0.60096 | 0.52041 | 0.52041 | 0.94453 | 0.27752 | 0.25622 | 0.48005 | 0.62169 | 0.6656 | 0.85008 | 0.014417 | 0.023029 | 0.20625 | 0.67643 | 0.6656 | 0 | 0 | 0.85 | 0.85 | 0.85 | 0.85 | 0.94453 | 0.014417 | 0.64142 | 0.33603 | 0.0015394
2025-05-28 12:00 | 62862.794 | 51986.2305 | 10381.7487 | 494.8148 | 0.46886 | 0.24256 | 0.24467 | 0.2044 | 148 | 12 | Summer | 0.62291 | 0.53799 | 0.53799 | 0.94362 | 0.31341 | 0.24467 | 0.46886 | 0.62222 | 0.6656 | 0.85008 | 0.013928 | 0.037669 | 0.2044 | 0.70982 | 0.6656 | 0 | 0 | 0.85 | 0.85 | 0.85 | 0.85 | 0.94362 | 0.013928 | 0.67439 | 0.3282 | 0.13423
2025-05-28 13:00 | 62783.6592 | 52370.2229 | 9932.2727 | 481.1636 | 0.44856 | 0.23586 | 0.23772 | 0.20239 | 148 | 13 | Summer | 0.63006 | 0.55564 | 0.55564 | 0.9422 | 0.37114 | 0.23772 | 0.44856 | 0.63828 | 0.6656 | 0.85008 | 0.014242 | 0.073749 | 0.20239 | 0.73201 | 0.6656 | 0 | 0 | 0.85 | 0.85 | 0.85 | 0.85 | 0.9422 | 0.014242 | 0.69376 | 0.31399 | 0.25305
2025-05-28 14:00 | 62917.1564 | 53523.1544 | 8914.3011 | 479.7009 | 0.40259 | 0.23515 | 0.23715 | 0.19888 | 148 | 14 | Summer | 0.6488 | 0.56826 | 0.56826 | 0.9398 | 0.41215 | 0.23715 | 0.40259 | 0.63061 | 0.66582 | 0.85008 | 0.014033 | 0.099397 | 0.19888 | 0.74849 | 0.66582 | 0 | 0 | 0.85 | 0.85 | 0.85 | 0.85 | 0.9398 | 0.014033 | 0.70785 | 0.28181 | 0.30697
2025-05-28 15:00 | 63376.5414 | 55436.628 | 7471.2679 | 468.6455 | 0.33742 | 0.22973 | 0.23151 | 0.19754 | 148 | 15 | Summer | 0.65735 | 0.56817 | 0.56817 | 0.93752 | 0.45803 | 0.23151 | 0.33742 | 0.64444 | 0.66641 | 0.85008 | 0.013928 | 0.12232 | 0.19754 | 0.75815 | 0.66641 | 0 | 0 | 0.85 | 0.85 | 0.85 | 0.85 | 0.93752 | 0.013928 | 0.71964 | 0.23619 | 0.37998
2025-05-28 16:00 | 64685.2785 | 58754.0137 | 5479.2219 | 452.0428 | 0.24745 | 0.22159 | 0.22285 | 0.1988 | 148 | 16 | Summer | 0.66113 | 0.57399 | 0.57399 | 0.93651 | 0.48967 | 0.22285 | 0.24745 | 0.62638 | 0.66641 | 0.85008 | 0.013195 | 0.14338 | 0.1988 | 0.76334 | 0.66641 | 0 | 0 | 0.85 | 0.85 | 0.85 | 0.85 | 0.93651 | 0.013195 | 0.72909 | 0.17322 | 0.58653
2025-05-28 17:00 | 65404.6445 | 61660.8864 | 3307.8633 | 435.8948 | 0.14939 | 0.21367 | 0.21461 | 0.19669 | 148 | 17 | Summer | 0.65876 | 0.57144 | 0.57144 | 0.93752 | 0.50401 | 0.21461 | 0.14939 | 0.5801 | 0.66641 | 0.85008 | 0.01309 | 0.20336 | 0.19669 | 0.76686 | 0.66641 | 0 | 0 | 0.85 | 0.85 | 0.85 | 0.85 | 0.93752 | 0.01309 | 0.74086 | 0.10457 | 0.64515
2025-05-28 18:00 | 65937.4645 | 64155.2005 | 1388.6364 | 393.6276 | 0.062714 | 0.19295 | 0.19306 | 0.19109 | 148 | 18 | Summer | 0.65784 | 0.57543 | 0.57543 | 0.9378 | 0.50368 | 0.19306 | 0.062714 | 0.50952 | 0.66641 | 0.85008 | 0.012846 | 0.22688 | 0.19109 | 0.77618 | 0.66641 | 0 | 0 | 0.85 | 0.85 | 0.85 | 0.85 | 0.9378 | 0.012846 | 0.75295 | 0.0439 | 0.64577
2025-05-28 19:00 | 68909.9163 | 68376.4048 | 155.8357 | 377.6759 | 0.0070379 | 0.18514 | 0.1843 | 0.20025 | 148 | 19 | Summer | 0.65654 | 0.58215 | 0.58215 | 0.93722 | 0.47421 | 0.1843 | 0.0070379 | 0.33059 | 0.66641 | 0.85008 | 0.011205 | 0.20175 | 0.20025 | 0.77565 | 0.66641 | 0 | 0 | 0.85 | 0.85 | 0.85 | 0.85 | 0.93722 | 0.011205 | 0.76424 | 0.0049265 | 0.70485
2025-05-28 20:00 | 67444.3287 | 67064.7252 | 0 | 379.6035 | 0 | 0.18608 | 0.18498 | 0.20593 | 148 | 20 | Summer | 0.6677 | 0.58557 | 0.58557 | 0.93506 | 0.44805 | 0.18498 | 0 | 0.065097 | 0.66641 | 0.85008 | 0.01131 | 0.13977 | 0.20593 | 0.77193 | 0.66641 | 0 | 0 | 0.85 | 0.85 | 0.85 | 0.85 | 0.93506 | 0.01131 | 0.76712 | 0 | 0.71244
2025-05-28 21:00 | 64609.6966 | 64223.3395 | 0 | 386.3571 | 0 | 0.18939 | 0.18858 | 0.20408 | 148 | 21 | Summer | 0.65116 | 0.57136 | 0.57136 | 0.93281 | 0.42034 | 0.18858 | 0 | 0 | 0.66641 | 0.85008 | 0.011415 | 0.067558 | 0.20408 | 0.74633 | 0.66641 | 0 | 0 | 0.85 | 0.85 | 0.85 | 0.85 | 0.93281 | 0.011415 | 0.74851 | 0 | 0.38078
2025-05-28 22:00 | 60112.3871 | 59714.3135 | 0 | 398.0737 | 0 | 0.19513 | 0.19469 | 0.20325 | 148 | 22 | Summer | 0.61469 | 0.5457 | 0.5457 | 0.9302 | 0.41049 | 0.19469 | 0 | 0 | 0.6656 | 0.85008 | 0.011659 | 0.03136 | 0.20325 | 0.66421 | 0.6656 | 0 | 0 | 0.85 | 0.85 | 0.85 | 0.85 | 0.9302 | 0.011659 | 0.69584 | 0 | 0.15401
2025-05-28 23:00 | 55879.2578 | 55465.6526 | 0 | 413.6052 | 0 | 0.20275 | 0.20284 | 0.20105 | 148 | 23 | Summer | 0.59142 | 0.54754 | 0.54754 | 0.91095 | 0.36743 | 0.20284 | 0 | 0 | 0.66219 | 0.85008 | 0.011938 | 0.024002 | 0.20105 | 0.58272 | 0.66219 | 0 | 0 | 0.85 | 0.85 | 0.85 | 0.85 | 0.91095 | 0.011938 | 0.6334 | 0 | 0.13531
2025-05-29 00:00 | 54056.2116 | 53631.7368 | 0 | 424.4748 | 0 | 0.20808 | 0.20853 | 0.19993 | 149 | 0 | Summer | 0.55471 | 0.48104 | 0.48104 | 0.94878 | 0.35614 | 0.20853 | 0 | 0 | 0.66443 | 0.85008 | 0.012218 | 0.019437 | 0.19993 | 0.52743 | 0.66443 | 0 | 0 | 0.85 | 0.85 | 0.85 | 0.85 | 0.94878 | 0.012218 | 0.59514 | 0 | 0.042639
2025-05-29 01:00 | 53425.9139 | 53008.2321 | 0 | 417.6818 | 0 | 0.20475 | 0.20501 | 0.19996 | 149 | 1 | Summer | 0.51573 | 0.45924 | 0.45924 | 0.94906 | 0.29865 | 0.20501 | 0 | 0 | 0.66443 | 0.85008 | 0.012287 | 0.019437 | 0.19996 | 0.48331 | 0.66443 | 0 | 0 | 0.85 | 0.85 | 0.85 | 0.85 | 0.94906 | 0.012287 | 0.55167 | 0 | 0
2025-05-29 02:00 | 53322.1148 | 52917.0619 | 0 | 405.0529 | 0 | 0.19856 | 0.19892 | 0.19189 | 149 | 2 | Summer | 0.47769 | 0.44425 | 0.44425 | 0.94941 | 0.25138 | 0.19892 | 0 | 0 | 0.66443 | 0.85008 | 0.012567 | 0.019191 | 0.19189 | 0.46524 | 0.66443 | 0 | 0 | 0.85 | 0.85 | 0.85 | 0.85 | 0.94941 | 0.012567 | 0.53289 | 0 | 0
2025-05-29 03:00 | 53318.4713 | 52943.9868 | 0 | 374.4846 | 0 | 0.18357 | 0.18376 | 0.18021 | 149 | 3 | Summer | 0.46012 | 0.43819 | 0.43819 | 0.9491 | 0.22464 | 0.18376 | 0 | 0 | 0.66443 | 0.85008 | 0.012532 | 0.01917 | 0.18021 | 0.45789 | 0.66443 | 0 | 0 | 0.85 | 0.85 | 0.85 | 0.85 | 0.9491 | 0.012532 | 0.52986 | 0 | 0
2025-05-29 04:00 | 53822.1035 | 53473.901 | 0 | 348.2025 | 0 | 0.17069 | 0.17048 | 0.17448 | 149 | 4 | Summer | 0.44971 | 0.43054 | 0.43054 | 0.94949 | 0.2044 | 0.17048 | 0 | 0 | 0.66443 | 0.85008 | 0.012532 | 0.01917 | 0.17448 | 0.46405 | 0.66443 | 0 | 0 | 0.85 | 0.85 | 0.85 | 0.85 | 0.94949 | 0.012532 | 0.53565 | 0 | 0
2025-05-29 05:00 | 57990.2598 | 57424.5757 | 224.2246 | 341.4595 | 0.010126 | 0.16738 | 0.16748 | 0.16554 | 149 | 5 | Summer | 0.45811 | 0.44299 | 0.44299 | 0.94957 | 0.18921 | 0.16748 | 0.010126 | 0 | 0.66443 | 0.85008 | 0.012567 | 0.01917 | 0.16554 | 0.49226 | 0.66443 | 0 | 0 | 0.85 | 0.85 | 0.85 | 0.85 | 0.94957 | 0.012567 | 0.54922 | 0.0070885 | 0
2025-05-29 06:00 | 63282.2397 | 61170.599 | 1820.5897 | 291.051 | 0.082222 | 0.14267 | 0.14289 | 0.13864 | 149 | 6 | Summer | 0.48774 | 0.45859 | 0.45859 | 0.94971 | 0.19102 | 0.14289 | 0.082222 | 0 | 0.66443 | 0.85008 | 0.012532 | 0.018904 | 0.13864 | 0.49923 | 0.66443 | 0 | 0 | 0.85 | 0.85 | 0.85 | 0.85 | 0.94971 | 0.012532 | 0.5429 | 0.057555 | 0
2025-05-29 07:00 | 67320.6101 | 62599.8038 | 4459.4068 | 261.3994 | 0.2014 | 0.12814 | 0.12954 | 0.10286 | 149 | 7 | Summer | 0.5162 | 0.46934 | 0.46934 | 0.95016 | 0.20898 | 0.12954 | 0.2014 | 0 | 0.66478 | 0.85008 | 0.012392 | 0.018904 | 0.10286 | 0.50879 | 0.66478 | 0 | 0 | 0.85 | 0.85 | 0.85 | 0.85 | 0.95016 | 0.012392 | 0.545 | 0.14098 | 0
2025-05-29 08:00 | 67517.8511 | 59661.0301 | 7573.9501 | 282.8709 | 0.34205 | 0.13866 | 0.14111 | 0.094473 | 149 | 8 | Summer | 0.5354 | 0.4736 | 0.4736 | 0.95052 | 0.22514 | 0.14111 | 0.34205 | 0.19439 | 0.66478 | 0.85008 | 0.012602 | 0.018904 | 0.094473 | 0.53361 | 0.66478 | 0 | 0 | 0.85 | 0.85 | 0.85 | 0.85 | 0.95052 | 0.012602 | 0.54288 | 0.23944 | 0
2025-05-29 09:00 | 68175.6564 | 57346.1746 | 10530.0509 | 299.4309 | 0.47556 | 0.14678 | 0.14962 | 0.095357 | 149 | 9 | Summer | 0.54581 | 0.4857 | 0.4857 | 0.94978 | 0.24893 | 0.14962 | 0.47556 | 0.50389 | 0.66478 | 0.85008 | 0.014382 | 0.018904 | 0.095357 | 0.56932 | 0.66478 | 0 | 0 | 0.85 | 0.85 | 0.85 | 0.85 | 0.94978 | 0.014382 | 0.55471 | 0.33289 | 0
2025-05-29 10:00 | 67969.7346 | 55213.4788 | 12450.2136 | 306.0422 | 0.56228 | 0.15002 | 0.15298 | 0.096536 | 149 | 10 | Summer | 0.56661 | 0.50285 | 0.50285 | 0.94712 | 0.26186 | 0.15298 | 0.56228 | 0.61316 | 0.66501 | 0.85008 | 0.014068 | 0.018915 | 0.096536 | 0.61473 | 0.66501 | 0 | 0 | 0.85 | 0.85 | 0.85 | 0.85 | 0.94712 | 0.014068 | 0.60127 | 0.39359 | 0
2025-05-29 11:00 | 66217.9935 | 52768.0559 | 13134.9714 | 314.9662 | 0.5932 | 0.1544 | 0.15736 | 0.10082 | 149 | 11 | Summer | 0.60096 | 0.52041 | 0.52041 | 0.94453 | 0.27752 | 0.15736 | 0.5932 | 0.62169 | 0.6656 | 0.85008 | 0.014417 | 0.023029 | 0.10082 | 0.67643 | 0.6656 | 0 | 0 | 0.85 | 0.85 | 0.85 | 0.85 | 0.94453 | 0.014417 | 0.64142 | 0.41524 | 0.0015394
2025-05-29 12:00 | 66115.8423 | 52672.3069 | 13120.9985 | 322.5369 | 0.59257 | 0.15811 | 0.16104 | 0.10516 | 149 | 12 | Summer | 0.62291 | 0.53799 | 0.53799 | 0.94362 | 0.31341 | 0.16104 | 0.59257 | 0.62222 | 0.6656 | 0.85008 | 0.013928 | 0.037669 | 0.10516 | 0.70982 | 0.6656 | 0 | 0 | 0.85 | 0.85 | 0.85 | 0.85 | 0.94362 | 0.013928 | 0.67439 | 0.4148 | 0.13423
2025-05-29 13:00 | 66118.5142 | 53159.5881 | 12628.3864 | 330.5398 | 0.57032 | 0.16203 | 0.16467 | 0.11427 | 149 | 13 | Summer | 0.63006 | 0.55564 | 0.55564 | 0.9422 | 0.37114 | 0.16467 | 0.57032 | 0.63828 | 0.6656 | 0.85008 | 0.014242 | 0.073749 | 0.11427 | 0.73201 | 0.6656 | 0 | 0 | 0.85 | 0.85 | 0.85 | 0.85 | 0.9422 | 0.014242 | 0.69376 | 0.39923 | 0.25305
2025-05-29 14:00 | 66108.6715 | 54443.5563 | 11325.371 | 339.7442 | 0.51148 | 0.16654 | 0.16883 | 0.12517 | 149 | 14 | Summer | 0.6488 | 0.56826 | 0.56826 | 0.9398 | 0.41215 | 0.16883 | 0.51148 | 0.63061 | 0.66582 | 0.85008 | 0.014033 | 0.099397 | 0.12517 | 0.74849 | 0.66582 | 0 | 0 | 0.85 | 0.85 | 0.85 | 0.85 | 0.9398 | 0.014033 | 0.70785 | 0.35803 | 0.30697
2025-05-29 15:00 | 66589.1952 | 56705.5571 | 9539.8663 | 343.7718 | 0.43084 | 0.16852 | 0.17042 | 0.13414 | 149 | 15 | Summer | 0.65735 | 0.56817 | 0.56817 | 0.93752 | 0.45803 | 0.17042 | 0.43084 | 0.64444 | 0.66641 | 0.85008 | 0.013928 | 0.12232 | 0.13414 | 0.75815 | 0.66641 | 0 | 0 | 0.85 | 0.85 | 0.85 | 0.85 | 0.93752 | 0.013928 | 0.71964 | 0.30159 | 0.37998
2025-05-29 16:00 | 68407.6282 | 60783.7525 | 7283.88 | 339.9957 | 0.32895 | 0.16666 | 0.16821 | 0.13878 | 149 | 16 | Summer | 0.66113 | 0.57399 | 0.57399 | 0.93651 | 0.48967 | 0.16821 | 0.32895 | 0.62638 | 0.66641 | 0.85008 | 0.013195 | 0.14338 | 0.13878 | 0.76334 | 0.66641 | 0 | 0 | 0.85 | 0.85 | 0.85 | 0.85 | 0.93651 | 0.013195 | 0.72909 | 0.23027 | 0.58653
2025-05-29 17:00 | 69513.3132 | 64425.2671 | 4768.7662 | 319.2799 | 0.21537 | 0.15651 | 0.15764 | 0.13607 | 149 | 17 | Summer | 0.65876 | 0.57144 | 0.57144 | 0.93752 | 0.50401 | 0.15764 | 0.21537 | 0.5801 | 0.66641 | 0.85008 | 0.01309 | 0.20336 | 0.13607 | 0.76686 | 0.66641 | 0 | 0 | 0.85 | 0.85 | 0.85 | 0.85 | 0.93752 | 0.01309 | 0.74086 | 0.15076 | 0.64515
2025-05-29 18:00 | 69908.0883 | 67396.261 | 2222.9752 | 288.8522 | 0.10039 | 0.14159 | 0.14233 | 0.12825 | 149 | 18 | Summer | 0.65784 | 0.57543 | 0.57543 | 0.9378 | 0.50368 | 0.14233 | 0.10039 | 0.50952 | 0.66641 | 0.85008 | 0.012846 | 0.22688 | 0.12825 | 0.77618 | 0.66641 | 0 | 0 | 0.85 | 0.85 | 0.85 | 0.85 | 0.9378 | 0.012846 | 0.75295 | 0.070276 | 0.64577
2025-05-29 19:00 | 70234.2238 | 69689.8328 | 270.4935 | 273.8974 | 0.012216 | 0.13426 | 0.13502 | 0.12059 | 149 | 19 | Summer | 0.65654 | 0.58215 | 0.58215 | 0.93722 | 0.47421 | 0.13502 | 0.012216 | 0.33059 | 0.66641 | 0.85008 | 0.011205 | 0.20175 | 0.12059 | 0.77565 | 0.66641 | 0 | 0 | 0.85 | 0.85 | 0.85 | 0.85 | 0.93722 | 0.011205 | 0.76424 | 0.0085512 | 0.70485
2025-05-29 20:00 | 67444.3287 | 67208.8981 | 0 | 235.4306 | 0 | 0.11541 | 0.11583 | 0.10768 | 149 | 20 | Summer | 0.6677 | 0.58557 | 0.58557 | 0.93506 | 0.44805 | 0.11583 | 0 | 0.065097 | 0.66641 | 0.85008 | 0.01131 | 0.13977 | 0.10768 | 0.77193 | 0.66641 | 0 | 0 | 0.85 | 0.85 | 0.85 | 0.85 | 0.93506 | 0.01131 | 0.76712 | 0 | 0.71244
2025-05-29 21:00 | 64609.6966 | 64413.02 | 0 | 196.6766 | 0 | 0.09641 | 0.096569 | 0.093536 | 149 | 21 | Summer | 0.65116 | 0.57136 | 0.57136 | 0.93281 | 0.42034 | 0.096569 | 0 | 0 | 0.66641 | 0.85008 | 0.011415 | 0.067558 | 0.093536 | 0.74633 | 0.66641 | 0 | 0 | 0.85 | 0.85 | 0.85 | 0.85 | 0.93281 | 0.011415 | 0.74851 | 0 | 0.38078
2025-05-29 22:00 | 60112.3871 | 59940.2549 | 0 | 172.1322 | 0 | 0.084379 | 0.084576 | 0.080812 | 149 | 22 | Summer | 0.61469 | 0.5457 | 0.5457 | 0.9302 | 0.41049 | 0.084576 | 0 | 0 | 0.6656 | 0.85008 | 0.011659 | 0.03136 | 0.080812 | 0.66421 | 0.6656 | 0 | 0 | 0.85 | 0.85 | 0.85 | 0.85 | 0.9302 | 0.011659 | 0.69584 | 0 | 0.15401
2025-05-29 23:00 | 55879.2578 | 55718.8728 | 0 | 160.3851 | 0 | 0.07862 | 0.079132 | 0.069375 | 149 | 23 | Summer | 0.59142 | 0.54754 | 0.54754 | 0.91095 | 0.36743 | 0.079132 | 0 | 0 | 0.66219 | 0.85008 | 0.011938 | 0.024002 | 0.069375 | 0.58272 | 0.66219 | 0 | 0 | 0.85 | 0.85 | 0.85 | 0.85 | 0.91095 | 0.011938 | 0.6334 | 0 | 0.13531
2025-05-30 00:00 | 54056.2116 | 53898.3185 | 0 | 157.8931 | 0 | 0.077399 | 0.078449 | 0.05842 | 150 | 0 | Summer | 0.55471 | 0.48104 | 0.48104 | 0.94878 | 0.35614 | 0.078449 | 0 | 0 | 0.66443 | 0.85008 | 0.012218 | 0.019437 | 0.05842 | 0.52743 | 0.66443 | 0 | 0 | 0.85 | 0.85 | 0.85 | 0.85 | 0.94878 | 0.012218 | 0.59514 | 0 | 0.042639
2025-05-30 01:00 | 53425.9139 | 53269.5064 | 0 | 156.4076 | 0 | 0.07667 | 0.078067 | 0.051429 | 150 | 1 | Summer | 0.51573 | 0.45924 | 0.45924 | 0.94906 | 0.29865 | 0.078067 | 0 | 0 | 0.66443 | 0.85008 | 0.012287 | 0.019437 | 0.051429 | 0.48331 | 0.66443 | 0 | 0 | 0.85 | 0.85 | 0.85 | 0.85 | 0.94906 | 0.012287 | 0.55167 | 0 | 0
2025-05-30 02:00 | 53322.1148 | 53166.8964 | 0 | 155.2184 | 0 | 0.076087 | 0.077665 | 0.047571 | 150 | 2 | Summer | 0.47769 | 0.44425 | 0.44425 | 0.94941 | 0.25138 | 0.077665 | 0 | 0 | 0.66443 | 0.85008 | 0.012567 | 0.019191 | 0.047571 | 0.46524 | 0.66443 | 0 | 0 | 0.85 | 0.85 | 0.85 | 0.85 | 0.94941 | 0.012567 | 0.53289 | 0 | 0
2025-05-30 03:00 | 53318.4713 | 53157.1074 | 0 | 161.3639 | 0 | 0.0791 | 0.080819 | 0.048027 | 150 | 3 | Summer | 0.46012 | 0.43819 | 0.43819 | 0.9491 | 0.22464 | 0.080819 | 0 | 0 | 0.66443 | 0.85008 | 0.012532 | 0.01917 | 0.048027 | 0.45789 | 0.66443 | 0 | 0 | 0.85 | 0.85 | 0.85 | 0.85 | 0.9491 | 0.012532 | 0.52986 | 0 | 0
2025-05-30 04:00 | 53822.1035 | 53671.2577 | 0 | 150.8458 | 0 | 0.073944 | 0.075194 | 0.051348 | 150 | 4 | Summer | 0.44971 | 0.43054 | 0.43054 | 0.94949 | 0.2044 | 0.075194 | 0 | 0 | 0.66443 | 0.85008 | 0.012532 | 0.01917 | 0.051348 | 0.46405 | 0.66443 | 0 | 0 | 0.85 | 0.85 | 0.85 | 0.85 | 0.94949 | 0.012532 | 0.53565 | 0 | 0
2025-05-30 05:00 | 57990.2598 | 57574.1744 | 275.627 | 140.4584 | 0.012448 | 0.068852 | 0.069629 | 0.054804 | 150 | 5 | Summer | 0.45811 | 0.44299 | 0.44299 | 0.94957 | 0.18921 | 0.069629 | 0.012448 | 0 | 0.66443 | 0.85008 | 0.012567 | 0.01917 | 0.054804 | 0.49226 | 0.66443 | 0 | 0 | 0.85 | 0.85 | 0.85 | 0.85 | 0.94957 | 0.012567 | 0.54922 | 0.0087135 | 0
2025-05-30 06:00 | 63270.9528 | 61032.9728 | 2126.2203 | 111.7598 | 0.096024 | 0.054784 | 0.055065 | 0.049714 | 150 | 6 | Summer | 0.48774 | 0.45859 | 0.45859 | 0.94971 | 0.19102 | 0.055065 | 0.096024 | 0 | 0.66443 | 0.85008 | 0.012532 | 0.018904 | 0.049714 | 0.49923 | 0.66443 | 0 | 0 | 0.85 | 0.85 | 0.85 | 0.85 | 0.94971 | 0.012532 | 0.5429 | 0.067217 | 0
2025-05-30 07:00 | 67320.6101 | 62510.566 | 4727.0884 | 82.9558 | 0.21348 | 0.040665 | 0.040761 | 0.03892 | 150 | 7 | Summer | 0.5162 | 0.46934 | 0.46934 | 0.95016 | 0.20898 | 0.040761 | 0.21348 | 0 | 0.66478 | 0.85008 | 0.012392 | 0.018904 | 0.03892 | 0.50879 | 0.66478 | 0 | 0 | 0.85 | 0.85 | 0.85 | 0.85 | 0.95016 | 0.012392 | 0.545 | 0.14944 | 0
2025-05-30 08:00 | 67633.0089 | 60251.6519 | 7293.044 | 88.3129 | 0.32937 | 0.043291 | 0.043654 | 0.036723 | 150 | 8 | Summer | 0.5354 | 0.4736 | 0.4736 | 0.95052 | 0.22514 | 0.043654 | 0.32937 | 0.19439 | 0.66478 | 0.85008 | 0.012602 | 0.018904 | 0.036723 | 0.53361 | 0.66478 | 0 | 0 | 0.85 | 0.85 | 0.85 | 0.85 | 0.95052 | 0.012602 | 0.54288 | 0.23056 | 0
2025-05-30 09:00 | 68405.716 | 58648.5957 | 9653.7362 | 103.3841 | 0.43598 | 0.050679 | 0.051388 | 0.037848 | 150 | 9 | Summer | 0.54581 | 0.4857 | 0.4857 | 0.94978 | 0.24893 | 0.051388 | 0.43598 | 0.50389 | 0.66478 | 0.85008 | 0.014382 | 0.018904 | 0.037848 | 0.56932 | 0.66478 | 0 | 0 | 0.85 | 0.85 | 0.85 | 0.85 | 0.94978 | 0.014382 | 0.55471 | 0.30519 | 0
2025-05-30 10:00 | 68405.4087 | 56909.7613 | 11391.1959 | 104.4514 | 0.51445 | 0.051202 | 0.051951 | 0.037661 | 150 | 10 | Summer | 0.56661 | 0.50285 | 0.50285 | 0.94712 | 0.26186 | 0.051951 | 0.51445 | 0.61316 | 0.66501 | 0.85008 | 0.014068 | 0.018915 | 0.037661 | 0.61473 | 0.66501 | 0 | 0 | 0.85 | 0.85 | 0.85 | 0.85 | 0.94712 | 0.014068 | 0.60127 | 0.36011 | 0
2025-05-30 11:00 | 66465.4246 | 54180.4806 | 12178.315 | 106.629 | 0.55 | 0.052269 | 0.053076 | 0.037687 | 150 | 11 | Summer | 0.60096 | 0.52041 | 0.52041 | 0.94453 | 0.27752 | 0.053076 | 0.55 | 0.62169 | 0.6656 | 0.85008 | 0.014417 | 0.023029 | 0.037687 | 0.67643 | 0.6656 | 0 | 0 | 0.85 | 0.85 | 0.85 | 0.85 | 0.94453 | 0.014417 | 0.64142 | 0.385 | 0.0015394
2025-05-30 12:00 | 66106.7834 | 53773.4009 | 12222.9122 | 110.4703 | 0.55201 | 0.054152 | 0.054844 | 0.041652 | 150 | 12 | Summer | 0.62291 | 0.53799 | 0.53799 | 0.94362 | 0.31341 | 0.054844 | 0.55201 | 0.62222 | 0.6656 | 0.85008 | 0.013928 | 0.037669 | 0.041652 | 0.70982 | 0.6656 | 0 | 0 | 0.85 | 0.85 | 0.85 | 0.85 | 0.94362 | 0.013928 | 0.67439 | 0.38641 | 0.13423
2025-05-30 13:00 | 65826.2938 | 54347.2654 | 11363.3101 | 115.7182 | 0.51319 | 0.056725 | 0.056973 | 0.052232 | 150 | 13 | Summer | 0.63006 | 0.55564 | 0.55564 | 0.9422 | 0.37114 | 0.056973 | 0.51319 | 0.63828 | 0.6656 | 0.85008 | 0.014242 | 0.073749 | 0.052232 | 0.73201 | 0.6656 | 0 | 0 | 0.85 | 0.85 | 0.85 | 0.85 | 0.9422 | 0.014242 | 0.69376 | 0.35923 | 0.25305
2025-05-30 14:00 | 65551.519 | 55318.584 | 10095.8606 | 137.0744 | 0.45595 | 0.067193 | 0.067018 | 0.070366 | 150 | 14 | Summer | 0.6488 | 0.56826 | 0.56826 | 0.9398 | 0.41215 | 0.067018 | 0.45595 | 0.63061 | 0.66582 | 0.85008 | 0.014033 | 0.099397 | 0.070366 | 0.74849 | 0.66582 | 0 | 0 | 0.85 | 0.85 | 0.85 | 0.85 | 0.9398 | 0.014033 | 0.70785 | 0.31916 | 0.30697
2025-05-30 15:00 | 65896.7213 | 56929.6361 | 8803.5175 | 163.5678 | 0.39758 | 0.08018 | 0.079493 | 0.092598 | 150 | 15 | Summer | 0.65735 | 0.56817 | 0.56817 | 0.93752 | 0.45803 | 0.079493 | 0.39758 | 0.64444 | 0.66641 | 0.85008 | 0.013928 | 0.12232 | 0.092598 | 0.75815 | 0.66641 | 0 | 0 | 0.85 | 0.85 | 0.85 | 0.85 | 0.93752 | 0.013928 | 0.71964 | 0.27831 | 0.37998
2025-05-30 16:00 | 67715.0739 | 60591.3539 | 6937.7401 | 185.9798 | 0.31332 | 0.091167 | 0.090281 | 0.10717 | 150 | 16 | Summer | 0.66113 | 0.57399 | 0.57399 | 0.93651 | 0.48967 | 0.090281 | 0.31332 | 0.62638 | 0.66641 | 0.85008 | 0.013195 | 0.14338 | 0.10717 | 0.76334 | 0.66641 | 0 | 0 | 0.85 | 0.85 | 0.85 | 0.85 | 0.93651 | 0.013195 | 0.72909 | 0.21933 | 0.58653
2025-05-30 17:00 | 69025.1914 | 64444.9196 | 4378.4661 | 201.8058 | 0.19774 | 0.098924 | 0.097995 | 0.11571 | 150 | 17 | Summer | 0.65876 | 0.57144 | 0.57144 | 0.93752 | 0.50401 | 0.097995 | 0.19774 | 0.5801 | 0.66641 | 0.85008 | 0.01309 | 0.20336 | 0.11571 | 0.76686 | 0.66641 | 0 | 0 | 0.85 | 0.85 | 0.85 | 0.85 | 0.93752 | 0.01309 | 0.74086 | 0.13842 | 0.64515
2025-05-30 18:00 | 69983.5097 | 67942.6512 | 1828.9882 | 211.8703 | 0.082601 | 0.10386 | 0.10278 | 0.1234 | 150 | 18 | Summer | 0.65784 | 0.57543 | 0.57543 | 0.9378 | 0.50368 | 0.10278 | 0.082601 | 0.50952 | 0.66641 | 0.85008 | 0.012846 | 0.22688 | 0.1234 | 0.77618 | 0.66641 | 0 | 0 | 0.85 | 0.85 | 0.85 | 0.85 | 0.9378 | 0.012846 | 0.75295 | 0.057821 | 0.64577
2025-05-30 19:00 | 71219.3059 | 70764.3412 | 222.3814 | 232.5833 | 0.010043 | 0.11401 | 0.11316 | 0.12935 | 150 | 19 | Summer | 0.65654 | 0.58215 | 0.58215 | 0.93722 | 0.47421 | 0.11316 | 0.010043 | 0.33059 | 0.66641 | 0.85008 | 0.011205 | 0.20175 | 0.12935 | 0.77565 | 0.66641 | 0 | 0 | 0.85 | 0.85 | 0.85 | 0.85 | 0.93722 | 0.011205 | 0.76424 | 0.0070302 | 0.70485
2025-05-30 20:00 | 68153.2968 | 67904.9535 | 0 | 248.3433 | 0 | 0.12174 | 0.12088 | 0.13728 | 150 | 20 | Summer | 0.6677 | 0.58557 | 0.58557 | 0.93506 | 0.44805 | 0.12088 | 0 | 0.065097 | 0.66641 | 0.85008 | 0.01131 | 0.13977 | 0.13728 | 0.77193 | 0.66641 | 0 | 0 | 0.85 | 0.85 | 0.85 | 0.85 | 0.93506 | 0.01131 | 0.76712 | 0 | 0.71244
2025-05-30 21:00 | 64609.6966 | 64350.3978 | 0 | 259.2988 | 0 | 0.12711 | 0.12638 | 0.14022 | 150 | 21 | Summer | 0.65116 | 0.57136 | 0.57136 | 0.93281 | 0.42034 | 0.12638 | 0 | 0 | 0.66641 | 0.85008 | 0.011415 | 0.067558 | 0.14022 | 0.74633 | 0.66641 | 0 | 0 | 0.85 | 0.85 | 0.85 | 0.85 | 0.93281 | 0.011415 | 0.74851 | 0 | 0.38078
2025-05-30 22:00 | 60112.3871 | 59847.7149 | 0 | 264.6722 | 0 | 0.12974 | 0.12933 | 0.13709 | 150 | 22 | Summer | 0.61469 | 0.5457 | 0.5457 | 0.9302 | 0.41049 | 0.12933 | 0 | 0 | 0.6656 | 0.85008 | 0.011659 | 0.03136 | 0.13709 | 0.66421 | 0.6656 | 0 | 0 | 0.85 | 0.85 | 0.85 | 0.85 | 0.9302 | 0.011659 | 0.69584 | 0 | 0.15401
2025-05-30 23:00 | 55879.2578 | 55617.8785 | 0 | 261.3793 | 0 | 0.12813 | 0.12809 | 0.12881 | 150 | 23 | Summer | 0.59142 | 0.54754 | 0.54754 | 0.91095 | 0.36743 | 0.12809 | 0 | 0 | 0.66219 | 0.85008 | 0.011938 | 0.024002 | 0.12881 | 0.58272 | 0.66219 | 0 | 0 | 0.85 | 0.85 | 0.85 | 0.85 | 0.91095 | 0.011938 | 0.6334 | 0 | 0.13531
2025-05-31 00:00 | 31953.2867 | 31704.0332 | 0 | 249.2534 | 0 | 0.12218 | 0.12256 | 0.11529 | 151 | 0 | Spring | 0.27877 | 0.32807 | 0.32807 | 0.86806 | 0.41526 | 0.12256 | 0 | 0 | 0.64562 | 0.85008 | 0.0133 | 0.00079999 | 0.11529 | 0.22892 | 0.64562 | 0 | 0 | 0.85 | 0.85 | 0.85 | 0.85 | 0.86806 | 0.0133 | 0.36461 | 0 | 0.048952
2025-05-31 01:00 | 31290.0086 | 31050.5791 | 0 | 239.4295 | 0 | 0.11737 | 0.11778 | 0.10985 | 151 | 1 | Spring | 0.27126 | 0.31736 | 0.31736 | 0.87726 | 0.38 | 0.11778 | 0 | 0 | 0.64562 | 0.85008 | 0.012357 | 0.00079999 | 0.10985 | 0.2248 | 0.64562 | 0 | 0 | 0.85 | 0.85 | 0.85 | 0.85 | 0.87726 | 0.012357 | 0.36019 | 0 | 0
2025-05-31 02:00 | 31184.6704 | 30949.9204 | 0 | 234.75 | 0 | 0.11507 | 0.11545 | 0.10821 | 151 | 2 | Spring | 0.2611 | 0.30561 | 0.30561 | 0.87644 | 0.34552 | 0.11545 | 0 | 0 | 0.64562 | 0.85008 | 0.012462 | 0.00079999 | 0.10821 | 0.21959 | 0.64562 | 0 | 0 | 0.85 | 0.85 | 0.85 | 0.85 | 0.87644 | 0.012462 | 0.35507 | 0 | 0.0076969
2025-05-31 03:00 | 31224.9352 | 30995.5722 | 0 | 229.363 | 0 | 0.11243 | 0.11276 | 0.1065 | 151 | 3 | Spring | 0.25348 | 0.29808 | 0.29808 | 0.87591 | 0.33422 | 0.11276 | 0 | 0 | 0.64562 | 0.85008 | 0.013439 | 0.00079999 | 0.1065 | 0.21762 | 0.64562 | 0 | 0 | 0.85 | 0.85 | 0.85 | 0.85 | 0.87591 | 0.013439 | 0.3547 | 0 | 0
2025-05-31 04:00 | 31580.6018 | 31358.1909 | 0 | 222.4108 | 0 | 0.10902 | 0.10923 | 0.1054 | 151 | 4 | Spring | 0.24517 | 0.29516 | 0.29516 | 0.87706 | 0.32769 | 0.10923 | 0 | 0 | 0.64562 | 0.85008 | 0.013579 | 0.00079999 | 0.1054 | 0.22054 | 0.64562 | 0 | 0 | 0.85 | 0.85 | 0.85 | 0.85 | 0.87706 | 0.013579 | 0.36068 | 0 | 0
2025-05-31 05:00 | 33765.6027 | 33245.4904 | 306.8554 | 213.2569 | 0.013858 | 0.10454 | 0.10477 | 0.10042 | 151 | 5 | Spring | 0.24319 | 0.29542 | 0.29542 | 0.87925 | 0.32324 | 0.10477 | 0.013858 | 0 | 0.64562 | 0.85008 | 0.013719 | 0.00079999 | 0.10042 | 0.24903 | 0.64562 | 0 | 0 | 0.85 | 0.85 | 0.85 | 0.85 | 0.87925 | 0.013719 | 0.38813 | 0.0097007 | 0
2025-05-31 06:00 | 34375.9926 | 31867.2794 | 2335.809 | 172.9041 | 0.10549 | 0.084757 | 0.084556 | 0.088393 | 151 | 6 | Spring | 0.25416 | 0.29826 | 0.29826 | 0.88123 | 0.35611 | 0.084556 | 0.10549 | 0 | 0.6501 | 0.85008 | 0.013404 | 0.00083936 | 0.088393 | 0.30317 | 0.6501 | 0 | 0 | 0.85 | 0.85 | 0.85 | 0.85 | 0.88123 | 0.013404 | 0.4151 | 0.073843 | 0
2025-05-31 07:00 | 36171.0093 | 30720.1047 | 5280.0931 | 170.8116 | 0.23846 | 0.083731 | 0.084033 | 0.078268 | 151 | 7 | Spring | 0.26383 | 0.30635 | 0.30635 | 0.88211 | 0.39696 | 0.084033 | 0.23846 | 0 | 0.65669 | 0.85008 | 0.012671 | 0.0010882 | 0.078268 | 0.29 | 0.65669 | 0 | 0 | 0.85 | 0.85 | 0.85 | 0.85 | 0.88211 | 0.012671 | 0.40054 | 0.16692 | 0.0096656
2025-05-31 08:00 | 40209.0428 | 31434.9232 | 8571.7513 | 202.3683 | 0.38712 | 0.0992 | 0.10083 | 0.069777 | 151 | 8 | Spring | 0.26441 | 0.30255 | 0.30255 | 0.88442 | 0.42633 | 0.10083 | 0.38712 | 0 | 0.65669 | 0.85008 | 0.012183 | 0.0010228 | 0.069777 | 0.28372 | 0.65669 | 0 | 0 | 0.85 | 0.85 | 0.85 | 0.85 | 0.88442 | 0.012183 | 0.39226 | 0.27098 | 0.029613
2025-05-31 09:00 | 43303.3587 | 31371.8025 | 11733.8466 | 197.7096 | 0.52992 | 0.096916 | 0.098759 | 0.063616 | 151 | 9 | Spring | 0.25911 | 0.30095 | 0.30095 | 0.88542 | 0.45108 | 0.098759 | 0.52992 | 0.38061 | 0.65642 | 0.85008 | 0.011659 | 0.00079999 | 0.063616 | 0.26073 | 0.65642 | 0 | 0 | 0.85 | 0.85 | 0.85 | 0.85 | 0.88542 | 0.011659 | 0.37528 | 0.37095 | 0
2025-05-31 10:00 | 44838.5881 | 30668.3084 | 13987.7291 | 182.5505 | 0.63171 | 0.089486 | 0.090964 | 0.062759 | 151 | 10 | Spring | 0.26146 | 0.29721 | 0.29721 | 0.88641 | 0.4463 | 0.090964 | 0.63171 | 0.64871 | 0.65688 | 0.85008 | 0.011484 | 0.00079999 | 0.062759 | 0.27476 | 0.65688 | 0 | 0 | 0.85 | 0.85 | 0.85 | 0.85 | 0.88641 | 0.011484 | 0.37825 | 0.4422 | 0
2025-05-31 11:00 | 45694.2115 | 30489.2116 | 15036.8117 | 168.1881 | 0.67909 | 0.082445 | 0.083752 | 0.058821 | 151 | 11 | Spring | 0.25473 | 0.28311 | 0.28311 | 0.88809 | 0.41276 | 0.083752 | 0.67909 | 0.69148 | 0.65688 | 0.85008 | 0.01138 | 0.00079999 | 0.058821 | 0.29695 | 0.65688 | 0 | 0 | 0.85 | 0.85 | 0.85 | 0.85 | 0.88809 | 0.01138 | 0.38376 | 0.47536 | 0.0092363
2025-05-31 12:00 | 45812.2414 | 30359.8183 | 15295.5622 | 156.8608 | 0.69078 | 0.076893 | 0.078147 | 0.054214 | 151 | 12 | Spring | 0.24979 | 0.27224 | 0.27224 | 0.88874 | 0.38152 | 0.078147 | 0.69078 | 0.67553 | 0.65688 | 0.85008 | 0.011484 | 0.00080167 | 0.054214 | 0.31905 | 0.65688 | 0 | 0 | 0.85 | 0.85 | 0.85 | 0.85 | 0.88874 | 0.011484 | 0.39243 | 0.48354 | 0.0092363
2025-05-31 13:00 | 44367.375 | 29857.9266 | 14359.7702 | 149.6782 | 0.64852 | 0.073372 | 0.074451 | 0.053866 | 151 | 13 | Spring | 0.2448 | 0.25993 | 0.25993 | 0.88865 | 0.35645 | 0.074451 | 0.64852 | 0.66427 | 0.65688 | 0.85008 | 0.010123 | 0.00079999 | 0.053866 | 0.32335 | 0.65688 | 0 | 0 | 0.85 | 0.85 | 0.85 | 0.85 | 0.88865 | 0.010123 | 0.40028 | 0.45396 | 0.0092363
2025-05-31 14:00 | 44229.3366 | 31644.8433 | 12436.5957 | 147.8976 | 0.56166 | 0.072499 | 0.073346 | 0.057187 | 151 | 14 | Spring | 0.24385 | 0.25881 | 0.25881 | 0.88747 | 0.34975 | 0.073346 | 0.56166 | 0.65679 | 0.65688 | 0.85008 | 0.0099835 | 0.0013328 | 0.057187 | 0.32489 | 0.65688 | 0 | 0 | 0.85 | 0.85 | 0.85 | 0.85 | 0.88747 | 0.0099835 | 0.40115 | 0.39316 | 0.0094141
2025-05-31 15:00 | 44214.2814 | 33728.7698 | 10333.011 | 152.5006 | 0.46666 | 0.074755 | 0.075435 | 0.062464 | 151 | 15 | Spring | 0.24372 | 0.26351 | 0.26351 | 0.88663 | 0.34492 | 0.075435 | 0.46666 | 0.66692 | 0.65688 | 0.85008 | 0.010088 | 0.0013328 | 0.062464 | 0.33518 | 0.65688 | 0 | 0 | 0.85 | 0.85 | 0.85 | 0.85 | 0.88663 | 0.010088 | 0.4158 | 0.32666 | 0.0094141
2025-05-31 16:00 | 44058.0873 | 35883.3739 | 8008.5527 | 166.1608 | 0.36168 | 0.081451 | 0.082065 | 0.070366 | 151 | 16 | Spring | 0.24178 | 0.27908 | 0.27908 | 0.87629 | 0.34371 | 0.082065 | 0.36168 | 0.67652 | 0.66614 | 0.85008 | 0.010018 | 0.0013328 | 0.070366 | 0.36047 | 0.66614 | 0 | 0 | 0.85 | 0.85 | 0.85 | 0.85 | 0.87629 | 0.010018 | 0.43848 | 0.25318 | 0.0092363
2025-05-31 17:00 | 43625.3061 | 38245.8656 | 5196.0055 | 183.435 | 0.23466 | 0.089919 | 0.090522 | 0.079018 | 151 | 17 | Spring | 0.24363 | 0.29823 | 0.29823 | 0.87688 | 0.36264 | 0.090522 | 0.23466 | 0.6679 | 0.66614 | 0.85008 | 0.010018 | 0.0035317 | 0.079018 | 0.37417 | 0.66614 | 0 | 0 | 0.85 | 0.85 | 0.85 | 0.85 | 0.87688 | 0.010018 | 0.48342 | 0.16426 | 0.28272
2025-05-31 18:00 | 43136.9196 | 40624.3827 | 2315.3984 | 197.1385 | 0.10457 | 0.096637 | 0.097373 | 0.08333 | 151 | 18 | Spring | 0.25066 | 0.31384 | 0.31384 | 0.87696 | 0.40118 | 0.097373 | 0.10457 | 0.58773 | 0.66614 | 0.85008 | 0.010158 | 0.027398 | 0.08333 | 0.3962 | 0.66614 | 0 | 0 | 0.85 | 0.85 | 0.85 | 0.85 | 0.87696 | 0.010158 | 0.50599 | 0.073198 | 0.42211
2025-05-31 19:00 | 43992.9352 | 43502.5618 | 270.0437 | 220.3298 | 0.012196 | 0.108 | 0.10925 | 0.08558 | 151 | 19 | Spring | 0.26664 | 0.33067 | 0.33067 | 0.8775 | 0.42487 | 0.10925 | 0.012196 | 0.23069 | 0.66641 | 0.85008 | 0.010612 | 0.027398 | 0.08558 | 0.41363 | 0.66641 | 0 | 0 | 0.85 | 0.85 | 0.85 | 0.85 | 0.8775 | 0.010612 | 0.52452 | 0.008537 | 0.39185
2025-05-31 20:00 | 43163.0337 | 42928.7993 | 0 | 234.2344 | 0 | 0.11482 | 0.11654 | 0.083786 | 151 | 20 | Spring | 0.28392 | 0.33907 | 0.33907 | 0.87706 | 0.44583 | 0.11654 | 0 | 0 | 0.66641 | 0.85008 | 0.010717 | 0.013216 | 0.083786 | 0.41376 | 0.66641 | 0 | 0 | 0.85 | 0.85 | 0.85 | 0.85 | 0.87706 | 0.010717 | 0.52178 | 0 | 0.34357
2025-05-31 21:00 | 41015.7835 | 40783.9249 | 0 | 231.8586 | 0 | 0.11366 | 0.11569 | 0.076821 | 151 | 21 | Spring | 0.28852 | 0.33774 | 0.33774 | 0.87764 | 0.44688 | 0.11569 | 0 | 0 | 0.66641 | 0.85008 | 0.010682 | 0.0013328 | 0.076821 | 0.40821 | 0.66641 | 0 | 0 | 0.85 | 0.85 | 0.85 | 0.85 | 0.87764 | 0.010682 | 0.49219 | 0 | 0.10075
2025-05-31 22:00 | 37856.3058 | 37633.8752 | 0 | 222.4307 | 0 | 0.10903 | 0.11099 | 0.073634 | 151 | 22 | Spring | 0.27883 | 0.33192 | 0.33192 | 0.87863 | 0.45017 | 0.11099 | 0 | 0 | 0.66641 | 0.85008 | 0.010717 | 0.0013328 | 0.073634 | 0.36384 | 0.66641 | 0 | 0 | 0.85 | 0.85 | 0.85 | 0.85 | 0.87863 | 0.010717 | 0.43629 | 0 | 0.081544
2025-05-31 23:00 | 34353.92 | 34138.7647 | 0 | 215.1554 | 0 | 0.10547 | 0.10718 | 0.074598 | 151 | 23 | Spring | 0.26601 | 0.32932 | 0.32932 | 0.87267 | 0.42104 | 0.10718 | 0 | 0 | 0.65528 | 0.85008 | 0.011973 | 0.0013328 | 0.074598 | 0.30433 | 0.65528 | 0 | 0 | 0.85 | 0.85 | 0.85 | 0.85 | 0.87267 | 0.011973 | 0.38142 | 0 | 0.039465
2025-06-01 00:00 | 31991.0747 | 31773.1459 | 0 | 217.9288 | 0 | 0.10683 | 0.1083 | 0.080196 | 152 | 0 | Spring | 0.27877 | 0.32807 | 0.32807 | 0.86806 | 0.41526 | 0.1083 | 0 | 0 | 0.64562 | 0.85008 | 0.0133 | 0.00079999 | 0.080196 | 0.22892 | 0.64562 | 0 | 0 | 0.85 | 0.85 | 0.85 | 0.85 | 0.86806 | 0.0133 | 0.36461 | 0 | 0.048952
2025-06-01 01:00 | 31408.4543 | 31183.412 | 0 | 225.0424 | 0 | 0.11031 | 0.11196 | 0.080625 | 152 | 1 | Spring | 0.27126 | 0.31736 | 0.31736 | 0.87726 | 0.38 | 0.11196 | 0 | 0 | 0.64562 | 0.85008 | 0.012357 | 0.00079999 | 0.080625 | 0.2248 | 0.64562 | 0 | 0 | 0.85 | 0.85 | 0.85 | 0.85 | 0.87726 | 0.012357 | 0.36019 | 0 | 0
2025-06-01 02:00 | 31296.2751 | 31066.1487 | 0 | 230.1264 | 0 | 0.11281 | 0.11491 | 0.074786 | 152 | 2 | Spring | 0.2611 | 0.30561 | 0.30561 | 0.87644 | 0.34552 | 0.11491 | 0 | 0 | 0.64562 | 0.85008 | 0.012462 | 0.00079999 | 0.074786 | 0.21959 | 0.64562 | 0 | 0 | 0.85 | 0.85 | 0.85 | 0.85 | 0.87644 | 0.012462 | 0.35507 | 0 | 0.0076969
2025-06-01 03:00 | 31273.052 | 31033.025 | 0 | 240.0271 | 0 | 0.11766 | 0.12033 | 0.069321 | 152 | 3 | Spring | 0.25348 | 0.29808 | 0.29808 | 0.87591 | 0.33422 | 0.12033 | 0 | 0 | 0.64562 | 0.85008 | 0.013439 | 0.00079999 | 0.069321 | 0.21762 | 0.64562 | 0 | 0 | 0.85 | 0.85 | 0.85 | 0.85 | 0.87591 | 0.013439 | 0.3547 | 0 | 0
2025-06-01 04:00 | 31626.1957 | 31376.1928 | 0 | 250.0028 | 0 | 0.12255 | 0.12548 | 0.069643 | 152 | 4 | Spring | 0.24517 | 0.29516 | 0.29516 | 0.87706 | 0.32769 | 0.12548 | 0 | 0 | 0.64562 | 0.85008 | 0.013579 | 0.00079999 | 0.069643 | 0.22054 | 0.64562 | 0 | 0 | 0.85 | 0.85 | 0.85 | 0.85 | 0.87706 | 0.013579 | 0.36068 | 0 | 0
2025-06-01 05:00 | 33582.6888 | 33099.3177 | 232.2001 | 251.171 | 0.010487 | 0.12312 | 0.12594 | 0.072214 | 152 | 5 | Spring | 0.24319 | 0.29542 | 0.29542 | 0.87925 | 0.32324 | 0.12594 | 0.010487 | 0 | 0.64562 | 0.85008 | 0.013719 | 0.00079999 | 0.072214 | 0.24903 | 0.64562 | 0 | 0 | 0.85 | 0.85 | 0.85 | 0.85 | 0.87925 | 0.013719 | 0.38813 | 0.0073406 | 0
2025-06-01 06:00 | 34102.6996 | 32102.6052 | 1797.4075 | 202.687 | 0.081175 | 0.099356 | 0.10109 | 0.068036 | 152 | 6 | Spring | 0.25416 | 0.29826 | 0.29826 | 0.88123 | 0.35611 | 0.10109 | 0.081175 | 0 | 0.6501 | 0.85008 | 0.013404 | 0.00083936 | 0.068036 | 0.30317 | 0.6501 | 0 | 0 | 0.85 | 0.85 | 0.85 | 0.85 | 0.88123 | 0.013404 | 0.4151 | 0.056822 | 0
2025-06-01 07:00 | 35818.3022 | 31434.2887 | 4222.0738 | 161.9397 | 0.19068 | 0.079382 | 0.080819 | 0.053411 | 152 | 7 | Spring | 0.26383 | 0.30635 | 0.30635 | 0.88211 | 0.39696 | 0.080819 | 0.19068 | 0 | 0.65669 | 0.85008 | 0.012671 | 0.0010882 | 0.053411 | 0.29 | 0.65669 | 0 | 0 | 0.85 | 0.85 | 0.85 | 0.85 | 0.88211 | 0.012671 | 0.40054 | 0.13347 | 0.0096656
2025-06-01 08:00 | 38636.4374 | 31691.5921 | 6788.3467 | 156.4986 | 0.30658 | 0.076715 | 0.078348 | 0.047196 | 152 | 8 | Spring | 0.26441 | 0.30255 | 0.30255 | 0.88442 | 0.42633 | 0.078348 | 0.30658 | 0 | 0.65669 | 0.85008 | 0.012183 | 0.0010228 | 0.047196 | 0.28372 | 0.65669 | 0 | 0 | 0.85 | 0.85 | 0.85 | 0.85 | 0.88442 | 0.012183 | 0.39226 | 0.2146 | 0.029613
2025-06-01 09:00 | 41875.4583 | 32477.3668 | 9254.9452 | 143.1462 | 0.41797 | 0.07017 | 0.071337 | 0.049071 | 152 | 9 | Spring | 0.25911 | 0.30095 | 0.30095 | 0.88542 | 0.45108 | 0.071337 | 0.41797 | 0.38061 | 0.65642 | 0.85008 | 0.011659 | 0.00079999 | 0.049071 | 0.26073 | 0.65642 | 0 | 0 | 0.85 | 0.85 | 0.85 | 0.85 | 0.88542 | 0.011659 | 0.37528 | 0.29258 | 0
2025-06-01 10:00 | 43515.2854 | 32018.9259 | 11365.6649 | 130.6946 | 0.5133 | 0.064066 | 0.065029 | 0.046661 | 152 | 10 | Spring | 0.26146 | 0.29721 | 0.29721 | 0.88641 | 0.4463 | 0.065029 | 0.5133 | 0.64871 | 0.65688 | 0.85008 | 0.011484 | 0.00079999 | 0.046661 | 0.27476 | 0.65688 | 0 | 0 | 0.85 | 0.85 | 0.85 | 0.85 | 0.88641 | 0.011484 | 0.37825 | 0.35931 | 0
2025-06-01 11:00 | 44118.9947 | 31061.9509 | 12936.4319 | 120.6119 | 0.58424 | 0.059123 | 0.060127 | 0.040982 | 152 | 11 | Spring | 0.25473 | 0.28311 | 0.28311 | 0.88809 | 0.41276 | 0.060127 | 0.58424 | 0.69148 | 0.65688 | 0.85008 | 0.01138 | 0.00079999 | 0.040982 | 0.29695 | 0.65688 | 0 | 0 | 0.85 | 0.85 | 0.85 | 0.85 | 0.88809 | 0.01138 | 0.38376 | 0.40896 | 0.0092363
2025-06-01 12:00 | 44055.0764 | 30103.3092 | 13833.66 | 118.1072 | 0.62476 | 0.057896 | 0.059103 | 0.03608 | 152 | 12 | Spring | 0.24979 | 0.27224 | 0.27224 | 0.88874 | 0.38152 | 0.059103 | 0.62476 | 0.67553 | 0.65688 | 0.85008 | 0.011484 | 0.00080167 | 0.03608 | 0.31905 | 0.65688 | 0 | 0 | 0.85 | 0.85 | 0.85 | 0.85 | 0.88874 | 0.011484 | 0.39243 | 0.43733 | 0.0092363
2025-06-01 13:00 | 42607.4345 | 28835.9187 | 13653.3001 | 118.2157 | 0.61661 | 0.057949 | 0.059424 | 0.031286 | 152 | 13 | Spring | 0.2448 | 0.25993 | 0.25993 | 0.88865 | 0.35645 | 0.059424 | 0.61661 | 0.66427 | 0.65688 | 0.85008 | 0.010123 | 0.00079999 | 0.031286 | 0.32335 | 0.65688 | 0 | 0 | 0.85 | 0.85 | 0.85 | 0.85 | 0.88865 | 0.010123 | 0.40028 | 0.43163 | 0.0092363
2025-06-01 14:00 | 42263.5794 | 29511.1039 | 12634.7987 | 117.6768 | 0.57061 | 0.057685 | 0.059203 | 0.030241 | 152 | 14 | Spring | 0.24385 | 0.25881 | 0.25881 | 0.88747 | 0.34975 | 0.059203 | 0.57061 | 0.65679 | 0.65688 | 0.85008 | 0.0099835 | 0.0013328 | 0.030241 | 0.32489 | 0.65688 | 0 | 0 | 0.85 | 0.85 | 0.85 | 0.85 | 0.88747 | 0.0099835 | 0.40115 | 0.39943 | 0.0094141
2025-06-01 15:00 | 42117.9863 | 31169.232 | 10827.2723 | 121.4819 | 0.48898 | 0.05955 | 0.061091 | 0.031687 | 152 | 15 | Spring | 0.24372 | 0.26351 | 0.26351 | 0.88663 | 0.34492 | 0.061091 | 0.48898 | 0.66692 | 0.65688 | 0.85008 | 0.010088 | 0.0013328 | 0.031687 | 0.33518 | 0.65688 | 0 | 0 | 0.85 | 0.85 | 0.85 | 0.85 | 0.88663 | 0.010088 | 0.4158 | 0.34229 | 0.0094141
2025-06-01 16:00 | 41680.9707 | 33107.5652 | 8447.8184 | 125.5871 | 0.38152 | 0.061562 | 0.06308 | 0.034125 | 152 | 16 | Spring | 0.24178 | 0.27908 | 0.27908 | 0.87629 | 0.34371 | 0.06308 | 0.38152 | 0.67652 | 0.66614 | 0.85008 | 0.010018 | 0.0013328 | 0.034125 | 0.36047 | 0.66614 | 0 | 0 | 0.85 | 0.85 | 0.85 | 0.85 | 0.87629 | 0.010018 | 0.43848 | 0.26706 | 0.0092363
2025-06-01 17:00 | 40920.6017 | 35208.1466 | 5584.0822 | 128.3729 | 0.25219 | 0.062928 | 0.064326 | 0.037661 | 152 | 17 | Spring | 0.24363 | 0.29823 | 0.29823 | 0.87688 | 0.36264 | 0.064326 | 0.25219 | 0.6679 | 0.66614 | 0.85008 | 0.010018 | 0.0035317 | 0.037661 | 0.37417 | 0.66614 | 0 | 0 | 0.85 | 0.85 | 0.85 | 0.85 | 0.87688 | 0.010018 | 0.48342 | 0.17653 | 0.28272
2025-06-01 18:00 | 40248.2087 | 37571.1406 | 2541.4158 | 135.6523 | 0.11478 | 0.066496 | 0.067761 | 0.043634 | 152 | 18 | Spring | 0.25066 | 0.31384 | 0.31384 | 0.87696 | 0.40118 | 0.067761 | 0.11478 | 0.58773 | 0.66614 | 0.85008 | 0.010158 | 0.027398 | 0.043634 | 0.3962 | 0.66614 | 0 | 0 | 0.85 | 0.85 | 0.85 | 0.85 | 0.87696 | 0.010158 | 0.50599 | 0.080343 | 0.42211
2025-06-01 19:00 | 42629.8521 | 42166.8129 | 307.7241 | 155.3151 | 0.013897 | 0.076135 | 0.077404 | 0.053196 | 152 | 19 | Spring | 0.26664 | 0.33067 | 0.33067 | 0.8775 | 0.42487 | 0.077404 | 0.013897 | 0.23069 | 0.66641 | 0.85008 | 0.010612 | 0.027398 | 0.053196 | 0.41363 | 0.66641 | 0 | 0 | 0.85 | 0.85 | 0.85 | 0.85 | 0.8775 | 0.010612 | 0.52452 | 0.0097282 | 0.39185
2025-06-01 20:00 | 42083.541 | 41914.3512 | 0 | 169.1898 | 0 | 0.082936 | 0.084355 | 0.057295 | 152 | 20 | Spring | 0.28392 | 0.33907 | 0.33907 | 0.87706 | 0.44583 | 0.084355 | 0 | 0 | 0.66641 | 0.85008 | 0.010717 | 0.013216 | 0.057295 | 0.41376 | 0.66641 | 0 | 0 | 0.85 | 0.85 | 0.85 | 0.85 | 0.87706 | 0.010717 | 0.52178 | 0 | 0.34357
2025-06-01 21:00 | 40108.1365 | 39931.2204 | 0 | 176.9161 | 0 | 0.086724 | 0.088333 | 0.057643 | 152 | 21 | Spring | 0.28852 | 0.33774 | 0.33774 | 0.87764 | 0.44688 | 0.088333 | 0 | 0 | 0.66641 | 0.85008 | 0.010682 | 0.0013328 | 0.057643 | 0.40821 | 0.66641 | 0 | 0 | 0.85 | 0.85 | 0.85 | 0.85 | 0.87764 | 0.010682 | 0.49219 | 0 | 0.10075
2025-06-01 22:00 | 37375.1997 | 37180.3785 | 0 | 194.8213 | 0 | 0.095501 | 0.097413 | 0.060937 | 152 | 22 | Spring | 0.27883 | 0.33192 | 0.33192 | 0.87863 | 0.45017 | 0.097413 | 0 | 0 | 0.66641 | 0.85008 | 0.010717 | 0.0013328 | 0.060937 | 0.36384 | 0.66641 | 0 | 0 | 0.85 | 0.85 | 0.85 | 0.85 | 0.87863 | 0.010717 | 0.43629 | 0 | 0.081544
2025-06-01 23:00 | 34214.4453 | 33998.3487 | 0 | 216.0967 | 0 | 0.10593 | 0.1081 | 0.066696 | 152 | 23 | Spring | 0.26601 | 0.32932 | 0.32932 | 0.87267 | 0.42104 | 0.1081 | 0 | 0 | 0.65528 | 0.85008 | 0.011973 | 0.0013328 | 0.066696 | 0.30433 | 0.65528 | 0 | 0 | 0.85 | 0.85 | 0.85 | 0.85 | 0.87267 | 0.011973 | 0.38142 | 0 | 0.039465
2025-06-02 00:00 | 54653.3389 | 54432.8798 | 0 | 220.4591 | 0 | 0.10807 | 0.11019 | 0.069723 | 153 | 0 | Summer | 0.55471 | 0.48104 | 0.48104 | 0.94878 | 0.35614 | 0.11019 | 0 | 0 | 0.66443 | 0.85008 | 0.012218 | 0.019437 | 0.069723 | 0.52743 | 0.66443 | 0 | 0 | 0.85 | 0.85 | 0.85 | 0.85 | 0.94878 | 0.012218 | 0.59514 | 0 | 0.042639
2025-06-02 01:00 | 54036.7088 | 53814.5636 | 0 | 222.1451 | 0 | 0.10889 | 0.11111 | 0.068786 | 153 | 1 | Summer | 0.51573 | 0.45924 | 0.45924 | 0.94906 | 0.29865 | 0.11111 | 0 | 0 | 0.66443 | 0.85008 | 0.012287 | 0.019437 | 0.068786 | 0.48331 | 0.66443 | 0 | 0 | 0.85 | 0.85 | 0.85 | 0.85 | 0.94906 | 0.012287 | 0.55167 | 0 | 0
2025-06-02 02:00 | 53919.3586 | 53689.2398 | 0 | 230.1188 | 0 | 0.1128 | 0.11539 | 0.066 | 153 | 2 | Summer | 0.47769 | 0.44425 | 0.44425 | 0.94941 | 0.25138 | 0.11539 | 0 | 0 | 0.66443 | 0.85008 | 0.012567 | 0.019191 | 0.066 | 0.46524 | 0.66443 | 0 | 0 | 0.85 | 0.85 | 0.85 | 0.85 | 0.94941 | 0.012567 | 0.53289 | 0 | 0
2025-06-02 03:00 | 53922.409 | 53687.2224 | 0 | 235.1866 | 0 | 0.11529 | 0.1181 | 0.064366 | 153 | 3 | Summer | 0.46012 | 0.43819 | 0.43819 | 0.9491 | 0.22464 | 0.1181 | 0 | 0 | 0.66443 | 0.85008 | 0.012532 | 0.01917 | 0.064366 | 0.45789 | 0.66443 | 0 | 0 | 0.85 | 0.85 | 0.85 | 0.85 | 0.9491 | 0.012532 | 0.52986 | 0 | 0
2025-06-02 04:00 | 54440.0498 | 54195.6256 | 0 | 244.4242 | 0 | 0.11982 | 0.12283 | 0.065411 | 153 | 4 | Summer | 0.44971 | 0.43054 | 0.43054 | 0.94949 | 0.2044 | 0.12283 | 0 | 0 | 0.66443 | 0.85008 | 0.012532 | 0.01917 | 0.065411 | 0.46405 | 0.66443 | 0 | 0 | 0.85 | 0.85 | 0.85 | 0.85 | 0.94949 | 0.012532 | 0.53565 | 0 | 0
2025-06-02 05:00 | 58165.8816 | 57567.4092 | 348.8134 | 249.6591 | 0.015753 | 0.12238 | 0.1253 | 0.069696 | 153 | 5 | Summer | 0.45811 | 0.44299 | 0.44299 | 0.94957 | 0.18921 | 0.1253 | 0.015753 | 0 | 0.66443 | 0.85008 | 0.012567 | 0.01917 | 0.069696 | 0.49226 | 0.66443 | 0 | 0 | 0.85 | 0.85 | 0.85 | 0.85 | 0.94957 | 0.012567 | 0.54922 | 0.011027 | 0
2025-06-02 06:00 | 62583.0621 | 59636.4126 | 2744.2413 | 202.4081 | 0.12394 | 0.09922 | 0.10115 | 0.064339 | 153 | 6 | Summer | 0.48774 | 0.45859 | 0.45859 | 0.94971 | 0.19102 | 0.10115 | 0.12394 | 0 | 0.66443 | 0.85008 | 0.012532 | 0.018904 | 0.064339 | 0.49923 | 0.66443 | 0 | 0 | 0.85 | 0.85 | 0.85 | 0.85 | 0.94971 | 0.012532 | 0.5429 | 0.086755 | 0
2025-06-02 07:00 | 67108.9506 | 60803.7471 | 6119.1067 | 186.0968 | 0.27635 | 0.091224 | 0.093274 | 0.054161 | 153 | 7 | Summer | 0.5162 | 0.46934 | 0.46934 | 0.95016 | 0.20898 | 0.093274 | 0.27635 | 0 | 0.66478 | 0.85008 | 0.012392 | 0.018904 | 0.054161 | 0.50879 | 0.66478 | 0 | 0 | 0.85 | 0.85 | 0.85 | 0.85 | 0.95016 | 0.012392 | 0.545 | 0.19345 | 0
2025-06-02 08:00 | 66955.5412 | 57164.1399 | 9608.0616 | 183.3396 | 0.43392 | 0.089872 | 0.092029 | 0.050893 | 153 | 8 | Summer | 0.5354 | 0.4736 | 0.4736 | 0.95052 | 0.22514 | 0.092029 | 0.43392 | 0.19439 | 0.66478 | 0.85008 | 0.012602 | 0.018904 | 0.050893 | 0.53361 | 0.66478 | 0 | 0 | 0.85 | 0.85 | 0.85 | 0.85 | 0.95052 | 0.012602 | 0.54288 | 0.30374 | 0
2025-06-02 09:00 | 67893.9365 | 55243.6752 | 12474.9334 | 175.3278 | 0.56339 | 0.085945 | 0.08781 | 0.052232 | 153 | 9 | Summer | 0.54581 | 0.4857 | 0.4857 | 0.94978 | 0.24893 | 0.08781 | 0.56339 | 0.50389 | 0.66478 | 0.85008 | 0.014382 | 0.018904 | 0.052232 | 0.56932 | 0.66478 | 0 | 0 | 0.85 | 0.85 | 0.85 | 0.85 | 0.94978 | 0.014382 | 0.55471 | 0.39438 | 0
2025-06-02 10:00 | 67703.2967 | 53049.6779 | 14479.0057 | 174.6132 | 0.6539 | 0.085595 | 0.087288 | 0.054991 | 153 | 10 | Summer | 0.56661 | 0.50285 | 0.50285 | 0.94712 | 0.26186 | 0.087288 | 0.6539 | 0.61316 | 0.66501 | 0.85008 | 0.014068 | 0.018915 | 0.054991 | 0.61473 | 0.66501 | 0 | 0 | 0.85 | 0.85 | 0.85 | 0.85 | 0.94712 | 0.014068 | 0.60127 | 0.45773 | 0
2025-06-02 11:00 | 66332.5346 | 50815.7022 | 15330.4701 | 186.3622 | 0.69235 | 0.091354 | 0.093154 | 0.058821 | 153 | 11 | Summer | 0.60096 | 0.52041 | 0.52041 | 0.94453 | 0.27752 | 0.093154 | 0.69235 | 0.62169 | 0.6656 | 0.85008 | 0.014417 | 0.023029 | 0.058821 | 0.67643 | 0.6656 | 0 | 0 | 0.85 | 0.85 | 0.85 | 0.85 | 0.94453 | 0.014417 | 0.64142 | 0.48465 | 0.0015394
2025-06-02 12:00 | 66114.1997 | 50418.9537 | 15489.7662 | 205.4798 | 0.69955 | 0.10073 | 0.1025 | 0.068732 | 153 | 12 | Summer | 0.62291 | 0.53799 | 0.53799 | 0.94362 | 0.31341 | 0.1025 | 0.69955 | 0.62222 | 0.6656 | 0.85008 | 0.013928 | 0.037669 | 0.068732 | 0.70982 | 0.6656 | 0 | 0 | 0.85 | 0.85 | 0.85 | 0.85 | 0.94362 | 0.013928 | 0.67439 | 0.48968 | 0.13423
2025-06-02 13:00 | 66127.1983 | 50942.0672 | 14953.3219 | 231.8093 | 0.67532 | 0.11363 | 0.11525 | 0.084348 | 153 | 13 | Summer | 0.63006 | 0.55564 | 0.55564 | 0.9422 | 0.37114 | 0.11525 | 0.67532 | 0.63828 | 0.6656 | 0.85008 | 0.014242 | 0.073749 | 0.084348 | 0.73201 | 0.6656 | 0 | 0 | 0.85 | 0.85 | 0.85 | 0.85 | 0.9422 | 0.014242 | 0.69376 | 0.47273 | 0.25305
2025-06-02 14:00 | 66148.0371 | 52240.1474 | 13648.6942 | 259.1955 | 0.6164 | 0.12706 | 0.12851 | 0.10077 | 153 | 14 | Summer | 0.6488 | 0.56826 | 0.56826 | 0.9398 | 0.41215 | 0.12851 | 0.6164 | 0.63061 | 0.66582 | 0.85008 | 0.014033 | 0.099397 | 0.10077 | 0.74849 | 0.66582 | 0 | 0 | 0.85 | 0.85 | 0.85 | 0.85 | 0.9398 | 0.014033 | 0.70785 | 0.43148 | 0.30697
2025-06-02 15:00 | 66455.5882 | 54501.4768 | 11675.7698 | 278.3417 | 0.5273 | 0.13644 | 0.13767 | 0.11421 | 153 | 15 | Summer | 0.65735 | 0.56817 | 0.56817 | 0.93752 | 0.45803 | 0.13767 | 0.5273 | 0.64444 | 0.66641 | 0.85008 | 0.013928 | 0.12232 | 0.11421 | 0.75815 | 0.66641 | 0 | 0 | 0.85 | 0.85 | 0.85 | 0.85 | 0.93752 | 0.013928 | 0.71964 | 0.36911 | 0.37998
2025-06-02 16:00 | 67743.6966 | 58566.7424 | 8888.1042 | 288.85 | 0.4014 | 0.14159 | 0.14277 | 0.12024 | 153 | 16 | Summer | 0.66113 | 0.57399 | 0.57399 | 0.93651 | 0.48967 | 0.14277 | 0.4014 | 0.62638 | 0.66641 | 0.85008 | 0.013195 | 0.14338 | 0.12024 | 0.76334 | 0.66641 | 0 | 0 | 0.85 | 0.85 | 0.85 | 0.85 | 0.93651 | 0.013195 | 0.72909 | 0.28098 | 0.58653
2025-06-02 17:00 | 68171.1078 | 62247.5538 | 5633.8252 | 289.7288 | 0.25443 | 0.14202 | 0.14324 | 0.12011 | 153 | 17 | Summer | 0.65876 | 0.57144 | 0.57144 | 0.93752 | 0.50401 | 0.14324 | 0.25443 | 0.5801 | 0.66641 | 0.85008 | 0.01309 | 0.20336 | 0.12011 | 0.76686 | 0.66641 | 0 | 0 | 0.85 | 0.85 | 0.85 | 0.85 | 0.93752 | 0.01309 | 0.74086 | 0.1781 | 0.64515
2025-06-02 18:00 | 67940.9271 | 65236.3218 | 2424.1822 | 280.4231 | 0.10948 | 0.13746 | 0.1386 | 0.11697 | 153 | 18 | Summer | 0.65784 | 0.57543 | 0.57543 | 0.9378 | 0.50368 | 0.1386 | 0.10948 | 0.50952 | 0.66641 | 0.85008 | 0.012846 | 0.22688 | 0.11697 | 0.77618 | 0.66641 | 0 | 0 | 0.85 | 0.85 | 0.85 | 0.85 | 0.9378 | 0.012846 | 0.75295 | 0.076637 | 0.64577
2025-06-02 19:00 | 68580.309 | 67986.6029 | 293.9821 | 299.724 | 0.013277 | 0.14692 | 0.1483 | 0.12206 | 153 | 19 | Summer | 0.65654 | 0.58215 | 0.58215 | 0.93722 | 0.47421 | 0.1483 | 0.013277 | 0.33059 | 0.66641 | 0.85008 | 0.011205 | 0.20175 | 0.12206 | 0.77565 | 0.66641 | 0 | 0 | 0.85 | 0.85 | 0.85 | 0.85 | 0.93722 | 0.011205 | 0.76424 | 0.0092938 | 0.70485
2025-06-02 20:00 | 66925.0768 | 66617.8207 | 0 | 307.2561 | 0 | 0.15062 | 0.152 | 0.12568 | 153 | 20 | Summer | 0.6677 | 0.58557 | 0.58557 | 0.93506 | 0.44805 | 0.152 | 0 | 0.065097 | 0.66641 | 0.85008 | 0.01131 | 0.13977 | 0.12568 | 0.77193 | 0.66641 | 0 | 0 | 0.85 | 0.85 | 0.85 | 0.85 | 0.93506 | 0.01131 | 0.76712 | 0 | 0.71244
2025-06-02 21:00 | 64481.2377 | 64188.2217 | 0 | 293.016 | 0 | 0.14364 | 0.14466 | 0.12506 | 153 | 21 | Summer | 0.65116 | 0.57136 | 0.57136 | 0.93281 | 0.42034 | 0.14466 | 0 | 0 | 0.66641 | 0.85008 | 0.011415 | 0.067558 | 0.12506 | 0.74633 | 0.66641 | 0 | 0 | 0.85 | 0.85 | 0.85 | 0.85 | 0.93281 | 0.011415 | 0.74851 | 0 | 0.38078
2025-06-02 22:00 | 60505.8777 | 60221.9303 | 0 | 283.9474 | 0 | 0.13919 | 0.14012 | 0.12233 | 153 | 22 | Summer | 0.61469 | 0.5457 | 0.5457 | 0.9302 | 0.41049 | 0.14012 | 0 | 0 | 0.6656 | 0.85008 | 0.011659 | 0.03136 | 0.12233 | 0.66421 | 0.6656 | 0 | 0 | 0.85 | 0.85 | 0.85 | 0.85 | 0.9302 | 0.011659 | 0.69584 | 0 | 0.15401
2025-06-02 23:00 | 56446.3156 | 56157.9157 | 0 | 288.3999 | 0 | 0.14137 | 0.14255 | 0.12003 | 153 | 23 | Summer | 0.59142 | 0.54754 | 0.54754 | 0.91095 | 0.36743 | 0.14255 | 0 | 0 | 0.66219 | 0.85008 | 0.011938 | 0.024002 | 0.12003 | 0.58272 | 0.66219 | 0 | 0 | 0.85 | 0.85 | 0.85 | 0.85 | 0.91095 | 0.011938 | 0.6334 | 0 | 0.13531
2025-06-03 00:00 | 54653.3389 | 54356.9772 | 0 | 296.3617 | 0 | 0.14528 | 0.14697 | 0.11459 | 154 | 0 | Summer | 0.55471 | 0.48104 | 0.48104 | 0.94878 | 0.35614 | 0.14697 | 0 | 0 | 0.66443 | 0.85008 | 0.012218 | 0.019437 | 0.11459 | 0.52743 | 0.66443 | 0 | 0 | 0.85 | 0.85 | 0.85 | 0.85 | 0.94878 | 0.012218 | 0.59514 | 0 | 0.042639
2025-06-03 01:00 | 54036.7088 | 53734.0674 | 0 | 302.6413 | 0 | 0.14835 | 0.15059 | 0.10795 | 154 | 1 | Summer | 0.51573 | 0.45924 | 0.45924 | 0.94906 | 0.29865 | 0.15059 | 0 | 0 | 0.66443 | 0.85008 | 0.012287 | 0.019437 | 0.10795 | 0.48331 | 0.66443 | 0 | 0 | 0.85 | 0.85 | 0.85 | 0.85 | 0.94906 | 0.012287 | 0.55167 | 0 | 0
2025-06-03 02:00 | 53919.3586 | 53620.2909 | 0 | 299.0677 | 0 | 0.1466 | 0.14898 | 0.10358 | 154 | 2 | Summer | 0.47769 | 0.44425 | 0.44425 | 0.94941 | 0.25138 | 0.14898 | 0 | 0 | 0.66443 | 0.85008 | 0.012567 | 0.019191 | 0.10358 | 0.46524 | 0.66443 | 0 | 0 | 0.85 | 0.85 | 0.85 | 0.85 | 0.94941 | 0.012567 | 0.53289 | 0 | 0
2025-06-03 03:00 | 53922.409 | 53633.2569 | 0 | 289.1521 | 0 | 0.14174 | 0.14402 | 0.10055 | 154 | 3 | Summer | 0.46012 | 0.43819 | 0.43819 | 0.9491 | 0.22464 | 0.14402 | 0 | 0 | 0.66443 | 0.85008 | 0.012532 | 0.01917 | 0.10055 | 0.45789 | 0.66443 | 0 | 0 | 0.85 | 0.85 | 0.85 | 0.85 | 0.9491 | 0.012532 | 0.52986 | 0 | 0
2025-06-03 04:00 | 54440.0498 | 54160.0566 | 0 | 279.9931 | 0 | 0.13725 | 0.13964 | 0.094071 | 154 | 4 | Summer | 0.44971 | 0.43054 | 0.43054 | 0.94949 | 0.2044 | 0.13964 | 0 | 0 | 0.66443 | 0.85008 | 0.012532 | 0.01917 | 0.094071 | 0.46405 | 0.66443 | 0 | 0 | 0.85 | 0.85 | 0.85 | 0.85 | 0.94949 | 0.012532 | 0.53565 | 0 | 0
2025-06-03 05:00 | 58165.8816 | 57502.0195 | 396.6074 | 267.2548 | 0.017912 | 0.13101 | 0.13329 | 0.089705 | 154 | 5 | Summer | 0.45811 | 0.44299 | 0.44299 | 0.94957 | 0.18921 | 0.13329 | 0.017912 | 0 | 0.66443 | 0.85008 | 0.012567 | 0.01917 | 0.089705 | 0.49226 | 0.66443 | 0 | 0 | 0.85 | 0.85 | 0.85 | 0.85 | 0.94957 | 0.012567 | 0.54922 | 0.012538 | 0
2025-06-03 06:00 | 62575.0163 | 59541.2698 | 2821.7634 | 211.9831 | 0.12744 | 0.10391 | 0.10525 | 0.079795 | 154 | 6 | Summer | 0.48774 | 0.45859 | 0.45859 | 0.94971 | 0.19102 | 0.10525 | 0.12744 | 0 | 0.66443 | 0.85008 | 0.012532 | 0.018904 | 0.079795 | 0.49923 | 0.66443 | 0 | 0 | 0.85 | 0.85 | 0.85 | 0.85 | 0.94971 | 0.012532 | 0.5429 | 0.089206 | 0
2025-06-03 07:00 | 67108.9506 | 60736.3369 | 6209.0805 | 163.5332 | 0.28041 | 0.080163 | 0.080719 | 0.070125 | 154 | 7 | Summer | 0.5162 | 0.46934 | 0.46934 | 0.95016 | 0.20898 | 0.080719 | 0.28041 | 0 | 0.66478 | 0.85008 | 0.012392 | 0.018904 | 0.070125 | 0.50879 | 0.66478 | 0 | 0 | 0.85 | 0.85 | 0.85 | 0.85 | 0.95016 | 0.012392 | 0.545 | 0.19629 | 0
2025-06-03 08:00 | 67524.245 | 57752.3168 | 9603.2391 | 168.6891 | 0.4337 | 0.082691 | 0.082989 | 0.077304 | 154 | 8 | Summer | 0.5354 | 0.4736 | 0.4736 | 0.95052 | 0.22514 | 0.082989 | 0.4337 | 0.19439 | 0.66478 | 0.85008 | 0.012602 | 0.018904 | 0.077304 | 0.53361 | 0.66478 | 0 | 0 | 0.85 | 0.85 | 0.85 | 0.85 | 0.95052 | 0.012602 | 0.54288 | 0.30359 | 0
2025-06-03 09:00 | 68383.7328 | 55797.4805 | 12408.7585 | 177.4938 | 0.5604 | 0.087007 | 0.086946 | 0.088098 | 154 | 9 | Summer | 0.54581 | 0.4857 | 0.4857 | 0.94978 | 0.24893 | 0.086946 | 0.5604 | 0.50389 | 0.66478 | 0.85008 | 0.014382 | 0.018904 | 0.088098 | 0.56932 | 0.66478 | 0 | 0 | 0.85 | 0.85 | 0.85 | 0.85 | 0.94978 | 0.014382 | 0.55471 | 0.39228 | 0
2025-06-03 10:00 | 68132.1043 | 53450.5507 | 14498.4741 | 183.0794 | 0.65478 | 0.089745 | 0.089216 | 0.099295 | 154 | 10 | Summer | 0.56661 | 0.50285 | 0.50285 | 0.94712 | 0.26186 | 0.089216 | 0.65478 | 0.61316 | 0.66501 | 0.85008 | 0.014068 | 0.018915 | 0.099295 | 0.61473 | 0.66501 | 0 | 0 | 0.85 | 0.85 | 0.85 | 0.85 | 0.94712 | 0.014068 | 0.60127 | 0.45835 | 0
2025-06-03 11:00 | 66682.0461 | 50614.0943 | 15878.8115 | 189.1403 | 0.71712 | 0.092716 | 0.091989 | 0.10586 | 154 | 11 | Summer | 0.60096 | 0.52041 | 0.52041 | 0.94453 | 0.27752 | 0.091989 | 0.71712 | 0.62169 | 0.6656 | 0.85008 | 0.014417 | 0.023029 | 0.10586 | 0.67643 | 0.6656 | 0 | 0 | 0.85 | 0.85 | 0.85 | 0.85 | 0.94453 | 0.014417 | 0.64142 | 0.50198 | 0.0015394
2025-06-03 12:00 | 66433.2925 | 49875.667 | 16359.2657 | 198.3598 | 0.73882 | 0.097235 | 0.096589 | 0.10891 | 154 | 12 | Summer | 0.62291 | 0.53799 | 0.53799 | 0.94362 | 0.31341 | 0.096589 | 0.73882 | 0.62222 | 0.6656 | 0.85008 | 0.013928 | 0.037669 | 0.10891 | 0.70982 | 0.6656 | 0 | 0 | 0.85 | 0.85 | 0.85 | 0.85 | 0.94362 | 0.013928 | 0.67439 | 0.51717 | 0.13423
2025-06-03 13:00 | 66486.9431 | 50539.3248 | 15736.6637 | 210.9546 | 0.7107 | 0.10341 | 0.10308 | 0.10939 | 154 | 13 | Summer | 0.63006 | 0.55564 | 0.55564 | 0.9422 | 0.37114 | 0.10308 | 0.7107 | 0.63828 | 0.6656 | 0.85008 | 0.014242 | 0.073749 | 0.10939 | 0.73201 | 0.6656 | 0 | 0 | 0.85 | 0.85 | 0.85 | 0.85 | 0.9422 | 0.014242 | 0.69376 | 0.49749 | 0.25305
2025-06-03 14:00 | 66528.5941 | 52023.0647 | 14283.4483 | 222.081 | 0.64507 | 0.10886 | 0.10846 | 0.11612 | 154 | 14 | Summer | 0.6488 | 0.56826 | 0.56826 | 0.9398 | 0.41215 | 0.10846 | 0.64507 | 0.63061 | 0.66582 | 0.85008 | 0.014033 | 0.099397 | 0.11612 | 0.74849 | 0.66582 | 0 | 0 | 0.85 | 0.85 | 0.85 | 0.85 | 0.9398 | 0.014033 | 0.70785 | 0.45155 | 0.30697
2025-06-03 15:00 | 66910.1655 | 54565.23 | 12112.3932 | 232.5422 | 0.54702 | 0.11399 | 0.1134 | 0.12461 | 154 | 15 | Summer | 0.65735 | 0.56817 | 0.56817 | 0.93752 | 0.45803 | 0.1134 | 0.54702 | 0.64444 | 0.66641 | 0.85008 | 0.013928 | 0.12232 | 0.12461 | 0.75815 | 0.66641 | 0 | 0 | 0.85 | 0.85 | 0.85 | 0.85 | 0.93752 | 0.013928 | 0.71964 | 0.38291 | 0.37998
2025-06-03 16:00 | 68354.0377 | 58931.9118 | 9166.9158 | 255.2102 | 0.414 | 0.1251 | 0.12449 | 0.13612 | 154 | 16 | Summer | 0.66113 | 0.57399 | 0.57399 | 0.93651 | 0.48967 | 0.12449 | 0.414 | 0.62638 | 0.66641 | 0.85008 | 0.013195 | 0.14338 | 0.13612 | 0.76334 | 0.66641 | 0 | 0 | 0.85 | 0.85 | 0.85 | 0.85 | 0.93651 | 0.013195 | 0.72909 | 0.2898 | 0.58653
2025-06-03 17:00 | 69069.666 | 63190.5759 | 5603.9422 | 275.148 | 0.25309 | 0.13488 | 0.13377 | 0.15479 | 154 | 17 | Summer | 0.65876 | 0.57144 | 0.57144 | 0.93752 | 0.50401 | 0.13377 | 0.25309 | 0.5801 | 0.66641 | 0.85008 | 0.01309 | 0.20336 | 0.15479 | 0.76686 | 0.66641 | 0 | 0 | 0.85 | 0.85 | 0.85 | 0.85 | 0.93752 | 0.01309 | 0.74086 | 0.17716 | 0.64515
2025-06-03 18:00 | 69005.8726 | 66410.855 | 2317.8277 | 277.1899 | 0.10468 | 0.13588 | 0.13478 | 0.15573 | 154 | 18 | Summer | 0.65784 | 0.57543 | 0.57543 | 0.9378 | 0.50368 | 0.13478 | 0.10468 | 0.50952 | 0.66641 | 0.85008 | 0.012846 | 0.22688 | 0.15573 | 0.77618 | 0.66641 | 0 | 0 | 0.85 | 0.85 | 0.85 | 0.85 | 0.9378 | 0.012846 | 0.75295 | 0.073274 | 0.64577
2025-06-03 19:00 | 68580.309 | 68004.3505 | 294.727 | 281.2315 | 0.01331 | 0.13786 | 0.13705 | 0.15249 | 154 | 19 | Summer | 0.65654 | 0.58215 | 0.58215 | 0.93722 | 0.47421 | 0.13705 | 0.01331 | 0.33059 | 0.66641 | 0.85008 | 0.011205 | 0.20175 | 0.15249 | 0.77565 | 0.66641 | 0 | 0 | 0.85 | 0.85 | 0.85 | 0.85 | 0.93722 | 0.011205 | 0.76424 | 0.0093173 | 0.70485
2025-06-03 20:00 | 66925.0768 | 66656.2701 | 0 | 268.8067 | 0 | 0.13177 | 0.13086 | 0.14815 | 154 | 20 | Summer | 0.6677 | 0.58557 | 0.58557 | 0.93506 | 0.44805 | 0.13086 | 0 | 0.065097 | 0.66641 | 0.85008 | 0.01131 | 0.13977 | 0.14815 | 0.77193 | 0.66641 | 0 | 0 | 0.85 | 0.85 | 0.85 | 0.85 | 0.93506 | 0.01131 | 0.76712 | 0 | 0.71244
2025-06-03 21:00 | 64481.2377 | 64220.9473 | 0 | 260.2904 | 0 | 0.12759 | 0.12696 | 0.13896 | 154 | 21 | Summer | 0.65116 | 0.57136 | 0.57136 | 0.93281 | 0.42034 | 0.12696 | 0 | 0 | 0.66641 | 0.85008 | 0.011415 | 0.067558 | 0.13896 | 0.74633 | 0.66641 | 0 | 0 | 0.85 | 0.85 | 0.85 | 0.85 | 0.93281 | 0.011415 | 0.74851 | 0 | 0.38078
2025-06-03 22:00 | 60505.8777 | 60243.312 | 0 | 262.5657 | 0 | 0.12871 | 0.12867 | 0.12937 | 154 | 22 | Summer | 0.61469 | 0.5457 | 0.5457 | 0.9302 | 0.41049 | 0.12867 | 0 | 0 | 0.6656 | 0.85008 | 0.011659 | 0.03136 | 0.12937 | 0.66421 | 0.6656 | 0 | 0 | 0.85 | 0.85 | 0.85 | 0.85 | 0.9302 | 0.011659 | 0.69584 | 0 | 0.15401
2025-06-03 23:00 | 56446.3156 | 56173.3709 | 0 | 272.9448 | 0 | 0.1338 | 0.13464 | 0.11858 | 154 | 23 | Summer | 0.59142 | 0.54754 | 0.54754 | 0.91095 | 0.36743 | 0.13464 | 0 | 0 | 0.66219 | 0.85008 | 0.011938 | 0.024002 | 0.11858 | 0.58272 | 0.66219 | 0 | 0 | 0.85 | 0.85 | 0.85 | 0.85 | 0.91095 | 0.011938 | 0.6334 | 0 | 0.13531
2025-06-04 00:00 | 54653.3389 | 54368.6438 | 0 | 284.6951 | 0 | 0.13956 | 0.14121 | 0.10971 | 155 | 0 | Summer | 0.55471 | 0.48104 | 0.48104 | 0.94878 | 0.35614 | 0.14121 | 0 | 0 | 0.66443 | 0.85008 | 0.012218 | 0.019437 | 0.10971 | 0.52743 | 0.66443 | 0 | 0 | 0.85 | 0.85 | 0.85 | 0.85 | 0.94878 | 0.012218 | 0.59514 | 0 | 0.042639
2025-06-04 01:00 | 54036.7088 | 53757.6346 | 0 | 279.0741 | 0 | 0.1368 | 0.13846 | 0.1069 | 155 | 1 | Summer | 0.51573 | 0.45924 | 0.45924 | 0.94906 | 0.29865 | 0.13846 | 0 | 0 | 0.66443 | 0.85008 | 0.012287 | 0.019437 | 0.1069 | 0.48331 | 0.66443 | 0 | 0 | 0.85 | 0.85 | 0.85 | 0.85 | 0.94906 | 0.012287 | 0.55167 | 0 | 0
2025-06-04 02:00 | 53919.3586 | 53647.9783 | 0 | 271.3803 | 0 | 0.13303 | 0.13442 | 0.10795 | 155 | 2 | Summer | 0.47769 | 0.44425 | 0.44425 | 0.94941 | 0.25138 | 0.13442 | 0 | 0 | 0.66443 | 0.85008 | 0.012567 | 0.019191 | 0.10795 | 0.46524 | 0.66443 | 0 | 0 | 0.85 | 0.85 | 0.85 | 0.85 | 0.94941 | 0.012567 | 0.53289 | 0 | 0
2025-06-04 03:00 | 53922.409 | 53662.6679 | 0 | 259.7411 | 0 | 0.12732 | 0.12849 | 0.10623 | 155 | 3 | Summer | 0.46012 | 0.43819 | 0.43819 | 0.9491 | 0.22464 | 0.12849 | 0 | 0 | 0.66443 | 0.85008 | 0.012532 | 0.01917 | 0.10623 | 0.45789 | 0.66443 | 0 | 0 | 0.85 | 0.85 | 0.85 | 0.85 | 0.9491 | 0.012532 | 0.52986 | 0 | 0
2025-06-04 04:00 | 54440.0498 | 54191.0993 | 0 | 248.9504 | 0 | 0.12203 | 0.12337 | 0.097929 | 155 | 4 | Summer | 0.44971 | 0.43054 | 0.43054 | 0.94949 | 0.2044 | 0.12337 | 0 | 0 | 0.66443 | 0.85008 | 0.012532 | 0.01917 | 0.097929 | 0.46405 | 0.66443 | 0 | 0 | 0.85 | 0.85 | 0.85 | 0.85 | 0.94949 | 0.012532 | 0.53565 | 0 | 0
2025-06-04 05:00 | 58165.8816 | 57570.8453 | 359.9717 | 235.0646 | 0.016257 | 0.11523 | 0.11646 | 0.093 | 155 | 5 | Summer | 0.45811 | 0.44299 | 0.44299 | 0.94957 | 0.18921 | 0.11646 | 0.016257 | 0 | 0.66443 | 0.85008 | 0.012567 | 0.01917 | 0.093 | 0.49226 | 0.66443 | 0 | 0 | 0.85 | 0.85 | 0.85 | 0.85 | 0.94957 | 0.012567 | 0.54922 | 0.01138 | 0
2025-06-04 06:00 | 62567.443 | 59891.549 | 2491.1981 | 184.6958 | 0.11251 | 0.090537 | 0.091105 | 0.080277 | 155 | 6 | Summer | 0.48774 | 0.45859 | 0.45859 | 0.94971 | 0.19102 | 0.091105 | 0.11251 | 0 | 0.66443 | 0.85008 | 0.012532 | 0.018904 | 0.080277 | 0.49923 | 0.66443 | 0 | 0 | 0.85 | 0.85 | 0.85 | 0.85 | 0.94971 | 0.012532 | 0.5429 | 0.078755 | 0
2025-06-04 07:00 | 67108.9506 | 61275.7253 | 5679.4717 | 153.7535 | 0.2565 | 0.075369 | 0.076098 | 0.062196 | 155 | 7 | Summer | 0.5162 | 0.46934 | 0.46934 | 0.95016 | 0.20898 | 0.076098 | 0.2565 | 0 | 0.66478 | 0.85008 | 0.012392 | 0.018904 | 0.062196 | 0.50879 | 0.66478 | 0 | 0 | 0.85 | 0.85 | 0.85 | 0.85 | 0.95016 | 0.012392 | 0.545 | 0.17955 | 0
2025-06-04 08:00 | 67820.474 | 58704.2546 | 8971.2109 | 145.0086 | 0.40516 | 0.071083 | 0.07192 | 0.055955 | 155 | 8 | Summer | 0.5354 | 0.4736 | 0.4736 | 0.95052 | 0.22514 | 0.07192 | 0.40516 | 0.19439 | 0.66478 | 0.85008 | 0.012602 | 0.018904 | 0.055955 | 0.53361 | 0.66478 | 0 | 0 | 0.85 | 0.85 | 0.85 | 0.85 | 0.95052 | 0.012602 | 0.54288 | 0.28361 | 0
2025-06-04 09:00 | 68563.8743 | 56596.2434 | 11836.1312 | 131.4996 | 0.53454 | 0.064461 | 0.065029 | 0.054187 | 155 | 9 | Summer | 0.54581 | 0.4857 | 0.4857 | 0.94978 | 0.24893 | 0.065029 | 0.53454 | 0.50389 | 0.66478 | 0.85008 | 0.014382 | 0.018904 | 0.054187 | 0.56932 | 0.66478 | 0 | 0 | 0.85 | 0.85 | 0.85 | 0.85 | 0.94978 | 0.014382 | 0.55471 | 0.37418 | 0
2025-06-04 10:00 | 68365.0622 | 54072.7051 | 14166.0958 | 126.2612 | 0.63977 | 0.061893 | 0.062297 | 0.054589 | 155 | 10 | Summer | 0.56661 | 0.50285 | 0.50285 | 0.94712 | 0.26186 | 0.062297 | 0.63977 | 0.61316 | 0.66501 | 0.85008 | 0.014068 | 0.018915 | 0.054589 | 0.61473 | 0.66501 | 0 | 0 | 0.85 | 0.85 | 0.85 | 0.85 | 0.94712 | 0.014068 | 0.60127 | 0.44784 | 0
2025-06-04 11:00 | 67100.6589 | 51668.464 | 15304.9307 | 127.2642 | 0.6912 | 0.062384 | 0.062518 | 0.059973 | 155 | 11 | Summer | 0.60096 | 0.52041 | 0.52041 | 0.94453 | 0.27752 | 0.062518 | 0.6912 | 0.62169 | 0.6656 | 0.85008 | 0.014417 | 0.023029 | 0.059973 | 0.67643 | 0.6656 | 0 | 0 | 0.85 | 0.85 | 0.85 | 0.85 | 0.94453 | 0.014417 | 0.64142 | 0.48384 | 0.0015394
2025-06-04 12:00 | 67174.3086 | 51751.5725 | 15279.8357 | 142.9004 | 0.69007 | 0.070049 | 0.070333 | 0.064929 | 155 | 12 | Summer | 0.62291 | 0.53799 | 0.53799 | 0.94362 | 0.31341 | 0.070333 | 0.69007 | 0.62222 | 0.6656 | 0.85008 | 0.013928 | 0.037669 | 0.064929 | 0.70982 | 0.6656 | 0 | 0 | 0.85 | 0.85 | 0.85 | 0.85 | 0.94362 | 0.013928 | 0.67439 | 0.48305 | 0.13423
2025-06-04 13:00 | 67474.4373 | 53036.4713 | 14265.7816 | 172.1844 | 0.64427 | 0.084404 | 0.085018 | 0.073312 | 155 | 13 | Summer | 0.63006 | 0.55564 | 0.55564 | 0.9422 | 0.37114 | 0.085018 | 0.64427 | 0.63828 | 0.6656 | 0.85008 | 0.014242 | 0.073749 | 0.073312 | 0.73201 | 0.6656 | 0 | 0 | 0.85 | 0.85 | 0.85 | 0.85 | 0.9422 | 0.014242 | 0.69376 | 0.45099 | 0.25305
2025-06-04 14:00 | 67743.3721 | 55136.9999 | 12394.3522 | 212.02 | 0.55975 | 0.10393 | 0.10485 | 0.087402 | 155 | 14 | Summer | 0.6488 | 0.56826 | 0.56826 | 0.9398 | 0.41215 | 0.10485 | 0.55975 | 0.63061 | 0.66582 | 0.85008 | 0.014033 | 0.099397 | 0.087402 | 0.74849 | 0.66582 | 0 | 0 | 0.85 | 0.85 | 0.85 | 0.85 | 0.9398 | 0.014033 | 0.70785 | 0.39183 | 0.30697
2025-06-04 15:00 | 68354.2985 | 57905.2117 | 10196.4478 | 252.639 | 0.46049 | 0.12384 | 0.12483 | 0.10591 | 155 | 15 | Summer | 0.65735 | 0.56817 | 0.56817 | 0.93752 | 0.45803 | 0.12483 | 0.46049 | 0.64444 | 0.66641 | 0.85008 | 0.013928 | 0.12232 | 0.10591 | 0.75815 | 0.66641 | 0 | 0 | 0.85 | 0.85 | 0.85 | 0.85 | 0.93752 | 0.013928 | 0.71964 | 0.32234 | 0.37998
2025-06-04 16:00 | 70348.9026 | 62274.9792 | 7780.8507 | 293.0726 | 0.3514 | 0.14366 | 0.14458 | 0.12704 | 155 | 16 | Summer | 0.66113 | 0.57399 | 0.57399 | 0.93651 | 0.48967 | 0.14458 | 0.3514 | 0.62638 | 0.66641 | 0.85008 | 0.013195 | 0.14338 | 0.12704 | 0.76334 | 0.66641 | 0 | 0 | 0.85 | 0.85 | 0.85 | 0.85 | 0.93651 | 0.013195 | 0.72909 | 0.24598 | 0.58653
2025-06-04 17:00 | 72030.894 | 66628.95 | 5075.4933 | 326.4507 | 0.22922 | 0.16002 | 0.16094 | 0.14357 | 155 | 17 | Summer | 0.65876 | 0.57144 | 0.57144 | 0.93752 | 0.50401 | 0.16094 | 0.22922 | 0.5801 | 0.66641 | 0.85008 | 0.01309 | 0.20336 | 0.14357 | 0.76686 | 0.66641 | 0 | 0 | 0.85 | 0.85 | 0.85 | 0.85 | 0.93752 | 0.01309 | 0.74086 | 0.16045 | 0.64515
2025-06-04 18:00 | 72856.8046 | 70224.2378 | 2298.64 | 333.9268 | 0.10381 | 0.16369 | 0.16443 | 0.15029 | 155 | 18 | Summer | 0.65784 | 0.57543 | 0.57543 | 0.9378 | 0.50368 | 0.16443 | 0.10381 | 0.50952 | 0.66641 | 0.85008 | 0.012846 | 0.22688 | 0.15029 | 0.77618 | 0.66641 | 0 | 0 | 0.85 | 0.85 | 0.85 | 0.85 | 0.9378 | 0.012846 | 0.75295 | 0.072668 | 0.64577
2025-06-04 19:00 | 71410.3102 | 70763.1488 | 297.6478 | 349.5137 | 0.013442 | 0.17133 | 0.17198 | 0.15951 | 155 | 19 | Summer | 0.65654 | 0.58215 | 0.58215 | 0.93722 | 0.47421 | 0.17198 | 0.013442 | 0.33059 | 0.66641 | 0.85008 | 0.011205 | 0.20175 | 0.15951 | 0.77565 | 0.66641 | 0 | 0 | 0.85 | 0.85 | 0.85 | 0.85 | 0.93722 | 0.011205 | 0.76424 | 0.0094097 | 0.70485
2025-06-04 20:00 | 66925.0768 | 66570.7672 | 0 | 354.3096 | 0 | 0.17368 | 0.17383 | 0.17095 | 155 | 20 | Summer | 0.6677 | 0.58557 | 0.58557 | 0.93506 | 0.44805 | 0.17383 | 0 | 0.065097 | 0.66641 | 0.85008 | 0.01131 | 0.13977 | 0.17095 | 0.77193 | 0.66641 | 0 | 0 | 0.85 | 0.85 | 0.85 | 0.85 | 0.93506 | 0.01131 | 0.76712 | 0 | 0.71244
2025-06-04 21:00 | 64481.2377 | 64131.6907 | 0 | 349.5471 | 0 | 0.17135 | 0.17114 | 0.17507 | 155 | 21 | Summer | 0.65116 | 0.57136 | 0.57136 | 0.93281 | 0.42034 | 0.17114 | 0 | 0 | 0.66641 | 0.85008 | 0.011415 | 0.067558 | 0.17507 | 0.74633 | 0.66641 | 0 | 0 | 0.85 | 0.85 | 0.85 | 0.85 | 0.93281 | 0.011415 | 0.74851 | 0 | 0.38078
2025-06-04 22:00 | 60505.8777 | 60151.2524 | 0 | 354.6253 | 0 | 0.17384 | 0.17355 | 0.17898 | 155 | 22 | Summer | 0.61469 | 0.5457 | 0.5457 | 0.9302 | 0.41049 | 0.17355 | 0 | 0 | 0.6656 | 0.85008 | 0.011659 | 0.03136 | 0.17898 | 0.66421 | 0.6656 | 0 | 0 | 0.85 | 0.85 | 0.85 | 0.85 | 0.9302 | 0.011659 | 0.69584 | 0 | 0.15401
2025-06-04 23:00 | 56446.3156 | 56080.6291 | 0 | 365.6865 | 0 | 0.17926 | 0.17938 | 0.17711 | 155 | 23 | Summer | 0.59142 | 0.54754 | 0.54754 | 0.91095 | 0.36743 | 0.17938 | 0 | 0 | 0.66219 | 0.85008 | 0.011938 | 0.024002 | 0.17711 | 0.58272 | 0.66219 | 0 | 0 | 0.85 | 0.85 | 0.85 | 0.85 | 0.91095 | 0.011938 | 0.6334 | 0 | 0.13531
2025-06-05 00:00 | 54653.3389 | 54277.752 | 0 | 375.5869 | 0 | 0.18411 | 0.1844 | 0.1789 | 156 | 0 | Summer | 0.55471 | 0.48104 | 0.48104 | 0.94878 | 0.35614 | 0.1844 | 0 | 0 | 0.66443 | 0.85008 | 0.012218 | 0.019437 | 0.1789 | 0.52743 | 0.66443 | 0 | 0 | 0.85 | 0.85 | 0.85 | 0.85 | 0.94878 | 0.012218 | 0.59514 | 0 | 0.042639
2025-06-05 01:00 | 54036.7088 | 53650.605 | 0 | 386.1038 | 0 | 0.18927 | 0.18986 | 0.17847 | 156 | 1 | Summer | 0.51573 | 0.45924 | 0.45924 | 0.94906 | 0.29865 | 0.18986 | 0 | 0 | 0.66443 | 0.85008 | 0.012287 | 0.019437 | 0.17847 | 0.48331 | 0.66443 | 0 | 0 | 0.85 | 0.85 | 0.85 | 0.85 | 0.94906 | 0.012287 | 0.55167 | 0 | 0
2025-06-05 02:00 | 53919.3586 | 53521.0735 | 0 | 398.2851 | 0 | 0.19524 | 0.19641 | 0.174 | 156 | 2 | Summer | 0.47769 | 0.44425 | 0.44425 | 0.94941 | 0.25138 | 0.19641 | 0 | 0 | 0.66443 | 0.85008 | 0.012567 | 0.019191 | 0.174 | 0.46524 | 0.66443 | 0 | 0 | 0.85 | 0.85 | 0.85 | 0.85 | 0.94941 | 0.012567 | 0.53289 | 0 | 0
2025-06-05 03:00 | 53922.409 | 53515.7196 | 0 | 406.6894 | 0 | 0.19936 | 0.20099 | 0.16979 | 156 | 3 | Summer | 0.46012 | 0.43819 | 0.43819 | 0.9491 | 0.22464 | 0.20099 | 0 | 0 | 0.66443 | 0.85008 | 0.012532 | 0.01917 | 0.16979 | 0.45789 | 0.66443 | 0 | 0 | 0.85 | 0.85 | 0.85 | 0.85 | 0.9491 | 0.012532 | 0.52986 | 0 | 0
2025-06-05 04:00 | 54440.0498 | 54034.8455 | 0 | 405.2042 | 0 | 0.19863 | 0.20047 | 0.16535 | 156 | 4 | Summer | 0.44971 | 0.43054 | 0.43054 | 0.94949 | 0.2044 | 0.20047 | 0 | 0 | 0.66443 | 0.85008 | 0.012532 | 0.01917 | 0.16535 | 0.46405 | 0.66443 | 0 | 0 | 0.85 | 0.85 | 0.85 | 0.85 | 0.94949 | 0.012532 | 0.53565 | 0 | 0
2025-06-05 05:00 | 58165.8816 | 57456.4402 | 314.4861 | 394.9553 | 0.014203 | 0.19361 | 0.19521 | 0.16465 | 156 | 5 | Summer | 0.45811 | 0.44299 | 0.44299 | 0.94957 | 0.18921 | 0.19521 | 0.014203 | 0 | 0.66443 | 0.85008 | 0.012567 | 0.01917 | 0.16465 | 0.49226 | 0.66443 | 0 | 0 | 0.85 | 0.85 | 0.85 | 0.85 | 0.94957 | 0.012567 | 0.54922 | 0.009942 | 0
2025-06-05 06:00 | 62560.3318 | 59959.523 | 2273.5592 | 327.2496 | 0.10268 | 0.16042 | 0.16089 | 0.15177 | 156 | 6 | Summer | 0.48774 | 0.45859 | 0.45859 | 0.94971 | 0.19102 | 0.16089 | 0.10268 | 0 | 0.66443 | 0.85008 | 0.012532 | 0.018904 | 0.15177 | 0.49923 | 0.66443 | 0 | 0 | 0.85 | 0.85 | 0.85 | 0.85 | 0.94971 | 0.012532 | 0.5429 | 0.071875 | 0
2025-06-05 07:00 | 67108.9506 | 61766.0039 | 5043.7152 | 299.2315 | 0.22778 | 0.14668 | 0.14689 | 0.14287 | 156 | 7 | Summer | 0.5162 | 0.46934 | 0.46934 | 0.95016 | 0.20898 | 0.14689 | 0.22778 | 0 | 0.66478 | 0.85008 | 0.012392 | 0.018904 | 0.14287 | 0.50879 | 0.66478 | 0 | 0 | 0.85 | 0.85 | 0.85 | 0.85 | 0.95016 | 0.012392 | 0.545 | 0.15945 | 0
2025-06-05 08:00 | 69670.5081 | 61668.9535 | 7675.8357 | 325.7189 | 0.34666 | 0.15967 | 0.16059 | 0.1429 | 156 | 8 | Summer | 0.5354 | 0.4736 | 0.4736 | 0.95052 | 0.22514 | 0.16059 | 0.34666 | 0.19439 | 0.66478 | 0.85008 | 0.012602 | 0.018904 | 0.1429 | 0.53361 | 0.66478 | 0 | 0 | 0.85 | 0.85 | 0.85 | 0.85 | 0.95052 | 0.012602 | 0.54288 | 0.24266 | 0
2025-06-05 09:00 | 70796.2154 | 60537.1528 | 9928.1479 | 330.9146 | 0.44838 | 0.16221 | 0.16319 | 0.14464 | 156 | 9 | Summer | 0.54581 | 0.4857 | 0.4857 | 0.94978 | 0.24893 | 0.16319 | 0.44838 | 0.50389 | 0.66478 | 0.85008 | 0.014382 | 0.018904 | 0.14464 | 0.56932 | 0.66478 | 0 | 0 | 0.85 | 0.85 | 0.85 | 0.85 | 0.94978 | 0.014382 | 0.55471 | 0.31386 | 0
2025-06-05 10:00 | 70503.946 | 58711.1878 | 11481.4491 | 311.3091 | 0.51853 | 0.1526 | 0.15282 | 0.14869 | 156 | 10 | Summer | 0.56661 | 0.50285 | 0.50285 | 0.94712 | 0.26186 | 0.15282 | 0.51853 | 0.61316 | 0.66501 | 0.85008 | 0.014068 | 0.018915 | 0.14869 | 0.61473 | 0.66501 | 0 | 0 | 0.85 | 0.85 | 0.85 | 0.85 | 0.94712 | 0.014068 | 0.60127 | 0.36297 | 0
2025-06-05 11:00 | 69075.5494 | 56374.2552 | 12403.5658 | 297.7285 | 0.56017 | 0.14595 | 0.14575 | 0.14952 | 156 | 11 | Summer | 0.60096 | 0.52041 | 0.52041 | 0.94453 | 0.27752 | 0.14575 | 0.56017 | 0.62169 | 0.6656 | 0.85008 | 0.014417 | 0.023029 | 0.14952 | 0.67643 | 0.6656 | 0 | 0 | 0.85 | 0.85 | 0.85 | 0.85 | 0.94453 | 0.014417 | 0.64142 | 0.39212 | 0.0015394
2025-06-05 12:00 | 69031.6194 | 55966.7756 | 12771.107 | 293.7369 | 0.57677 | 0.14399 | 0.14346 | 0.15359 | 156 | 12 | Summer | 0.62291 | 0.53799 | 0.53799 | 0.94362 | 0.31341 | 0.14346 | 0.57677 | 0.62222 | 0.6656 | 0.85008 | 0.013928 | 0.037669 | 0.15359 | 0.70982 | 0.6656 | 0 | 0 | 0.85 | 0.85 | 0.85 | 0.85 | 0.94362 | 0.013928 | 0.67439 | 0.40374 | 0.13423
2025-06-05 13:00 | 68976.2945 | 56415.7596 | 12259.8434 | 300.6916 | 0.55368 | 0.1474 | 0.14695 | 0.15544 | 156 | 13 | Summer | 0.63006 | 0.55564 | 0.55564 | 0.9422 | 0.37114 | 0.14695 | 0.55368 | 0.63828 | 0.6656 | 0.85008 | 0.014242 | 0.073749 | 0.15544 | 0.73201 | 0.6656 | 0 | 0 | 0.85 | 0.85 | 0.85 | 0.85 | 0.9422 | 0.014242 | 0.69376 | 0.38758 | 0.25305
2025-06-05 14:00 | 68907.0753 | 57453.1767 | 11144.4335 | 309.4651 | 0.50331 | 0.1517 | 0.15167 | 0.15214 | 156 | 14 | Summer | 0.6488 | 0.56826 | 0.56826 | 0.9398 | 0.41215 | 0.15167 | 0.50331 | 0.63061 | 0.66582 | 0.85008 | 0.014033 | 0.099397 | 0.15214 | 0.74849 | 0.66582 | 0 | 0 | 0.85 | 0.85 | 0.85 | 0.85 | 0.9398 | 0.014033 | 0.70785 | 0.35231 | 0.30697
2025-06-05 15:00 | 69218.0983 | 59391.7999 | 9512.8923 | 313.4061 | 0.42962 | 0.15363 | 0.15354 | 0.15522 | 156 | 15 | Summer | 0.65735 | 0.56817 | 0.56817 | 0.93752 | 0.45803 | 0.15354 | 0.42962 | 0.64444 | 0.66641 | 0.85008 | 0.013928 | 0.12232 | 0.15522 | 0.75815 | 0.66641 | 0 | 0 | 0.85 | 0.85 | 0.85 | 0.85 | 0.93752 | 0.013928 | 0.71964 | 0.30073 | 0.37998
2025-06-05 16:00 | 70920.472 | 63354.9936 | 7245.6135 | 319.8649 | 0.32723 | 0.1568 | 0.15646 | 0.16296 | 156 | 16 | Summer | 0.66113 | 0.57399 | 0.57399 | 0.93651 | 0.48967 | 0.15646 | 0.32723 | 0.62638 | 0.66641 | 0.85008 | 0.013195 | 0.14338 | 0.16296 | 0.76334 | 0.66641 | 0 | 0 | 0.85 | 0.85 | 0.85 | 0.85 | 0.93651 | 0.013195 | 0.72909 | 0.22906 | 0.58653
2025-06-05 17:00 | 71618.6688 | 66745.9778 | 4547.7966 | 324.8944 | 0.20539 | 0.15926 | 0.15869 | 0.16969 | 156 | 17 | Summer | 0.65876 | 0.57144 | 0.57144 | 0.93752 | 0.50401 | 0.15869 | 0.20539 | 0.5801 | 0.66641 | 0.85008 | 0.01309 | 0.20336 | 0.16969 | 0.76686 | 0.66641 | 0 | 0 | 0.85 | 0.85 | 0.85 | 0.85 | 0.93752 | 0.01309 | 0.74086 | 0.14377 | 0.64515
2025-06-05 18:00 | 71331.3355 | 69044.2955 | 1964.7112 | 322.3289 | 0.08873 | 0.158 | 0.15758 | 0.16567 | 156 | 18 | Summer | 0.65784 | 0.57543 | 0.57543 | 0.9378 | 0.50368 | 0.15758 | 0.08873 | 0.50952 | 0.66641 | 0.85008 | 0.012846 | 0.22688 | 0.16567 | 0.77618 | 0.66641 | 0 | 0 | 0.85 | 0.85 | 0.85 | 0.85 | 0.9378 | 0.012846 | 0.75295 | 0.062111 | 0.64577
2025-06-05 19:00 | 71783.6037 | 71160.3001 | 281.0551 | 342.2486 | 0.012693 | 0.16777 | 0.16801 | 0.16347 | 156 | 19 | Summer | 0.65654 | 0.58215 | 0.58215 | 0.93722 | 0.47421 | 0.16801 | 0.012693 | 0.33059 | 0.66641 | 0.85008 | 0.011205 | 0.20175 | 0.16347 | 0.77565 | 0.66641 | 0 | 0 | 0.85 | 0.85 | 0.85 | 0.85 | 0.93722 | 0.011205 | 0.76424 | 0.0088851 | 0.70485
2025-06-05 20:00 | 68339.9307 | 67983.2837 | 0 | 356.647 | 0 | 0.17483 | 0.17578 | 0.15758 | 156 | 20 | Summer | 0.6677 | 0.58557 | 0.58557 | 0.93506 | 0.44805 | 0.17578 | 0 | 0.065097 | 0.66641 | 0.85008 | 0.01131 | 0.13977 | 0.15758 | 0.77193 | 0.66641 | 0 | 0 | 0.85 | 0.85 | 0.85 | 0.85 | 0.93506 | 0.01131 | 0.76712 | 0 | 0.71244
2025-06-05 21:00 | 64644.277 | 64293.9109 | 0 | 350.3661 | 0 | 0.17175 | 0.17291 | 0.15078 | 156 | 21 | Summer | 0.65116 | 0.57136 | 0.57136 | 0.93281 | 0.42034 | 0.17291 | 0 | 0 | 0.66641 | 0.85008 | 0.011415 | 0.067558 | 0.15078 | 0.74633 | 0.66641 | 0 | 0 | 0.85 | 0.85 | 0.85 | 0.85 | 0.93281 | 0.011415 | 0.74851 | 0 | 0.38078
2025-06-05 22:00 | 60505.8777 | 60170.0267 | 0 | 335.851 | 0 | 0.16463 | 0.16558 | 0.14759 | 156 | 22 | Summer | 0.61469 | 0.5457 | 0.5457 | 0.9302 | 0.41049 | 0.16558 | 0 | 0 | 0.6656 | 0.85008 | 0.011659 | 0.03136 | 0.14759 | 0.66421 | 0.6656 | 0 | 0 | 0.85 | 0.85 | 0.85 | 0.85 | 0.9302 | 0.011659 | 0.69584 | 0 | 0.15401
2025-06-05 23:00 | 56446.3156 | 56127.0883 | 0 | 319.2273 | 0 | 0.15648 | 0.15734 | 0.14103 | 156 | 23 | Summer | 0.59142 | 0.54754 | 0.54754 | 0.91095 | 0.36743 | 0.15734 | 0 | 0 | 0.66219 | 0.85008 | 0.011938 | 0.024002 | 0.14103 | 0.58272 | 0.66219 | 0 | 0 | 0.85 | 0.85 | 0.85 | 0.85 | 0.91095 | 0.011938 | 0.6334 | 0 | 0.13531
2025-06-06 00:00 | 54653.3389 | 54340.8071 | 0 | 312.5317 | 0 | 0.1532 | 0.15437 | 0.13216 | 157 | 0 | Summer | 0.55471 | 0.48104 | 0.48104 | 0.94878 | 0.35614 | 0.15437 | 0 | 0 | 0.66443 | 0.85008 | 0.012218 | 0.019437 | 0.13216 | 0.52743 | 0.66443 | 0 | 0 | 0.85 | 0.85 | 0.85 | 0.85 | 0.94878 | 0.012218 | 0.59514 | 0 | 0.042639
2025-06-06 01:00 | 54036.7088 | 53727.5975 | 0 | 309.1112 | 0 | 0.15153 | 0.15328 | 0.11979 | 157 | 1 | Summer | 0.51573 | 0.45924 | 0.45924 | 0.94906 | 0.29865 | 0.15328 | 0 | 0 | 0.66443 | 0.85008 | 0.012287 | 0.019437 | 0.11979 | 0.48331 | 0.66443 | 0 | 0 | 0.85 | 0.85 | 0.85 | 0.85 | 0.94906 | 0.012287 | 0.55167 | 0 | 0
2025-06-06 02:00 | 53919.3586 | 53613.7159 | 0 | 305.6427 | 0 | 0.14982 | 0.1521 | 0.10878 | 157 | 2 | Summer | 0.47769 | 0.44425 | 0.44425 | 0.94941 | 0.25138 | 0.1521 | 0 | 0 | 0.66443 | 0.85008 | 0.012567 | 0.019191 | 0.10878 | 0.46524 | 0.66443 | 0 | 0 | 0.85 | 0.85 | 0.85 | 0.85 | 0.94941 | 0.012567 | 0.53289 | 0 | 0
2025-06-06 03:00 | 53922.409 | 53617.6865 | 0 | 304.7225 | 0 | 0.14937 | 0.1522 | 0.098357 | 157 | 3 | Summer | 0.46012 | 0.43819 | 0.43819 | 0.9491 | 0.22464 | 0.1522 | 0 | 0 | 0.66443 | 0.85008 | 0.012532 | 0.01917 | 0.098357 | 0.45789 | 0.66443 | 0 | 0 | 0.85 | 0.85 | 0.85 | 0.85 | 0.9491 | 0.012532 | 0.52986 | 0 | 0
2025-06-06 04:00 | 54440.0498 | 54141.7816 | 0 | 298.2682 | 0 | 0.14621 | 0.1493 | 0.090295 | 157 | 4 | Summer | 0.44971 | 0.43054 | 0.43054 | 0.94949 | 0.2044 | 0.1493 | 0 | 0 | 0.66443 | 0.85008 | 0.012532 | 0.01917 | 0.090295 | 0.46405 | 0.66443 | 0 | 0 | 0.85 | 0.85 | 0.85 | 0.85 | 0.94949 | 0.012532 | 0.53565 | 0 | 0
2025-06-06 05:00 | 58165.8816 | 57546.9053 | 333.1419 | 285.8344 | 0.015045 | 0.14011 | 0.14308 | 0.086598 | 157 | 5 | Summer | 0.45811 | 0.44299 | 0.44299 | 0.94957 | 0.18921 | 0.14308 | 0.015045 | 0 | 0.66443 | 0.85008 | 0.012567 | 0.01917 | 0.086598 | 0.49226 | 0.66443 | 0 | 0 | 0.85 | 0.85 | 0.85 | 0.85 | 0.94957 | 0.012567 | 0.54922 | 0.010532 | 0
2025-06-06 06:00 | 62553.6736 | 59913.5211 | 2405.8653 | 234.2873 | 0.10865 | 0.11485 | 0.11688 | 0.078107 | 157 | 6 | Summer | 0.48774 | 0.45859 | 0.45859 | 0.94971 | 0.19102 | 0.11688 | 0.10865 | 0 | 0.66443 | 0.85008 | 0.012532 | 0.018904 | 0.078107 | 0.49923 | 0.66443 | 0 | 0 | 0.85 | 0.85 | 0.85 | 0.85 | 0.94971 | 0.012532 | 0.5429 | 0.076058 | 0
2025-06-06 07:00 | 67108.9506 | 61453.671 | 5441.4146 | 213.865 | 0.24575 | 0.10484 | 0.10665 | 0.071973 | 157 | 7 | Summer | 0.5162 | 0.46934 | 0.46934 | 0.95016 | 0.20898 | 0.10665 | 0.24575 | 0 | 0.66478 | 0.85008 | 0.012392 | 0.018904 | 0.071973 | 0.50879 | 0.66478 | 0 | 0 | 0.85 | 0.85 | 0.85 | 0.85 | 0.95016 | 0.012392 | 0.545 | 0.17202 | 0
2025-06-06 08:00 | 68695.188 | 60296.7947 | 8198.0246 | 200.3687 | 0.37024 | 0.09822 | 0.099743 | 0.070687 | 157 | 8 | Summer | 0.5354 | 0.4736 | 0.4736 | 0.95052 | 0.22514 | 0.099743 | 0.37024 | 0.19439 | 0.66478 | 0.85008 | 0.012602 | 0.018904 | 0.070687 | 0.53361 | 0.66478 | 0 | 0 | 0.85 | 0.85 | 0.85 | 0.85 | 0.95052 | 0.012602 | 0.54288 | 0.25917 | 0
2025-06-06 09:00 | 69495.1938 | 58489.49 | 10814.4543 | 191.2495 | 0.4884 | 0.09375 | 0.094962 | 0.071839 | 157 | 9 | Summer | 0.54581 | 0.4857 | 0.4857 | 0.94978 | 0.24893 | 0.094962 | 0.4884 | 0.50389 | 0.66478 | 0.85008 | 0.014382 | 0.018904 | 0.071839 | 0.56932 | 0.66478 | 0 | 0 | 0.85 | 0.85 | 0.85 | 0.85 | 0.94978 | 0.014382 | 0.55471 | 0.34188 | 0
2025-06-06 10:00 | 69297.9248 | 56242.2266 | 12866.2252 | 189.473 | 0.58106 | 0.092879 | 0.093837 | 0.075562 | 157 | 10 | Summer | 0.56661 | 0.50285 | 0.50285 | 0.94712 | 0.26186 | 0.093837 | 0.58106 | 0.61316 | 0.66501 | 0.85008 | 0.014068 | 0.018915 | 0.075562 | 0.61473 | 0.66501 | 0 | 0 | 0.85 | 0.85 | 0.85 | 0.85 | 0.94712 | 0.014068 | 0.60127 | 0.40675 | 0
2025-06-06 11:00 | 67958.915 | 54067.8927 | 13700.2366 | 190.7857 | 0.61873 | 0.093522 | 0.094098 | 0.083116 | 157 | 11 | Summer | 0.60096 | 0.52041 | 0.52041 | 0.94453 | 0.27752 | 0.094098 | 0.61873 | 0.62169 | 0.6656 | 0.85008 | 0.014417 | 0.023029 | 0.083116 | 0.67643 | 0.6656 | 0 | 0 | 0.85 | 0.85 | 0.85 | 0.85 | 0.94453 | 0.014417 | 0.64142 | 0.43311 | 0.0015394
2025-06-06 12:00 | 67915.3247 | 54194.3522 | 13529.9258 | 191.0467 | 0.61104 | 0.09365 | 0.093958 | 0.088098 | 157 | 12 | Summer | 0.62291 | 0.53799 | 0.53799 | 0.94362 | 0.31341 | 0.093958 | 0.61104 | 0.62222 | 0.6656 | 0.85008 | 0.013928 | 0.037669 | 0.088098 | 0.70982 | 0.6656 | 0 | 0 | 0.85 | 0.85 | 0.85 | 0.85 | 0.94362 | 0.013928 | 0.67439 | 0.42773 | 0.13423
2025-06-06 13:00 | 68061.9861 | 54914.8658 | 12951.0068 | 196.1135 | 0.58489 | 0.096134 | 0.09673 | 0.085366 | 157 | 13 | Summer | 0.63006 | 0.55564 | 0.55564 | 0.9422 | 0.37114 | 0.09673 | 0.58489 | 0.63828 | 0.6656 | 0.85008 | 0.014242 | 0.073749 | 0.085366 | 0.73201 | 0.6656 | 0 | 0 | 0.85 | 0.85 | 0.85 | 0.85 | 0.9422 | 0.014242 | 0.69376 | 0.40943 | 0.25305
2025-06-06 14:00 | 68212.0581 | 56057.1121 | 11949.9185 | 205.0274 | 0.53968 | 0.1005 | 0.10127 | 0.086652 | 157 | 14 | Summer | 0.6488 | 0.56826 | 0.56826 | 0.9398 | 0.41215 | 0.10127 | 0.53968 | 0.63061 | 0.66582 | 0.85008 | 0.014033 | 0.099397 | 0.086652 | 0.74849 | 0.66582 | 0 | 0 | 0.85 | 0.85 | 0.85 | 0.85 | 0.9398 | 0.014033 | 0.70785 | 0.37778 | 0.30697
2025-06-06 15:00 | 68766.6135 | 58352.7552 | 10205.2324 | 208.6259 | 0.46089 | 0.10227 | 0.10258 | 0.096696 | 157 | 15 | Summer | 0.65735 | 0.56817 | 0.56817 | 0.93752 | 0.45803 | 0.10258 | 0.46089 | 0.64444 | 0.66641 | 0.85008 | 0.013928 | 0.12232 | 0.096696 | 0.75815 | 0.66641 | 0 | 0 | 0.85 | 0.85 | 0.85 | 0.85 | 0.93752 | 0.013928 | 0.71964 | 0.32262 | 0.37998
2025-06-06 16:00 | 70776.6416 | 62863.1894 | 7697.1921 | 216.2601 | 0.34762 | 0.10601 | 0.10489 | 0.12632 | 157 | 16 | Summer | 0.66113 | 0.57399 | 0.57399 | 0.93651 | 0.48967 | 0.10489 | 0.34762 | 0.62638 | 0.66641 | 0.85008 | 0.013195 | 0.14338 | 0.12632 | 0.76334 | 0.66641 | 0 | 0 | 0.85 | 0.85 | 0.85 | 0.85 | 0.93651 | 0.013195 | 0.72909 | 0.24333 | 0.58653
2025-06-06 17:00 | 72461.6461 | 67468.5417 | 4771.5611 | 221.5434 | 0.21549 | 0.1086 | 0.10677 | 0.14159 | 157 | 17 | Summer | 0.65876 | 0.57144 | 0.57144 | 0.93752 | 0.50401 | 0.10677 | 0.21549 | 0.5801 | 0.66641 | 0.85008 | 0.01309 | 0.20336 | 0.14159 | 0.76686 | 0.66641 | 0 | 0 | 0.85 | 0.85 | 0.85 | 0.85 | 0.93752 | 0.01309 | 0.74086 | 0.15085 | 0.64515
2025-06-06 18:00 | 73379.9448 | 71029.5497 | 2119.9643 | 230.4308 | 0.095742 | 0.11296 | 0.11123 | 0.14408 | 157 | 18 | Summer | 0.65784 | 0.57543 | 0.57543 | 0.9378 | 0.50368 | 0.11123 | 0.095742 | 0.50952 | 0.66641 | 0.85008 | 0.012846 | 0.22688 | 0.14408 | 0.77618 | 0.66641 | 0 | 0 | 0.85 | 0.85 | 0.85 | 0.85 | 0.9378 | 0.012846 | 0.75295 | 0.067019 | 0.64577
2025-06-06 19:00 | 72659.1822 | 72119.0597 | 281.6681 | 258.4543 | 0.012721 | 0.12669 | 0.12538 | 0.15048 | 157 | 19 | Summer | 0.65654 | 0.58215 | 0.58215 | 0.93722 | 0.47421 | 0.12538 | 0.012721 | 0.33059 | 0.66641 | 0.85008 | 0.011205 | 0.20175 | 0.15048 | 0.77565 | 0.66641 | 0 | 0 | 0.85 | 0.85 | 0.85 | 0.85 | 0.93722 | 0.011205 | 0.76424 | 0.0089045 | 0.70485
2025-06-06 20:00 | 68521.785 | 68252.2567 | 0 | 269.5283 | 0 | 0.13212 | 0.13118 | 0.14909 | 157 | 20 | Summer | 0.6677 | 0.58557 | 0.58557 | 0.93506 | 0.44805 | 0.13118 | 0 | 0.065097 | 0.66641 | 0.85008 | 0.01131 | 0.13977 | 0.14909 | 0.77193 | 0.66641 | 0 | 0 | 0.85 | 0.85 | 0.85 | 0.85 | 0.93506 | 0.01131 | 0.76712 | 0 | 0.71244
2025-06-06 21:00 | 64515.4412 | 64247.8801 | 0 | 267.5611 | 0 | 0.13116 | 0.13022 | 0.14812 | 157 | 21 | Summer | 0.65116 | 0.57136 | 0.57136 | 0.93281 | 0.42034 | 0.13022 | 0 | 0 | 0.66641 | 0.85008 | 0.011415 | 0.067558 | 0.14812 | 0.74633 | 0.66641 | 0 | 0 | 0.85 | 0.85 | 0.85 | 0.85 | 0.93281 | 0.011415 | 0.74851 | 0 | 0.38078
2025-06-06 22:00 | 60505.8777 | 60231.2336 | 0 | 274.6441 | 0 | 0.13463 | 0.13418 | 0.14282 | 157 | 22 | Summer | 0.61469 | 0.5457 | 0.5457 | 0.9302 | 0.41049 | 0.13418 | 0 | 0 | 0.6656 | 0.85008 | 0.011659 | 0.03136 | 0.14282 | 0.66421 | 0.6656 | 0 | 0 | 0.85 | 0.85 | 0.85 | 0.85 | 0.9302 | 0.011659 | 0.69584 | 0 | 0.15401
2025-06-06 23:00 | 56446.3156 | 56152.3298 | 0 | 293.9858 | 0 | 0.14411 | 0.14468 | 0.13377 | 157 | 23 | Summer | 0.59142 | 0.54754 | 0.54754 | 0.91095 | 0.36743 | 0.14468 | 0 | 0 | 0.66219 | 0.85008 | 0.011938 | 0.024002 | 0.13377 | 0.58272 | 0.66219 | 0 | 0 | 0.85 | 0.85 | 0.85 | 0.85 | 0.91095 | 0.011938 | 0.6334 | 0 | 0.13531
2025-06-07 00:00 | 31991.0747 | 31692.0917 | 0 | 298.983 | 0 | 0.14656 | 0.1477 | 0.12603 | 158 | 0 | Spring | 0.27877 | 0.32807 | 0.32807 | 0.86806 | 0.41526 | 0.1477 | 0 | 0 | 0.64562 | 0.85008 | 0.0133 | 0.00079999 | 0.12603 | 0.22892 | 0.64562 | 0 | 0 | 0.85 | 0.85 | 0.85 | 0.85 | 0.86806 | 0.0133 | 0.36461 | 0 | 0.048952
2025-06-07 01:00 | 31408.4543 | 31112.9428 | 0 | 295.5115 | 0 | 0.14486 | 0.14633 | 0.11826 | 158 | 1 | Spring | 0.27126 | 0.31736 | 0.31736 | 0.87726 | 0.38 | 0.14633 | 0 | 0 | 0.64562 | 0.85008 | 0.012357 | 0.00079999 | 0.11826 | 0.2248 | 0.64562 | 0 | 0 | 0.85 | 0.85 | 0.85 | 0.85 | 0.87726 | 0.012357 | 0.36019 | 0 | 0
2025-06-07 02:00 | 31296.2751 | 31001.5988 | 0 | 294.6763 | 0 | 0.14445 | 0.14613 | 0.11408 | 158 | 2 | Spring | 0.2611 | 0.30561 | 0.30561 | 0.87644 | 0.34552 | 0.14613 | 0 | 0 | 0.64562 | 0.85008 | 0.012462 | 0.00079999 | 0.11408 | 0.21959 | 0.64562 | 0 | 0 | 0.85 | 0.85 | 0.85 | 0.85 | 0.87644 | 0.012462 | 0.35507 | 0 | 0.0076969
2025-06-07 03:00 | 31273.052 | 30983.4145 | 0 | 289.6375 | 0 | 0.14198 | 0.144 | 0.10546 | 158 | 3 | Spring | 0.25348 | 0.29808 | 0.29808 | 0.87591 | 0.33422 | 0.144 | 0 | 0 | 0.64562 | 0.85008 | 0.013439 | 0.00079999 | 0.10546 | 0.21762 | 0.64562 | 0 | 0 | 0.85 | 0.85 | 0.85 | 0.85 | 0.87591 | 0.013439 | 0.3547 | 0 | 0
2025-06-07 04:00 | 31626.1957 | 31338.7558 | 0 | 287.4399 | 0 | 0.1409 | 0.14269 | 0.10851 | 158 | 4 | Spring | 0.24517 | 0.29516 | 0.29516 | 0.87706 | 0.32769 | 0.14269 | 0 | 0 | 0.64562 | 0.85008 | 0.013579 | 0.00079999 | 0.10851 | 0.22054 | 0.64562 | 0 | 0 | 0.85 | 0.85 | 0.85 | 0.85 | 0.87706 | 0.013579 | 0.36068 | 0 | 0
2025-06-07 05:00 | 33582.6888 | 32946.3572 | 351.639 | 284.6926 | 0.015881 | 0.13956 | 0.14089 | 0.1155 | 158 | 5 | Spring | 0.24319 | 0.29542 | 0.29542 | 0.87925 | 0.32324 | 0.14089 | 0.015881 | 0 | 0.64562 | 0.85008 | 0.013719 | 0.00079999 | 0.1155 | 0.24903 | 0.64562 | 0 | 0 | 0.85 | 0.85 | 0.85 | 0.85 | 0.87925 | 0.013719 | 0.38813 | 0.011117 | 0
2025-06-07 06:00 | 34073.573 | 31525.3305 | 2302.5573 | 245.6852 | 0.10399 | 0.12043 | 0.12146 | 0.10189 | 158 | 6 | Spring | 0.25416 | 0.29826 | 0.29826 | 0.88123 | 0.35611 | 0.12146 | 0.10399 | 0 | 0.6501 | 0.85008 | 0.013404 | 0.00083936 | 0.10189 | 0.30317 | 0.6501 | 0 | 0 | 0.85 | 0.85 | 0.85 | 0.85 | 0.88123 | 0.013404 | 0.4151 | 0.072792 | 0
2025-06-07 07:00 | 36670.7874 | 31531.123 | 4904.7316 | 234.9328 | 0.22151 | 0.11516 | 0.11646 | 0.091768 | 158 | 7 | Spring | 0.26383 | 0.30635 | 0.30635 | 0.88211 | 0.39696 | 0.11646 | 0.22151 | 0 | 0.65669 | 0.85008 | 0.012671 | 0.0010882 | 0.091768 | 0.29 | 0.65669 | 0 | 0 | 0.85 | 0.85 | 0.85 | 0.85 | 0.88211 | 0.012671 | 0.40054 | 0.15506 | 0.0096656
2025-06-07 08:00 | 42886.4102 | 34969.4826 | 7682.9517 | 233.9759 | 0.34698 | 0.11469 | 0.11555 | 0.099161 | 158 | 8 | Spring | 0.26441 | 0.30255 | 0.30255 | 0.88442 | 0.42633 | 0.11555 | 0.34698 | 0 | 0.65669 | 0.85008 | 0.012183 | 0.0010228 | 0.099161 | 0.28372 | 0.65669 | 0 | 0 | 0.85 | 0.85 | 0.85 | 0.85 | 0.88442 | 0.012183 | 0.39226 | 0.24288 | 0.029613
2025-06-07 09:00 | 47039.941 | 36790.8924 | 10022.4243 | 226.6243 | 0.45263 | 0.11109 | 0.11113 | 0.1103 | 158 | 9 | Spring | 0.25911 | 0.30095 | 0.30095 | 0.88542 | 0.45108 | 0.11113 | 0.45263 | 0.38061 | 0.65642 | 0.85008 | 0.011659 | 0.00079999 | 0.1103 | 0.26073 | 0.65642 | 0 | 0 | 0.85 | 0.85 | 0.85 | 0.85 | 0.88542 | 0.011659 | 0.37528 | 0.31684 | 0
2025-06-07 10:00 | 48776.3806 | 36925.9609 | 11635.2571 | 215.1626 | 0.52547 | 0.10547 | 0.10503 | 0.11352 | 158 | 10 | Spring | 0.26146 | 0.29721 | 0.29721 | 0.88641 | 0.4463 | 0.10503 | 0.52547 | 0.64871 | 0.65688 | 0.85008 | 0.011484 | 0.00079999 | 0.11352 | 0.27476 | 0.65688 | 0 | 0 | 0.85 | 0.85 | 0.85 | 0.85 | 0.88641 | 0.011484 | 0.37825 | 0.36783 | 0
2025-06-07 11:00 | 49109.3245 | 36427.8405 | 12477.6159 | 203.8681 | 0.56351 | 0.099935 | 0.099221 | 0.11285 | 158 | 11 | Spring | 0.25473 | 0.28311 | 0.28311 | 0.88809 | 0.41276 | 0.099221 | 0.56351 | 0.69148 | 0.65688 | 0.85008 | 0.01138 | 0.00079999 | 0.11285 | 0.29695 | 0.65688 | 0 | 0 | 0.85 | 0.85 | 0.85 | 0.85 | 0.88809 | 0.01138 | 0.38376 | 0.39446 | 0.0092363
2025-06-07 12:00 | 48820.9345 | 36049.0134 | 12577.947 | 193.9741 | 0.56805 | 0.095085 | 0.093917 | 0.1162 | 158 | 12 | Spring | 0.24979 | 0.27224 | 0.27224 | 0.88874 | 0.38152 | 0.093917 | 0.56805 | 0.67553 | 0.65688 | 0.85008 | 0.011484 | 0.00080167 | 0.1162 | 0.31905 | 0.65688 | 0 | 0 | 0.85 | 0.85 | 0.85 | 0.85 | 0.88874 | 0.011484 | 0.39243 | 0.39763 | 0.0092363
2025-06-07 13:00 | 47359.9769 | 35302.9123 | 11867.0038 | 190.0608 | 0.53594 | 0.093167 | 0.091567 | 0.12209 | 158 | 13 | Spring | 0.2448 | 0.25993 | 0.25993 | 0.88865 | 0.35645 | 0.091567 | 0.53594 | 0.66427 | 0.65688 | 0.85008 | 0.010123 | 0.00079999 | 0.12209 | 0.32335 | 0.65688 | 0 | 0 | 0.85 | 0.85 | 0.85 | 0.85 | 0.88865 | 0.010123 | 0.40028 | 0.37516 | 0.0092363
2025-06-07 14:00 | 47128.8647 | 36490.6738 | 10440.3894 | 197.8014 | 0.47151 | 0.096961 | 0.095545 | 0.12257 | 158 | 14 | Spring | 0.24385 | 0.25881 | 0.25881 | 0.88747 | 0.34975 | 0.095545 | 0.47151 | 0.65679 | 0.65688 | 0.85008 | 0.0099835 | 0.0013328 | 0.12257 | 0.32489 | 0.65688 | 0 | 0 | 0.85 | 0.85 | 0.85 | 0.85 | 0.88747 | 0.0099835 | 0.40115 | 0.33006 | 0.0094141
2025-06-07 15:00 | 47017.8951 | 38219.7665 | 8590.1057 | 208.0229 | 0.38795 | 0.10197 | 0.10061 | 0.12664 | 158 | 15 | Spring | 0.24372 | 0.26351 | 0.26351 | 0.88663 | 0.34492 | 0.10061 | 0.38795 | 0.66692 | 0.65688 | 0.85008 | 0.010088 | 0.0013328 | 0.12664 | 0.33518 | 0.65688 | 0 | 0 | 0.85 | 0.85 | 0.85 | 0.85 | 0.88663 | 0.010088 | 0.4158 | 0.27156 | 0.0094141
2025-06-07 16:00 | 46669.5074 | 40067.9265 | 6386.1939 | 215.387 | 0.28841 | 0.10558 | 0.10388 | 0.13631 | 158 | 16 | Spring | 0.24178 | 0.27908 | 0.27908 | 0.87629 | 0.34371 | 0.10388 | 0.28841 | 0.67652 | 0.66614 | 0.85008 | 0.010018 | 0.0013328 | 0.13631 | 0.36047 | 0.66614 | 0 | 0 | 0.85 | 0.85 | 0.85 | 0.85 | 0.87629 | 0.010018 | 0.43848 | 0.20189 | 0.0092363
2025-06-07 17:00 | 46051.7057 | 41889.773 | 3946.075 | 215.8577 | 0.17821 | 0.10581 | 0.10382 | 0.1418 | 158 | 17 | Spring | 0.24363 | 0.29823 | 0.29823 | 0.87688 | 0.36264 | 0.10382 | 0.17821 | 0.6679 | 0.66614 | 0.85008 | 0.010018 | 0.0035317 | 0.1418 | 0.37417 | 0.66614 | 0 | 0 | 0.85 | 0.85 | 0.85 | 0.85 | 0.87688 | 0.010018 | 0.48342 | 0.12475 | 0.28272
2025-06-07 18:00 | 45663.0322 | 43697.4613 | 1755.0132 | 210.5576 | 0.07926 | 0.10321 | 0.10107 | 0.14199 | 158 | 18 | Spring | 0.25066 | 0.31384 | 0.31384 | 0.87696 | 0.40118 | 0.10107 | 0.07926 | 0.58773 | 0.66614 | 0.85008 | 0.010158 | 0.027398 | 0.14199 | 0.3962 | 0.66614 | 0 | 0 | 0.85 | 0.85 | 0.85 | 0.85 | 0.87696 | 0.010158 | 0.50599 | 0.055482 | 0.42211
2025-06-07 19:00 | 46664.7686 | 46208.7355 | 242.9606 | 213.0725 | 0.010973 | 0.10445 | 0.10229 | 0.14336 | 158 | 19 | Spring | 0.26664 | 0.33067 | 0.33067 | 0.8775 | 0.42487 | 0.10229 | 0.010973 | 0.23069 | 0.66641 | 0.85008 | 0.010612 | 0.027398 | 0.14336 | 0.41363 | 0.66641 | 0 | 0 | 0.85 | 0.85 | 0.85 | 0.85 | 0.8775 | 0.010612 | 0.52452 | 0.0076808 | 0.39185
2025-06-07 20:00 | 44217.8184 | 44004.7048 | 0 | 213.1136 | 0 | 0.10447 | 0.10242 | 0.14156 | 158 | 20 | Spring | 0.28392 | 0.33907 | 0.33907 | 0.87706 | 0.44583 | 0.10242 | 0 | 0 | 0.66641 | 0.85008 | 0.010717 | 0.013216 | 0.14156 | 0.41376 | 0.66641 | 0 | 0 | 0.85 | 0.85 | 0.85 | 0.85 | 0.87706 | 0.010717 | 0.52178 | 0 | 0.34357
2025-06-07 21:00 | 41305.8883 | 41095.0668 | 0 | 210.8215 | 0 | 0.10334 | 0.10147 | 0.1372 | 158 | 21 | Spring | 0.28852 | 0.33774 | 0.33774 | 0.87764 | 0.44688 | 0.10147 | 0 | 0 | 0.66641 | 0.85008 | 0.010682 | 0.0013328 | 0.1372 | 0.40821 | 0.66641 | 0 | 0 | 0.85 | 0.85 | 0.85 | 0.85 | 0.87764 | 0.010682 | 0.49219 | 0 | 0.10075
2025-06-07 22:00 | 37898.7679 | 37686.8324 | 0 | 211.9356 | 0 | 0.10389 | 0.10215 | 0.13527 | 158 | 22 | Spring | 0.27883 | 0.33192 | 0.33192 | 0.87863 | 0.45017 | 0.10215 | 0 | 0 | 0.66641 | 0.85008 | 0.010717 | 0.0013328 | 0.13527 | 0.36384 | 0.66641 | 0 | 0 | 0.85 | 0.85 | 0.85 | 0.85 | 0.87863 | 0.010717 | 0.43629 | 0 | 0.081544
2025-06-07 23:00 | 34238.4139 | 34027.1869 | 0 | 211.227 | 0 | 0.10354 | 0.10203 | 0.13082 | 158 | 23 | Spring | 0.26601 | 0.32932 | 0.32932 | 0.87267 | 0.42104 | 0.10203 | 0 | 0 | 0.65528 | 0.85008 | 0.011973 | 0.0013328 | 0.13082 | 0.30433 | 0.65528 | 0 | 0 | 0.85 | 0.85 | 0.85 | 0.85 | 0.87267 | 0.011973 | 0.38142 | 0 | 0.039465
2025-06-08 00:00 | 31991.0747 | 31782.4676 | 0 | 208.607 | 0 | 0.10226 | 0.10111 | 0.12303 | 159 | 0 | Spring | 0.27877 | 0.32807 | 0.32807 | 0.86806 | 0.41526 | 0.10111 | 0 | 0 | 0.64562 | 0.85008 | 0.0133 | 0.00079999 | 0.12303 | 0.22892 | 0.64562 | 0 | 0 | 0.85 | 0.85 | 0.85 | 0.85 | 0.86806 | 0.0133 | 0.36461 | 0 | 0.048952
2025-06-08 01:00 | 31408.4543 | 31204.1483 | 0 | 204.3061 | 0 | 0.10015 | 0.099362 | 0.1144 | 159 | 1 | Spring | 0.27126 | 0.31736 | 0.31736 | 0.87726 | 0.38 | 0.099362 | 0 | 0 | 0.64562 | 0.85008 | 0.012357 | 0.00079999 | 0.1144 | 0.2248 | 0.64562 | 0 | 0 | 0.85 | 0.85 | 0.85 | 0.85 | 0.87726 | 0.012357 | 0.36019 | 0 | 0
2025-06-08 02:00 | 31296.2751 | 31095.9336 | 0 | 200.3416 | 0 | 0.098207 | 0.097774 | 0.10602 | 159 | 2 | Spring | 0.2611 | 0.30561 | 0.30561 | 0.87644 | 0.34552 | 0.097774 | 0 | 0 | 0.64562 | 0.85008 | 0.012462 | 0.00079999 | 0.10602 | 0.21959 | 0.64562 | 0 | 0 | 0.85 | 0.85 | 0.85 | 0.85 | 0.87644 | 0.012462 | 0.35507 | 0 | 0.0076969
2025-06-08 03:00 | 31273.052 | 31087.0846 | 0 | 185.9674 | 0 | 0.091161 | 0.090522 | 0.1027 | 159 | 3 | Spring | 0.25348 | 0.29808 | 0.29808 | 0.87591 | 0.33422 | 0.090522 | 0 | 0 | 0.64562 | 0.85008 | 0.013439 | 0.00079999 | 0.1027 | 0.21762 | 0.64562 | 0 | 0 | 0.85 | 0.85 | 0.85 | 0.85 | 0.87591 | 0.013439 | 0.3547 | 0 | 0
2025-06-08 04:00 | 31626.1957 | 31462.4713 | 0 | 163.7244 | 0 | 0.080257 | 0.079011 | 0.10278 | 159 | 4 | Spring | 0.24517 | 0.29516 | 0.29516 | 0.87706 | 0.32769 | 0.079011 | 0 | 0 | 0.64562 | 0.85008 | 0.013579 | 0.00079999 | 0.10278 | 0.22054 | 0.64562 | 0 | 0 | 0.85 | 0.85 | 0.85 | 0.85 | 0.87706 | 0.013579 | 0.36068 | 0 | 0
2025-06-08 05:00 | 33582.6888 | 33075.8324 | 344.3311 | 162.5253 | 0.015551 | 0.079669 | 0.078629 | 0.098464 | 159 | 5 | Spring | 0.24319 | 0.29542 | 0.29542 | 0.87925 | 0.32324 | 0.078629 | 0.015551 | 0 | 0.64562 | 0.85008 | 0.013719 | 0.00079999 | 0.098464 | 0.24903 | 0.64562 | 0 | 0 | 0.85 | 0.85 | 0.85 | 0.85 | 0.87925 | 0.013719 | 0.38813 | 0.010885 | 0
2025-06-08 06:00 | 34069.7598 | 31708.9578 | 2219.0456 | 141.7564 | 0.10022 | 0.069488 | 0.068404 | 0.089089 | 159 | 6 | Spring | 0.25416 | 0.29826 | 0.29826 | 0.88123 | 0.35611 | 0.068404 | 0.10022 | 0 | 0.6501 | 0.85008 | 0.013404 | 0.00083936 | 0.089089 | 0.30317 | 0.6501 | 0 | 0 | 0.85 | 0.85 | 0.85 | 0.85 | 0.88123 | 0.013404 | 0.4151 | 0.070152 | 0
2025-06-08 07:00 | 36523.817 | 31512.7541 | 4864.2556 | 146.8073 | 0.21968 | 0.071964 | 0.071337 | 0.083304 | 159 | 7 | Spring | 0.26383 | 0.30635 | 0.30635 | 0.88211 | 0.39696 | 0.071337 | 0.21968 | 0 | 0.65669 | 0.85008 | 0.012671 | 0.0010882 | 0.083304 | 0.29 | 0.65669 | 0 | 0 | 0.85 | 0.85 | 0.85 | 0.85 | 0.88211 | 0.012671 | 0.40054 | 0.15378 | 0.0096656
2025-06-08 08:00 | 40255.9576 | 32320.0591 | 7763.0937 | 172.8048 | 0.3506 | 0.084708 | 0.084857 | 0.082018 | 159 | 8 | Spring | 0.26441 | 0.30255 | 0.30255 | 0.88442 | 0.42633 | 0.084857 | 0.3506 | 0 | 0.65669 | 0.85008 | 0.012183 | 0.0010228 | 0.082018 | 0.28372 | 0.65669 | 0 | 0 | 0.85 | 0.85 | 0.85 | 0.85 | 0.88442 | 0.012183 | 0.39226 | 0.24542 | 0.029613
2025-06-08 09:00 | 43330.6148 | 32921.2187 | 10230.9928 | 178.4032 | 0.46205 | 0.087453 | 0.088011 | 0.077357 | 159 | 9 | Spring | 0.25911 | 0.30095 | 0.30095 | 0.88542 | 0.45108 | 0.088011 | 0.46205 | 0.38061 | 0.65642 | 0.85008 | 0.011659 | 0.00079999 | 0.077357 | 0.26073 | 0.65642 | 0 | 0 | 0.85 | 0.85 | 0.85 | 0.85 | 0.88542 | 0.011659 | 0.37528 | 0.32344 | 0
2025-06-08 10:00 | 44983.8733 | 33087.9599 | 11720.545 | 175.3685 | 0.52932 | 0.085965 | 0.086806 | 0.070768 | 159 | 10 | Spring | 0.26146 | 0.29721 | 0.29721 | 0.88641 | 0.4463 | 0.086806 | 0.52932 | 0.64871 | 0.65688 | 0.85008 | 0.011484 | 0.00079999 | 0.070768 | 0.27476 | 0.65688 | 0 | 0 | 0.85 | 0.85 | 0.85 | 0.85 | 0.88641 | 0.011484 | 0.37825 | 0.37053 | 0
2025-06-08 11:00 | 45881.6588 | 33411.3471 | 12301.4307 | 168.8811 | 0.55556 | 0.082785 | 0.083712 | 0.066027 | 159 | 11 | Spring | 0.25473 | 0.28311 | 0.28311 | 0.88809 | 0.41276 | 0.083712 | 0.55556 | 0.69148 | 0.65688 | 0.85008 | 0.01138 | 0.00079999 | 0.066027 | 0.29695 | 0.65688 | 0 | 0 | 0.85 | 0.85 | 0.85 | 0.85 | 0.88809 | 0.01138 | 0.38376 | 0.38889 | 0.0092363
2025-06-08 12:00 | 45519.0521 | 33063.8793 | 12295.0003 | 160.1725 | 0.55527 | 0.078516 | 0.079051 | 0.068839 | 159 | 12 | Spring | 0.24979 | 0.27224 | 0.27224 | 0.88874 | 0.38152 | 0.079051 | 0.55527 | 0.67553 | 0.65688 | 0.85008 | 0.011484 | 0.00080167 | 0.068839 | 0.31905 | 0.65688 | 0 | 0 | 0.85 | 0.85 | 0.85 | 0.85 | 0.88874 | 0.011484 | 0.39243 | 0.38869 | 0.0092363
2025-06-08 13:00 | 43582.2261 | 31961.7634 | 11465.0922 | 155.3705 | 0.51779 | 0.076162 | 0.076259 | 0.074411 | 159 | 13 | Spring | 0.2448 | 0.25993 | 0.25993 | 0.88865 | 0.35645 | 0.076259 | 0.51779 | 0.66427 | 0.65688 | 0.85008 | 0.010123 | 0.00079999 | 0.074411 | 0.32335 | 0.65688 | 0 | 0 | 0.85 | 0.85 | 0.85 | 0.85 | 0.88865 | 0.010123 | 0.40028 | 0.36245 | 0.0092363
2025-06-08 14:00 | 43227.964 | 33001.8785 | 10071.9306 | 154.1548 | 0.45487 | 0.075566 | 0.075415 | 0.078295 | 159 | 14 | Spring | 0.24385 | 0.25881 | 0.25881 | 0.88747 | 0.34975 | 0.075415 | 0.45487 | 0.65679 | 0.65688 | 0.85008 | 0.0099835 | 0.0013328 | 0.078295 | 0.32489 | 0.65688 | 0 | 0 | 0.85 | 0.85 | 0.85 | 0.85 | 0.88747 | 0.0099835 | 0.40115 | 0.31841 | 0.0094141
2025-06-08 15:00 | 43421.4537 | 35130.2596 | 8135.2564 | 155.9377 | 0.3674 | 0.07644 | 0.07644 | 0.076446 | 159 | 15 | Spring | 0.24372 | 0.26351 | 0.26351 | 0.88663 | 0.34492 | 0.07644 | 0.3674 | 0.66692 | 0.65688 | 0.85008 | 0.010088 | 0.0013328 | 0.076446 | 0.33518 | 0.65688 | 0 | 0 | 0.85 | 0.85 | 0.85 | 0.85 | 0.88663 | 0.010088 | 0.4158 | 0.25718 | 0.0094141
2025-06-08 16:00 | 43630.1221 | 37281.7945 | 6189.0977 | 159.2299 | 0.27951 | 0.078054 | 0.078509 | 0.06983 | 159 | 16 | Spring | 0.24178 | 0.27908 | 0.27908 | 0.87629 | 0.34371 | 0.078509 | 0.27951 | 0.67652 | 0.66614 | 0.85008 | 0.010018 | 0.0013328 | 0.06983 | 0.36047 | 0.66614 | 0 | 0 | 0.85 | 0.85 | 0.85 | 0.85 | 0.87629 | 0.010018 | 0.43848 | 0.19566 | 0.0092363
2025-06-08 17:00 | 43569.7431 | 39285.4506 | 4120.3408 | 163.9517 | 0.18608 | 0.080369 | 0.081301 | 0.063509 | 159 | 17 | Spring | 0.24363 | 0.29823 | 0.29823 | 0.87688 | 0.36264 | 0.081301 | 0.18608 | 0.6679 | 0.66614 | 0.85008 | 0.010018 | 0.0035317 | 0.063509 | 0.37417 | 0.66614 | 0 | 0 | 0.85 | 0.85 | 0.85 | 0.85 | 0.87688 | 0.010018 | 0.48342 | 0.13026 | 0.28272
2025-06-08 18:00 | 43806.7696 | 41687.6147 | 1950.8009 | 168.354 | 0.088102 | 0.082526 | 0.083893 | 0.05783 | 159 | 18 | Spring | 0.25066 | 0.31384 | 0.31384 | 0.87696 | 0.40118 | 0.083893 | 0.088102 | 0.58773 | 0.66614 | 0.85008 | 0.010158 | 0.027398 | 0.05783 | 0.3962 | 0.66614 | 0 | 0 | 0.85 | 0.85 | 0.85 | 0.85 | 0.87696 | 0.010158 | 0.50599 | 0.061671 | 0.42211
2025-06-08 19:00 | 45323.7619 | 44873.5929 | 271.8663 | 178.3027 | 0.012278 | 0.087403 | 0.089237 | 0.054268 | 159 | 19 | Spring | 0.26664 | 0.33067 | 0.33067 | 0.8775 | 0.42487 | 0.089237 | 0.012278 | 0.23069 | 0.66641 | 0.85008 | 0.010612 | 0.027398 | 0.054268 | 0.41363 | 0.66641 | 0 | 0 | 0.85 | 0.85 | 0.85 | 0.85 | 0.8775 | 0.010612 | 0.52452 | 0.0085946 | 0.39185
2025-06-08 20:00 | 42962.8241 | 42784.806 | 0 | 178.0181 | 0 | 0.087264 | 0.089116 | 0.053786 | 159 | 20 | Spring | 0.28392 | 0.33907 | 0.33907 | 0.87706 | 0.44583 | 0.089116 | 0 | 0 | 0.66641 | 0.85008 | 0.010717 | 0.013216 | 0.053786 | 0.41376 | 0.66641 | 0 | 0 | 0.85 | 0.85 | 0.85 | 0.85 | 0.87706 | 0.010717 | 0.52178 | 0 | 0.34357
2025-06-08 21:00 | 40174.549 | 40003.2669 | 0 | 171.2821 | 0 | 0.083962 | 0.08556 | 0.055071 | 159 | 21 | Spring | 0.28852 | 0.33774 | 0.33774 | 0.87764 | 0.44688 | 0.08556 | 0 | 0 | 0.66641 | 0.85008 | 0.010682 | 0.0013328 | 0.055071 | 0.40821 | 0.66641 | 0 | 0 | 0.85 | 0.85 | 0.85 | 0.85 | 0.87764 | 0.010682 | 0.49219 | 0 | 0.10075
2025-06-08 22:00 | 37375.1997 | 37208.0346 | 0 | 167.1651 | 0 | 0.081944 | 0.08335 | 0.056518 | 159 | 22 | Spring | 0.27883 | 0.33192 | 0.33192 | 0.87863 | 0.45017 | 0.08335 | 0 | 0 | 0.66641 | 0.85008 | 0.010717 | 0.0013328 | 0.056518 | 0.36384 | 0.66641 | 0 | 0 | 0.85 | 0.85 | 0.85 | 0.85 | 0.87863 | 0.010717 | 0.43629 | 0 | 0.081544
2025-06-08 23:00 | 34214.4453 | 34052.6278 | 0 | 161.8175 | 0 | 0.079322 | 0.080216 | 0.063161 | 159 | 23 | Spring | 0.26601 | 0.32932 | 0.32932 | 0.87267 | 0.42104 | 0.080216 | 0 | 0 | 0.65528 | 0.85008 | 0.011973 | 0.0013328 | 0.063161 | 0.30433 | 0.65528 | 0 | 0 | 0.85 | 0.85 | 0.85 | 0.85 | 0.87267 | 0.011973 | 0.38142 | 0 | 0.039465
2025-06-09 00:00 | 54653.3389 | 54488.622 | 0 | 164.7169 | 0 | 0.080744 | 0.081161 | 0.073205 | 160 | 0 | Summer | 0.55471 | 0.48104 | 0.48104 | 0.94878 | 0.35614 | 0.081161 | 0 | 0 | 0.66443 | 0.85008 | 0.012218 | 0.019437 | 0.073205 | 0.52743 | 0.66443 | 0 | 0 | 0.85 | 0.85 | 0.85 | 0.85 | 0.94878 | 0.012218 | 0.59514 | 0 | 0.042639
2025-06-09 01:00 | 54036.7088 | 53857.4051 | 0 | 179.3037 | 0 | 0.087894 | 0.087951 | 0.086866 | 160 | 1 | Summer | 0.51573 | 0.45924 | 0.45924 | 0.94906 | 0.29865 | 0.087951 | 0 | 0 | 0.66443 | 0.85008 | 0.012287 | 0.019437 | 0.086866 | 0.48331 | 0.66443 | 0 | 0 | 0.85 | 0.85 | 0.85 | 0.85 | 0.94906 | 0.012287 | 0.55167 | 0 | 0
2025-06-09 02:00 | 53919.3586 | 53731.8808 | 0 | 187.4778 | 0 | 0.091901 | 0.091326 | 0.10229 | 160 | 2 | Summer | 0.47769 | 0.44425 | 0.44425 | 0.94941 | 0.25138 | 0.091326 | 0 | 0 | 0.66443 | 0.85008 | 0.012567 | 0.019191 | 0.10229 | 0.46524 | 0.66443 | 0 | 0 | 0.85 | 0.85 | 0.85 | 0.85 | 0.94941 | 0.012567 | 0.53289 | 0 | 0
2025-06-09 03:00 | 53922.409 | 53730.7763 | 0 | 191.6326 | 0 | 0.093938 | 0.092893 | 0.11282 | 160 | 3 | Summer | 0.46012 | 0.43819 | 0.43819 | 0.9491 | 0.22464 | 0.092893 | 0 | 0 | 0.66443 | 0.85008 | 0.012532 | 0.01917 | 0.11282 | 0.45789 | 0.66443 | 0 | 0 | 0.85 | 0.85 | 0.85 | 0.85 | 0.9491 | 0.012532 | 0.52986 | 0 | 0
2025-06-09 04:00 | 54440.0498 | 54246.1495 | 0 | 193.9003 | 0 | 0.095049 | 0.093817 | 0.11732 | 160 | 4 | Summer | 0.44971 | 0.43054 | 0.43054 | 0.94949 | 0.2044 | 0.093817 | 0 | 0 | 0.66443 | 0.85008 | 0.012532 | 0.01917 | 0.11732 | 0.46405 | 0.66443 | 0 | 0 | 0.85 | 0.85 | 0.85 | 0.85 | 0.94949 | 0.012532 | 0.53565 | 0 | 0
2025-06-09 05:00 | 58165.8816 | 57649.8655 | 317.8336 | 198.1825 | 0.014354 | 0.097148 | 0.096087 | 0.11633 | 160 | 5 | Summer | 0.45811 | 0.44299 | 0.44299 | 0.94957 | 0.18921 | 0.096087 | 0.014354 | 0 | 0.66443 | 0.85008 | 0.012567 | 0.01917 | 0.11633 | 0.49226 | 0.66443 | 0 | 0 | 0.85 | 0.85 | 0.85 | 0.85 | 0.94957 | 0.012567 | 0.54922 | 0.010048 | 0
2025-06-09 06:00 | 62536.3335 | 60160.6861 | 2203.4029 | 172.2446 | 0.09951 | 0.084434 | 0.083933 | 0.093482 | 160 | 6 | Summer | 0.48774 | 0.45859 | 0.45859 | 0.94971 | 0.19102 | 0.083933 | 0.09951 | 0 | 0.66443 | 0.85008 | 0.012532 | 0.018904 | 0.093482 | 0.49923 | 0.66443 | 0 | 0 | 0.85 | 0.85 | 0.85 | 0.85 | 0.94971 | 0.012532 | 0.5429 | 0.069657 | 0
2025-06-09 07:00 | 68970.1748 | 63963.0561 | 4827.9174 | 179.2012 | 0.21804 | 0.087844 | 0.088212 | 0.081187 | 160 | 7 | Summer | 0.5162 | 0.46934 | 0.46934 | 0.95016 | 0.20898 | 0.088212 | 0.21804 | 0 | 0.66478 | 0.85008 | 0.012392 | 0.018904 | 0.081187 | 0.50879 | 0.66478 | 0 | 0 | 0.85 | 0.85 | 0.85 | 0.85 | 0.95016 | 0.012392 | 0.545 | 0.15263 | 0
2025-06-09 08:00 | 70490.7272 | 62612.011 | 7689.8304 | 188.8857 | 0.34729 | 0.092591 | 0.092933 | 0.086411 | 160 | 8 | Summer | 0.5354 | 0.4736 | 0.4736 | 0.95052 | 0.22514 | 0.092933 | 0.34729 | 0.19439 | 0.66478 | 0.85008 | 0.012602 | 0.018904 | 0.086411 | 0.53361 | 0.66478 | 0 | 0 | 0.85 | 0.85 | 0.85 | 0.85 | 0.95052 | 0.012602 | 0.54288 | 0.2431 | 0
2025-06-09 09:00 | 70673.7663 | 60614.2912 | 9865.8905 | 193.5846 | 0.44556 | 0.094894 | 0.095002 | 0.092946 | 160 | 9 | Summer | 0.54581 | 0.4857 | 0.4857 | 0.94978 | 0.24893 | 0.095002 | 0.44556 | 0.50389 | 0.66478 | 0.85008 | 0.014382 | 0.018904 | 0.092946 | 0.56932 | 0.66478 | 0 | 0 | 0.85 | 0.85 | 0.85 | 0.85 | 0.94978 | 0.014382 | 0.55471 | 0.31189 | 0
2025-06-09 10:00 | 70318.4042 | 58679.3491 | 11443.1994 | 195.8557 | 0.5168 | 0.096008 | 0.096007 | 0.096027 | 160 | 10 | Summer | 0.56661 | 0.50285 | 0.50285 | 0.94712 | 0.26186 | 0.096007 | 0.5168 | 0.61316 | 0.66501 | 0.85008 | 0.014068 | 0.018915 | 0.096027 | 0.61473 | 0.66501 | 0 | 0 | 0.85 | 0.85 | 0.85 | 0.85 | 0.94712 | 0.014068 | 0.60127 | 0.36176 | 0
2025-06-09 11:00 | 69087.567 | 56214.4222 | 12676.8435 | 196.3013 | 0.57251 | 0.096226 | 0.096388 | 0.093295 | 160 | 11 | Summer | 0.60096 | 0.52041 | 0.52041 | 0.94453 | 0.27752 | 0.096388 | 0.57251 | 0.62169 | 0.6656 | 0.85008 | 0.014417 | 0.023029 | 0.093295 | 0.67643 | 0.6656 | 0 | 0 | 0.85 | 0.85 | 0.85 | 0.85 | 0.94453 | 0.014417 | 0.64142 | 0.40076 | 0.0015394
2025-06-09 12:00 | 69256.3625 | 56143.2715 | 12920.5056 | 192.5854 | 0.58352 | 0.094405 | 0.094721 | 0.088687 | 160 | 12 | Summer | 0.62291 | 0.53799 | 0.53799 | 0.94362 | 0.31341 | 0.094721 | 0.58352 | 0.62222 | 0.6656 | 0.85008 | 0.013928 | 0.037669 | 0.088687 | 0.70982 | 0.6656 | 0 | 0 | 0.85 | 0.85 | 0.85 | 0.85 | 0.94362 | 0.013928 | 0.67439 | 0.40846 | 0.13423
2025-06-09 13:00 | 69339.1317 | 56838.7217 | 12313.103 | 187.3069 | 0.55608 | 0.091817 | 0.09235 | 0.082179 | 160 | 13 | Summer | 0.63006 | 0.55564 | 0.55564 | 0.9422 | 0.37114 | 0.09235 | 0.55608 | 0.63828 | 0.6656 | 0.85008 | 0.014242 | 0.073749 | 0.082179 | 0.73201 | 0.6656 | 0 | 0 | 0.85 | 0.85 | 0.85 | 0.85 | 0.9422 | 0.014242 | 0.69376 | 0.38926 | 0.25305
2025-06-09 14:00 | 69323.6851 | 57896.086 | 11236.9646 | 190.6345 | 0.50748 | 0.093448 | 0.094359 | 0.076982 | 160 | 14 | Summer | 0.6488 | 0.56826 | 0.56826 | 0.9398 | 0.41215 | 0.094359 | 0.50748 | 0.63061 | 0.66582 | 0.85008 | 0.014033 | 0.099397 | 0.076982 | 0.74849 | 0.66582 | 0 | 0 | 0.85 | 0.85 | 0.85 | 0.85 | 0.9398 | 0.014033 | 0.70785 | 0.35524 | 0.30697
2025-06-09 15:00 | 69833.4784 | 59959.9156 | 9678.9232 | 194.6395 | 0.43712 | 0.095412 | 0.096529 | 0.075214 | 160 | 15 | Summer | 0.65735 | 0.56817 | 0.56817 | 0.93752 | 0.45803 | 0.096529 | 0.43712 | 0.64444 | 0.66641 | 0.85008 | 0.013928 | 0.12232 | 0.075214 | 0.75815 | 0.66641 | 0 | 0 | 0.85 | 0.85 | 0.85 | 0.85 | 0.93752 | 0.013928 | 0.71964 | 0.30598 | 0.37998
2025-06-09 16:00 | 72028.5913 | 64144.4825 | 7680.019 | 204.0897 | 0.34685 | 0.10004 | 0.10115 | 0.080062 | 160 | 16 | Summer | 0.66113 | 0.57399 | 0.57399 | 0.93651 | 0.48967 | 0.10115 | 0.34685 | 0.62638 | 0.66641 | 0.85008 | 0.013195 | 0.14338 | 0.080062 | 0.76334 | 0.66641 | 0 | 0 | 0.85 | 0.85 | 0.85 | 0.85 | 0.93651 | 0.013195 | 0.72909 | 0.24279 | 0.58653
2025-06-09 17:00 | 73878.9596 | 68615.8245 | 5041.6489 | 221.4862 | 0.22769 | 0.10857 | 0.10967 | 0.088768 | 160 | 17 | Summer | 0.65876 | 0.57144 | 0.57144 | 0.93752 | 0.50401 | 0.10967 | 0.22769 | 0.5801 | 0.66641 | 0.85008 | 0.01309 | 0.20336 | 0.088768 | 0.76686 | 0.66641 | 0 | 0 | 0.85 | 0.85 | 0.85 | 0.85 | 0.93752 | 0.01309 | 0.74086 | 0.15938 | 0.64515
2025-06-09 18:00 | 75011.4384 | 72471.9326 | 2295.7291 | 243.7766 | 0.10368 | 0.1195 | 0.12066 | 0.098571 | 160 | 18 | Summer | 0.65784 | 0.57543 | 0.57543 | 0.9378 | 0.50368 | 0.12066 | 0.10368 | 0.50952 | 0.66641 | 0.85008 | 0.012846 | 0.22688 | 0.098571 | 0.77618 | 0.66641 | 0 | 0 | 0.85 | 0.85 | 0.85 | 0.85 | 0.9378 | 0.012846 | 0.75295 | 0.072576 | 0.64577
2025-06-09 19:00 | 74244.2137 | 73651.474 | 315.7559 | 276.9838 | 0.01426 | 0.13578 | 0.13713 | 0.11132 | 160 | 19 | Summer | 0.65654 | 0.58215 | 0.58215 | 0.93722 | 0.47421 | 0.13713 | 0.01426 | 0.33059 | 0.66641 | 0.85008 | 0.011205 | 0.20175 | 0.11132 | 0.77565 | 0.66641 | 0 | 0 | 0.85 | 0.85 | 0.85 | 0.85 | 0.93722 | 0.011205 | 0.76424 | 0.0099821 | 0.70485
2025-06-09 20:00 | 69666.8673 | 69380.4693 | 0 | 286.398 | 0 | 0.14039 | 0.14137 | 0.12273 | 160 | 20 | Summer | 0.6677 | 0.58557 | 0.58557 | 0.93506 | 0.44805 | 0.14137 | 0 | 0.065097 | 0.66641 | 0.85008 | 0.01131 | 0.13977 | 0.12273 | 0.77193 | 0.66641 | 0 | 0 | 0.85 | 0.85 | 0.85 | 0.85 | 0.93506 | 0.01131 | 0.76712 | 0 | 0.71244
2025-06-09 21:00 | 65737.3682 | 65461.1557 | 0 | 276.2125 | 0 | 0.1354 | 0.13596 | 0.12517 | 160 | 21 | Summer | 0.65116 | 0.57136 | 0.57136 | 0.93281 | 0.42034 | 0.13596 | 0 | 0 | 0.66641 | 0.85008 | 0.011415 | 0.067558 | 0.12517 | 0.74633 | 0.66641 | 0 | 0 | 0.85 | 0.85 | 0.85 | 0.85 | 0.93281 | 0.011415 | 0.74851 | 0 | 0.38078
2025-06-09 22:00 | 60505.8777 | 60250.9638 | 0 | 254.9139 | 0 | 0.12496 | 0.12487 | 0.12646 | 160 | 22 | Summer | 0.61469 | 0.5457 | 0.5457 | 0.9302 | 0.41049 | 0.12487 | 0 | 0 | 0.6656 | 0.85008 | 0.011659 | 0.03136 | 0.12646 | 0.66421 | 0.6656 | 0 | 0 | 0.85 | 0.85 | 0.85 | 0.85 | 0.9302 | 0.011659 | 0.69584 | 0 | 0.15401
2025-06-09 23:00 | 56446.3156 | 56215.5257 | 0 | 230.7899 | 0 | 0.11313 | 0.11244 | 0.12565 | 160 | 23 | Summer | 0.59142 | 0.54754 | 0.54754 | 0.91095 | 0.36743 | 0.11244 | 0 | 0 | 0.66219 | 0.85008 | 0.011938 | 0.024002 | 0.12565 | 0.58272 | 0.66219 | 0 | 0 | 0.85 | 0.85 | 0.85 | 0.85 | 0.91095 | 0.011938 | 0.6334 | 0 | 0.13531
2025-06-10 00:00 | 54653.3389 | 54423.1805 | 0 | 230.1584 | 0 | 0.11282 | 0.11246 | 0.11938 | 161 | 0 | Summer | 0.55471 | 0.48104 | 0.48104 | 0.94878 | 0.35614 | 0.11246 | 0 | 0 | 0.66443 | 0.85008 | 0.012218 | 0.019437 | 0.11938 | 0.52743 | 0.66443 | 0 | 0 | 0.85 | 0.85 | 0.85 | 0.85 | 0.94878 | 0.012218 | 0.59514 | 0 | 0.042639
2025-06-10 01:00 | 54036.7088 | 53795.7374 | 0 | 240.9713 | 0 | 0.11812 | 0.11804 | 0.11954 | 161 | 1 | Summer | 0.51573 | 0.45924 | 0.45924 | 0.94906 | 0.29865 | 0.11804 | 0 | 0 | 0.66443 | 0.85008 | 0.012287 | 0.019437 | 0.11954 | 0.48331 | 0.66443 | 0 | 0 | 0.85 | 0.85 | 0.85 | 0.85 | 0.94906 | 0.012287 | 0.55167 | 0 | 0
2025-06-10 02:00 | 53919.3586 | 53672.0781 | 0 | 247.2805 | 0 | 0.12122 | 0.1207 | 0.13061 | 161 | 2 | Summer | 0.47769 | 0.44425 | 0.44425 | 0.94941 | 0.25138 | 0.1207 | 0 | 0 | 0.66443 | 0.85008 | 0.012567 | 0.019191 | 0.13061 | 0.46524 | 0.66443 | 0 | 0 | 0.85 | 0.85 | 0.85 | 0.85 | 0.94941 | 0.012567 | 0.53289 | 0 | 0
2025-06-10 03:00 | 53922.409 | 53663.488 | 0 | 258.921 | 0 | 0.12692 | 0.12588 | 0.14577 | 161 | 3 | Summer | 0.46012 | 0.43819 | 0.43819 | 0.9491 | 0.22464 | 0.12588 | 0 | 0 | 0.66443 | 0.85008 | 0.012532 | 0.01917 | 0.14577 | 0.45789 | 0.66443 | 0 | 0 | 0.85 | 0.85 | 0.85 | 0.85 | 0.9491 | 0.012532 | 0.52986 | 0 | 0
2025-06-10 04:00 | 54440.0498 | 54177.6783 | 0 | 262.3714 | 0 | 0.12861 | 0.12749 | 0.14898 | 161 | 4 | Summer | 0.44971 | 0.43054 | 0.43054 | 0.94949 | 0.2044 | 0.12749 | 0 | 0 | 0.66443 | 0.85008 | 0.012532 | 0.01917 | 0.14898 | 0.46405 | 0.66443 | 0 | 0 | 0.85 | 0.85 | 0.85 | 0.85 | 0.94949 | 0.012532 | 0.53565 | 0 | 0
2025-06-10 05:00 | 58165.8816 | 57549.8982 | 350.0478 | 265.9355 | 0.015809 | 0.13036 | 0.12952 | 0.14563 | 161 | 5 | Summer | 0.45811 | 0.44299 | 0.44299 | 0.94957 | 0.18921 | 0.12952 | 0.015809 | 0 | 0.66443 | 0.85008 | 0.012567 | 0.01917 | 0.14563 | 0.49226 | 0.66443 | 0 | 0 | 0.85 | 0.85 | 0.85 | 0.85 | 0.94957 | 0.012567 | 0.54922 | 0.011066 | 0
2025-06-10 06:00 | 63018.5933 | 60507.0874 | 2271.3599 | 240.146 | 0.10258 | 0.11772 | 0.11728 | 0.12562 | 161 | 6 | Summer | 0.48774 | 0.45859 | 0.45859 | 0.94971 | 0.19102 | 0.11728 | 0.10258 | 0 | 0.66443 | 0.85008 | 0.012532 | 0.018904 | 0.12562 | 0.49923 | 0.66443 | 0 | 0 | 0.85 | 0.85 | 0.85 | 0.85 | 0.94971 | 0.012532 | 0.5429 | 0.071805 | 0
2025-06-10 07:00 | 70212.08 | 65023.0818 | 4971.0396 | 217.9587 | 0.2245 | 0.10684 | 0.10702 | 0.10371 | 161 | 7 | Summer | 0.5162 | 0.46934 | 0.46934 | 0.95016 | 0.20898 | 0.10702 | 0.2245 | 0 | 0.66478 | 0.85008 | 0.012392 | 0.018904 | 0.10371 | 0.50879 | 0.66478 | 0 | 0 | 0.85 | 0.85 | 0.85 | 0.85 | 0.95016 | 0.012392 | 0.545 | 0.15715 | 0
2025-06-10 08:00 | 72027.7646 | 64230.2308 | 7578.9642 | 218.5695 | 0.34228 | 0.10714 | 0.10746 | 0.10144 | 161 | 8 | Summer | 0.5354 | 0.4736 | 0.4736 | 0.95052 | 0.22514 | 0.10746 | 0.34228 | 0.19439 | 0.66478 | 0.85008 | 0.012602 | 0.018904 | 0.10144 | 0.53361 | 0.66478 | 0 | 0 | 0.85 | 0.85 | 0.85 | 0.85 | 0.95052 | 0.012602 | 0.54288 | 0.2396 | 0
2025-06-10 09:00 | 72358.6187 | 62199.3639 | 9933.9919 | 225.2629 | 0.44864 | 0.11042 | 0.11051 | 0.10883 | 161 | 9 | Summer | 0.54581 | 0.4857 | 0.4857 | 0.94978 | 0.24893 | 0.11051 | 0.44864 | 0.50389 | 0.66478 | 0.85008 | 0.014382 | 0.018904 | 0.10883 | 0.56932 | 0.66478 | 0 | 0 | 0.85 | 0.85 | 0.85 | 0.85 | 0.94978 | 0.014382 | 0.55471 | 0.31405 | 0
2025-06-10 10:00 | 71856.3389 | 59650.0817 | 11970.4728 | 235.7845 | 0.54061 | 0.11558 | 0.11585 | 0.11062 | 161 | 10 | Summer | 0.56661 | 0.50285 | 0.50285 | 0.94712 | 0.26186 | 0.11585 | 0.54061 | 0.61316 | 0.66501 | 0.85008 | 0.014068 | 0.018915 | 0.11062 | 0.61473 | 0.66501 | 0 | 0 | 0.85 | 0.85 | 0.85 | 0.85 | 0.94712 | 0.014068 | 0.60127 | 0.37843 | 0
2025-06-10 11:00 | 70601.7833 | 57022.1579 | 13331.7095 | 247.9159 | 0.60209 | 0.12153 | 0.12206 | 0.11186 | 161 | 11 | Summer | 0.60096 | 0.52041 | 0.52041 | 0.94453 | 0.27752 | 0.12206 | 0.60209 | 0.62169 | 0.6656 | 0.85008 | 0.014417 | 0.023029 | 0.11186 | 0.67643 | 0.6656 | 0 | 0 | 0.85 | 0.85 | 0.85 | 0.85 | 0.94453 | 0.014417 | 0.64142 | 0.42146 | 0.0015394
2025-06-10 12:00 | 70962.0777 | 56923.3768 | 13773.7508 | 264.9501 | 0.62205 | 0.12988 | 0.13078 | 0.11354 | 161 | 12 | Summer | 0.62291 | 0.53799 | 0.53799 | 0.94362 | 0.31341 | 0.13078 | 0.62205 | 0.62222 | 0.6656 | 0.85008 | 0.013928 | 0.037669 | 0.11354 | 0.70982 | 0.6656 | 0 | 0 | 0.85 | 0.85 | 0.85 | 0.85 | 0.94362 | 0.013928 | 0.67439 | 0.43544 | 0.13423
2025-06-10 13:00 | 71219.2878 | 58054.6257 | 12883.6419 | 281.0202 | 0.58185 | 0.13776 | 0.13894 | 0.11638 | 161 | 13 | Summer | 0.63006 | 0.55564 | 0.55564 | 0.9422 | 0.37114 | 0.13894 | 0.58185 | 0.63828 | 0.6656 | 0.85008 | 0.014242 | 0.073749 | 0.11638 | 0.73201 | 0.6656 | 0 | 0 | 0.85 | 0.85 | 0.85 | 0.85 | 0.9422 | 0.014242 | 0.69376 | 0.4073 | 0.25305
2025-06-10 14:00 | 71320.6079 | 59920.6242 | 11101.2627 | 298.721 | 0.50136 | 0.14643 | 0.14772 | 0.12321 | 161 | 14 | Summer | 0.6488 | 0.56826 | 0.56826 | 0.9398 | 0.41215 | 0.14772 | 0.50136 | 0.63061 | 0.66582 | 0.85008 | 0.014033 | 0.099397 | 0.12321 | 0.74849 | 0.66582 | 0 | 0 | 0.85 | 0.85 | 0.85 | 0.85 | 0.9398 | 0.014033 | 0.70785 | 0.35095 | 0.30697
2025-06-10 15:00 | 71904.3301 | 62761.2923 | 8823.56 | 319.4779 | 0.39849 | 0.15661 | 0.15822 | 0.12739 | 161 | 15 | Summer | 0.65735 | 0.56817 | 0.56817 | 0.93752 | 0.45803 | 0.15822 | 0.39849 | 0.64444 | 0.66641 | 0.85008 | 0.013928 | 0.12232 | 0.12739 | 0.75815 | 0.66641 | 0 | 0 | 0.85 | 0.85 | 0.85 | 0.85 | 0.93752 | 0.013928 | 0.71964 | 0.27894 | 0.37998
2025-06-10 16:00 | 74358.6434 | 67720.8501 | 6323.429 | 314.3643 | 0.28558 | 0.1541 | 0.15587 | 0.12206 | 161 | 16 | Summer | 0.66113 | 0.57399 | 0.57399 | 0.93651 | 0.48967 | 0.15587 | 0.28558 | 0.62638 | 0.66641 | 0.85008 | 0.013195 | 0.14338 | 0.12206 | 0.76334 | 0.66641 | 0 | 0 | 0.85 | 0.85 | 0.85 | 0.85 | 0.93651 | 0.013195 | 0.72909 | 0.19991 | 0.58653
2025-06-10 17:00 | 76167.0408 | 71895.8829 | 3977.1186 | 294.0394 | 0.17961 | 0.14414 | 0.14583 | 0.11357 | 161 | 17 | Summer | 0.65876 | 0.57144 | 0.57144 | 0.93752 | 0.50401 | 0.14583 | 0.17961 | 0.5801 | 0.66641 | 0.85008 | 0.01309 | 0.20336 | 0.11357 | 0.76686 | 0.66641 | 0 | 0 | 0.85 | 0.85 | 0.85 | 0.85 | 0.93752 | 0.01309 | 0.74086 | 0.12573 | 0.64515
2025-06-10 18:00 | 76958.6217 | 74763.7678 | 1904.0622 | 290.7917 | 0.085991 | 0.14254 | 0.14432 | 0.11044 | 161 | 18 | Summer | 0.65784 | 0.57543 | 0.57543 | 0.9378 | 0.50368 | 0.14432 | 0.085991 | 0.50952 | 0.66641 | 0.85008 | 0.012846 | 0.22688 | 0.11044 | 0.77618 | 0.66641 | 0 | 0 | 0.85 | 0.85 | 0.85 | 0.85 | 0.9378 | 0.012846 | 0.75295 | 0.060194 | 0.64577
2025-06-10 19:00 | 76896.3564 | 76323.5383 | 278.518 | 294.3001 | 0.012578 | 0.14426 | 0.14601 | 0.11274 | 161 | 19 | Summer | 0.65654 | 0.58215 | 0.58215 | 0.93722 | 0.47421 | 0.14601 | 0.012578 | 0.33059 | 0.66641 | 0.85008 | 0.011205 | 0.20175 | 0.11274 | 0.77565 | 0.66641 | 0 | 0 | 0.85 | 0.85 | 0.85 | 0.85 | 0.93722 | 0.011205 | 0.76424 | 0.0088049 | 0.70485
2025-06-10 20:00 | 72878.2937 | 72578.4999 | 0 | 299.7937 | 0 | 0.14696 | 0.14842 | 0.12054 | 161 | 20 | Summer | 0.6677 | 0.58557 | 0.58557 | 0.93506 | 0.44805 | 0.14842 | 0 | 0.065097 | 0.66641 | 0.85008 | 0.01131 | 0.13977 | 0.12054 | 0.77193 | 0.66641 | 0 | 0 | 0.85 | 0.85 | 0.85 | 0.85 | 0.93506 | 0.01131 | 0.76712 | 0 | 0.71244
2025-06-10 21:00 | 69022.6809 | 68720.7526 | 0 | 301.9283 | 0 | 0.148 | 0.14918 | 0.1267 | 161 | 21 | Summer | 0.65116 | 0.57136 | 0.57136 | 0.93281 | 0.42034 | 0.14918 | 0 | 0 | 0.66641 | 0.85008 | 0.011415 | 0.067558 | 0.1267 | 0.74633 | 0.66641 | 0 | 0 | 0.85 | 0.85 | 0.85 | 0.85 | 0.93281 | 0.011415 | 0.74851 | 0 | 0.38078
2025-06-10 22:00 | 63853.5767 | 63553.4049 | 0 | 300.1719 | 0 | 0.14714 | 0.14824 | 0.12734 | 161 | 22 | Summer | 0.61469 | 0.5457 | 0.5457 | 0.9302 | 0.41049 | 0.14824 | 0 | 0 | 0.6656 | 0.85008 | 0.011659 | 0.03136 | 0.12734 | 0.66421 | 0.6656 | 0 | 0 | 0.85 | 0.85 | 0.85 | 0.85 | 0.9302 | 0.011659 | 0.69584 | 0 | 0.15401
2025-06-10 23:00 | 58596.2444 | 58303.7189 | 0 | 292.5254 | 0 | 0.14339 | 0.14404 | 0.13173 | 161 | 23 | Summer | 0.59142 | 0.54754 | 0.54754 | 0.91095 | 0.36743 | 0.14404 | 0 | 0 | 0.66219 | 0.85008 | 0.011938 | 0.024002 | 0.13173 | 0.58272 | 0.66219 | 0 | 0 | 0.85 | 0.85 | 0.85 | 0.85 | 0.91095 | 0.011938 | 0.6334 | 0 | 0.13531
2025-06-11 00:00 | 55635.6933 | 55344.613 | 0 | 291.0803 | 0 | 0.14269 | 0.14334 | 0.13093 | 162 | 0 | Summer | 0.55471 | 0.48104 | 0.48104 | 0.94878 | 0.35614 | 0.14334 | 0 | 0 | 0.66443 | 0.85008 | 0.012218 | 0.019437 | 0.13093 | 0.52743 | 0.66443 | 0 | 0 | 0.85 | 0.85 | 0.85 | 0.85 | 0.94878 | 0.012218 | 0.59514 | 0 | 0.042639
2025-06-11 01:00 | 54046.8226 | 53761.9018 | 0 | 284.9208 | 0 | 0.13967 | 0.1404 | 0.12635 | 162 | 1 | Summer | 0.51573 | 0.45924 | 0.45924 | 0.94906 | 0.29865 | 0.1404 | 0 | 0 | 0.66443 | 0.85008 | 0.012287 | 0.019437 | 0.12635 | 0.48331 | 0.66443 | 0 | 0 | 0.85 | 0.85 | 0.85 | 0.85 | 0.94906 | 0.012287 | 0.55167 | 0 | 0
2025-06-11 02:00 | 53919.3586 | 53626.39 | 0 | 292.9686 | 0 | 0.14361 | 0.14519 | 0.11518 | 162 | 2 | Summer | 0.47769 | 0.44425 | 0.44425 | 0.94941 | 0.25138 | 0.14519 | 0 | 0 | 0.66443 | 0.85008 | 0.012567 | 0.019191 | 0.11518 | 0.46524 | 0.66443 | 0 | 0 | 0.85 | 0.85 | 0.85 | 0.85 | 0.94941 | 0.012567 | 0.53289 | 0 | 0
2025-06-11 03:00 | 53922.409 | 53624.1122 | 0 | 298.2968 | 0 | 0.14622 | 0.1484 | 0.1069 | 162 | 3 | Summer | 0.46012 | 0.43819 | 0.43819 | 0.9491 | 0.22464 | 0.1484 | 0 | 0 | 0.66443 | 0.85008 | 0.012532 | 0.01917 | 0.1069 | 0.45789 | 0.66443 | 0 | 0 | 0.85 | 0.85 | 0.85 | 0.85 | 0.9491 | 0.012532 | 0.52986 | 0 | 0
2025-06-11 04:00 | 54440.0498 | 54129.4634 | 0 | 310.5863 | 0 | 0.15225 | 0.15487 | 0.10489 | 162 | 4 | Summer | 0.44971 | 0.43054 | 0.43054 | 0.94949 | 0.2044 | 0.15487 | 0 | 0 | 0.66443 | 0.85008 | 0.012532 | 0.01917 | 0.10489 | 0.46405 | 0.66443 | 0 | 0 | 0.85 | 0.85 | 0.85 | 0.85 | 0.94949 | 0.012532 | 0.53565 | 0 | 0
2025-06-11 05:00 | 58165.8816 | 57484.4854 | 369.2644 | 312.1317 | 0.016677 | 0.15301 | 0.15575 | 0.10337 | 162 | 5 | Summer | 0.45811 | 0.44299 | 0.44299 | 0.94957 | 0.18921 | 0.15575 | 0.016677 | 0 | 0.66443 | 0.85008 | 0.012567 | 0.01917 | 0.10337 | 0.49226 | 0.66443 | 0 | 0 | 0.85 | 0.85 | 0.85 | 0.85 | 0.94957 | 0.012567 | 0.54922 | 0.011674 | 0
2025-06-11 06:00 | 64466.0128 | 61950.5049 | 2240.0248 | 275.483 | 0.10116 | 0.13504 | 0.13735 | 0.093295 | 162 | 6 | Summer | 0.48774 | 0.45859 | 0.45859 | 0.94971 | 0.19102 | 0.13735 | 0.10116 | 0 | 0.66443 | 0.85008 | 0.012532 | 0.018904 | 0.093295 | 0.49923 | 0.66443 | 0 | 0 | 0.85 | 0.85 | 0.85 | 0.85 | 0.94971 | 0.012532 | 0.5429 | 0.070815 | 0
2025-06-11 07:00 | 71656.9223 | 66649.2827 | 4768.9189 | 238.7207 | 0.21537 | 0.11702 | 0.11889 | 0.08325 | 162 | 7 | Summer | 0.5162 | 0.46934 | 0.46934 | 0.95016 | 0.20898 | 0.11889 | 0.21537 | 0 | 0.66478 | 0.85008 | 0.012392 | 0.018904 | 0.08325 | 0.50879 | 0.66478 | 0 | 0 | 0.85 | 0.85 | 0.85 | 0.85 | 0.95016 | 0.012392 | 0.545 | 0.15076 | 0
2025-06-11 08:00 | 73472.5797 | 65685.6709 | 7569.857 | 217.0519 | 0.34187 | 0.1064 | 0.10772 | 0.082527 | 162 | 8 | Summer | 0.5354 | 0.4736 | 0.4736 | 0.95052 | 0.22514 | 0.10772 | 0.34187 | 0.19439 | 0.66478 | 0.85008 | 0.012602 | 0.018904 | 0.082527 | 0.53361 | 0.66478 | 0 | 0 | 0.85 | 0.85 | 0.85 | 0.85 | 0.95052 | 0.012602 | 0.54288 | 0.23931 | 0
2025-06-11 09:00 | 73453.5961 | 62910.7073 | 10342.1611 | 200.7277 | 0.46707 | 0.098396 | 0.099321 | 0.08167 | 162 | 9 | Summer | 0.54581 | 0.4857 | 0.4857 | 0.94978 | 0.24893 | 0.099321 | 0.46707 | 0.50389 | 0.66478 | 0.85008 | 0.014382 | 0.018904 | 0.08167 | 0.56932 | 0.66478 | 0 | 0 | 0.85 | 0.85 | 0.85 | 0.85 | 0.94978 | 0.014382 | 0.55471 | 0.32695 | 0
2025-06-11 10:00 | 72779.9244 | 60155.6505 | 12429.2057 | 195.0682 | 0.56133 | 0.095622 | 0.096228 | 0.08467 | 162 | 10 | Summer | 0.56661 | 0.50285 | 0.50285 | 0.94712 | 0.26186 | 0.096228 | 0.56133 | 0.61316 | 0.66501 | 0.85008 | 0.014068 | 0.018915 | 0.08467 | 0.61473 | 0.66501 | 0 | 0 | 0.85 | 0.85 | 0.85 | 0.85 | 0.94712 | 0.014068 | 0.60127 | 0.39293 | 0
2025-06-11 11:00 | 71419.9808 | 57645.5536 | 13573.3544 | 201.0728 | 0.613 | 0.098565 | 0.09894 | 0.091795 | 162 | 11 | Summer | 0.60096 | 0.52041 | 0.52041 | 0.94453 | 0.27752 | 0.09894 | 0.613 | 0.62169 | 0.6656 | 0.85008 | 0.014417 | 0.023029 | 0.091795 | 0.67643 | 0.6656 | 0 | 0 | 0.85 | 0.85 | 0.85 | 0.85 | 0.94453 | 0.014417 | 0.64142 | 0.4291 | 0.0015394
2025-06-11 12:00 | 71720.0556 | 57510.5987 | 14003.1266 | 206.3302 | 0.63241 | 0.10114 | 0.10119 | 0.10029 | 162 | 12 | Summer | 0.62291 | 0.53799 | 0.53799 | 0.94362 | 0.31341 | 0.10119 | 0.63241 | 0.62222 | 0.6656 | 0.85008 | 0.013928 | 0.037669 | 0.10029 | 0.70982 | 0.6656 | 0 | 0 | 0.85 | 0.85 | 0.85 | 0.85 | 0.94362 | 0.013928 | 0.67439 | 0.44269 | 0.13423
2025-06-11 13:00 | 71818.1752 | 57860.2388 | 13749.5 | 208.4365 | 0.62096 | 0.10217 | 0.10163 | 0.11199 | 162 | 13 | Summer | 0.63006 | 0.55564 | 0.55564 | 0.9422 | 0.37114 | 0.10163 | 0.62096 | 0.63828 | 0.6656 | 0.85008 | 0.014242 | 0.073749 | 0.11199 | 0.73201 | 0.6656 | 0 | 0 | 0.85 | 0.85 | 0.85 | 0.85 | 0.9422 | 0.014242 | 0.69376 | 0.43467 | 0.25305
2025-06-11 14:00 | 71829.3525 | 58985.3776 | 12625.3418 | 218.6331 | 0.57019 | 0.10717 | 0.10627 | 0.12346 | 162 | 14 | Summer | 0.6488 | 0.56826 | 0.56826 | 0.9398 | 0.41215 | 0.10627 | 0.57019 | 0.63061 | 0.66582 | 0.85008 | 0.014033 | 0.099397 | 0.12346 | 0.74849 | 0.66582 | 0 | 0 | 0.85 | 0.85 | 0.85 | 0.85 | 0.9398 | 0.014033 | 0.70785 | 0.39913 | 0.30697
2025-06-11 15:00 | 72438.278 | 61584.9367 | 10616.24 | 237.1013 | 0.47945 | 0.11623 | 0.11537 | 0.13165 | 162 | 15 | Summer | 0.65735 | 0.56817 | 0.56817 | 0.93752 | 0.45803 | 0.11537 | 0.47945 | 0.64444 | 0.66641 | 0.85008 | 0.013928 | 0.12232 | 0.13165 | 0.75815 | 0.66641 | 0 | 0 | 0.85 | 0.85 | 0.85 | 0.85 | 0.93752 | 0.013928 | 0.71964 | 0.33562 | 0.37998
2025-06-11 16:00 | 75204.1159 | 67080.2439 | 7866.412 | 257.46 | 0.35526 | 0.12621 | 0.12588 | 0.13211 | 162 | 16 | Summer | 0.66113 | 0.57399 | 0.57399 | 0.93651 | 0.48967 | 0.12588 | 0.35526 | 0.62638 | 0.66641 | 0.85008 | 0.013195 | 0.14338 | 0.13211 | 0.76334 | 0.66641 | 0 | 0 | 0.85 | 0.85 | 0.85 | 0.85 | 0.93651 | 0.013195 | 0.72909 | 0.24868 | 0.58653
2025-06-11 17:00 | 77605.9691 | 72387.4957 | 4954.6819 | 263.7915 | 0.22376 | 0.12931 | 0.12972 | 0.12196 | 162 | 17 | Summer | 0.65876 | 0.57144 | 0.57144 | 0.93752 | 0.50401 | 0.12972 | 0.22376 | 0.5801 | 0.66641 | 0.85008 | 0.01309 | 0.20336 | 0.12196 | 0.76686 | 0.66641 | 0 | 0 | 0.85 | 0.85 | 0.85 | 0.85 | 0.93752 | 0.01309 | 0.74086 | 0.15663 | 0.64515
2025-06-11 18:00 | 78642.0489 | 76179.2094 | 2211.2455 | 251.5939 | 0.099864 | 0.12333 | 0.12383 | 0.11429 | 162 | 18 | Summer | 0.65784 | 0.57543 | 0.57543 | 0.9378 | 0.50368 | 0.12383 | 0.099864 | 0.50952 | 0.66641 | 0.85008 | 0.012846 | 0.22688 | 0.11429 | 0.77618 | 0.66641 | 0 | 0 | 0.85 | 0.85 | 0.85 | 0.85 | 0.9378 | 0.012846 | 0.75295 | 0.069905 | 0.64577
2025-06-11 19:00 | 77584.3109 | 77031.446 | 309.1293 | 243.7355 | 0.013961 | 0.11948 | 0.11981 | 0.11344 | 162 | 19 | Summer | 0.65654 | 0.58215 | 0.58215 | 0.93722 | 0.47421 | 0.11981 | 0.013961 | 0.33059 | 0.66641 | 0.85008 | 0.011205 | 0.20175 | 0.11344 | 0.77565 | 0.66641 | 0 | 0 | 0.85 | 0.85 | 0.85 | 0.85 | 0.93722 | 0.011205 | 0.76424 | 0.0097726 | 0.70485
2025-06-11 20:00 | 73365.9029 | 73130.5096 | 0 | 235.3933 | 0 | 0.11539 | 0.11565 | 0.1106 | 162 | 20 | Summer | 0.6677 | 0.58557 | 0.58557 | 0.93506 | 0.44805 | 0.11565 | 0 | 0.065097 | 0.66641 | 0.85008 | 0.01131 | 0.13977 | 0.1106 | 0.77193 | 0.66641 | 0 | 0 | 0.85 | 0.85 | 0.85 | 0.85 | 0.93506 | 0.01131 | 0.76712 | 0 | 0.71244
2025-06-11 21:00 | 69391.0707 | 69175.7925 | 0 | 215.2782 | 0 | 0.10553 | 0.10533 | 0.10915 | 162 | 21 | Summer | 0.65116 | 0.57136 | 0.57136 | 0.93281 | 0.42034 | 0.10533 | 0 | 0 | 0.66641 | 0.85008 | 0.011415 | 0.067558 | 0.10915 | 0.74633 | 0.66641 | 0 | 0 | 0.85 | 0.85 | 0.85 | 0.85 | 0.93281 | 0.011415 | 0.74851 | 0 | 0.38078
2025-06-11 22:00 | 63867.6682 | 63677.7525 | 0 | 189.9157 | 0 | 0.093096 | 0.092049 | 0.11202 | 162 | 22 | Summer | 0.61469 | 0.5457 | 0.5457 | 0.9302 | 0.41049 | 0.092049 | 0 | 0 | 0.6656 | 0.85008 | 0.011659 | 0.03136 | 0.11202 | 0.66421 | 0.6656 | 0 | 0 | 0.85 | 0.85 | 0.85 | 0.85 | 0.9302 | 0.011659 | 0.69584 | 0 | 0.15401
2025-06-11 23:00 | 58497.6045 | 58327.0843 | 0 | 170.5202 | 0 | 0.083588 | 0.081804 | 0.11585 | 162 | 23 | Summer | 0.59142 | 0.54754 | 0.54754 | 0.91095 | 0.36743 | 0.081804 | 0 | 0 | 0.66219 | 0.85008 | 0.011938 | 0.024002 | 0.11585 | 0.58272 | 0.66219 | 0 | 0 | 0.85 | 0.85 | 0.85 | 0.85 | 0.91095 | 0.011938 | 0.6334 | 0 | 0.13531
2025-06-12 00:00 | 55885.3127 | 55718.3492 | 0 | 166.9634 | 0 | 0.081845 | 0.079795 | 0.1189 | 163 | 0 | Summer | 0.55471 | 0.48104 | 0.48104 | 0.94878 | 0.35614 | 0.079795 | 0 | 0 | 0.66443 | 0.85008 | 0.012218 | 0.019437 | 0.1189 | 0.52743 | 0.66443 | 0 | 0 | 0.85 | 0.85 | 0.85 | 0.85 | 0.94878 | 0.012218 | 0.59514 | 0 | 0.042639
2025-06-12 01:00 | 54657.1663 | 54496.0435 | 0 | 161.1228 | 0 | 0.078982 | 0.076982 | 0.11512 | 163 | 1 | Summer | 0.51573 | 0.45924 | 0.45924 | 0.94906 | 0.29865 | 0.076982 | 0 | 0 | 0.66443 | 0.85008 | 0.012287 | 0.019437 | 0.11512 | 0.48331 | 0.66443 | 0 | 0 | 0.85 | 0.85 | 0.85 | 0.85 | 0.94906 | 0.012287 | 0.55167 | 0 | 0
2025-06-12 02:00 | 53925.4547 | 53770.6121 | 0 | 154.8426 | 0 | 0.075903 | 0.07419 | 0.10687 | 163 | 2 | Summer | 0.47769 | 0.44425 | 0.44425 | 0.94941 | 0.25138 | 0.07419 | 0 | 0 | 0.66443 | 0.85008 | 0.012567 | 0.019191 | 0.10687 | 0.46524 | 0.66443 | 0 | 0 | 0.85 | 0.85 | 0.85 | 0.85 | 0.94941 | 0.012567 | 0.53289 | 0 | 0
2025-06-12 03:00 | 53922.409 | 53773.6473 | 0 | 148.7617 | 0 | 0.072922 | 0.071598 | 0.096857 | 163 | 3 | Summer | 0.46012 | 0.43819 | 0.43819 | 0.9491 | 0.22464 | 0.071598 | 0 | 0 | 0.66443 | 0.85008 | 0.012532 | 0.01917 | 0.096857 | 0.45789 | 0.66443 | 0 | 0 | 0.85 | 0.85 | 0.85 | 0.85 | 0.9491 | 0.012532 | 0.52986 | 0 | 0
2025-06-12 04:00 | 54440.0498 | 54296.3864 | 0 | 143.6634 | 0 | 0.070423 | 0.069549 | 0.086223 | 163 | 4 | Summer | 0.44971 | 0.43054 | 0.43054 | 0.94949 | 0.2044 | 0.069549 | 0 | 0 | 0.66443 | 0.85008 | 0.012532 | 0.01917 | 0.086223 | 0.46405 | 0.66443 | 0 | 0 | 0.85 | 0.85 | 0.85 | 0.85 | 0.94949 | 0.012532 | 0.53565 | 0 | 0
2025-06-12 05:00 | 58165.8816 | 57598.7276 | 430.9676 | 136.1863 | 0.019463 | 0.066758 | 0.066114 | 0.078402 | 163 | 5 | Summer | 0.45811 | 0.44299 | 0.44299 | 0.94957 | 0.18921 | 0.066114 | 0.019463 | 0 | 0.66443 | 0.85008 | 0.012567 | 0.01917 | 0.078402 | 0.49226 | 0.66443 | 0 | 0 | 0.85 | 0.85 | 0.85 | 0.85 | 0.94957 | 0.012567 | 0.54922 | 0.013624 | 0
2025-06-12 06:00 | 65050.3266 | 62103.2864 | 2841.7301 | 105.3102 | 0.12834 | 0.051623 | 0.051147 | 0.060214 | 163 | 6 | Summer | 0.48774 | 0.45859 | 0.45859 | 0.94971 | 0.19102 | 0.051147 | 0.12834 | 0 | 0.66443 | 0.85008 | 0.012532 | 0.018904 | 0.060214 | 0.49923 | 0.66443 | 0 | 0 | 0.85 | 0.85 | 0.85 | 0.85 | 0.94971 | 0.012532 | 0.5429 | 0.089837 | 0
2025-06-12 07:00 | 72293.4855 | 66085.2453 | 6122.0508 | 86.1894 | 0.27648 | 0.04225 | 0.042127 | 0.044464 | 163 | 7 | Summer | 0.5162 | 0.46934 | 0.46934 | 0.95016 | 0.20898 | 0.042127 | 0.27648 | 0 | 0.66478 | 0.85008 | 0.012392 | 0.018904 | 0.044464 | 0.50879 | 0.66478 | 0 | 0 | 0.85 | 0.85 | 0.85 | 0.85 | 0.95016 | 0.012392 | 0.545 | 0.19354 | 0
2025-06-12 08:00 | 74371.0479 | 64976.5299 | 9308.6227 | 85.8953 | 0.4204 | 0.042106 | 0.042248 | 0.039536 | 163 | 8 | Summer | 0.5354 | 0.4736 | 0.4736 | 0.95052 | 0.22514 | 0.042248 | 0.4204 | 0.19439 | 0.66478 | 0.85008 | 0.012602 | 0.018904 | 0.039536 | 0.53361 | 0.66478 | 0 | 0 | 0.85 | 0.85 | 0.85 | 0.85 | 0.95052 | 0.012602 | 0.54288 | 0.29428 | 0
2025-06-12 09:00 | 74608.6207 | 62657.9839 | 11866.7346 | 83.9021 | 0.53593 | 0.041128 | 0.041243 | 0.039054 | 163 | 9 | Summer | 0.54581 | 0.4857 | 0.4857 | 0.94978 | 0.24893 | 0.041243 | 0.53593 | 0.50389 | 0.66478 | 0.85008 | 0.014382 | 0.018904 | 0.039054 | 0.56932 | 0.66478 | 0 | 0 | 0.85 | 0.85 | 0.85 | 0.85 | 0.94978 | 0.014382 | 0.55471 | 0.37515 | 0
2025-06-12 10:00 | 73811.7425 | 60082.9366 | 13651.037 | 77.7689 | 0.61651 | 0.038122 | 0.03821 | 0.036536 | 163 | 10 | Summer | 0.56661 | 0.50285 | 0.50285 | 0.94712 | 0.26186 | 0.03821 | 0.61651 | 0.61316 | 0.66501 | 0.85008 | 0.014068 | 0.018915 | 0.036536 | 0.61473 | 0.66501 | 0 | 0 | 0.85 | 0.85 | 0.85 | 0.85 | 0.94712 | 0.014068 | 0.60127 | 0.43156 | 0
2025-06-12 11:00 | 72419.4437 | 57780.6984 | 14567.1779 | 71.5674 | 0.65788 | 0.035082 | 0.035216 | 0.032652 | 163 | 11 | Summer | 0.60096 | 0.52041 | 0.52041 | 0.94453 | 0.27752 | 0.035216 | 0.65788 | 0.62169 | 0.6656 | 0.85008 | 0.014417 | 0.023029 | 0.032652 | 0.67643 | 0.6656 | 0 | 0 | 0.85 | 0.85 | 0.85 | 0.85 | 0.94453 | 0.014417 | 0.64142 | 0.46052 | 0.0015394
2025-06-12 12:00 | 72735.6399 | 57970.8466 | 14699.7701 | 65.0233 | 0.66387 | 0.031874 | 0.032022 | 0.029196 | 163 | 12 | Summer | 0.62291 | 0.53799 | 0.53799 | 0.94362 | 0.31341 | 0.032022 | 0.66387 | 0.62222 | 0.6656 | 0.85008 | 0.013928 | 0.037669 | 0.029196 | 0.70982 | 0.6656 | 0 | 0 | 0.85 | 0.85 | 0.85 | 0.85 | 0.94362 | 0.013928 | 0.67439 | 0.46471 | 0.13423
2025-06-12 13:00 | 72790.2077 | 58859.04 | 13870.9337 | 60.234 | 0.62644 | 0.029526 | 0.029571 | 0.028714 | 163 | 13 | Summer | 0.63006 | 0.55564 | 0.55564 | 0.9422 | 0.37114 | 0.029571 | 0.62644 | 0.63828 | 0.6656 | 0.85008 | 0.014242 | 0.073749 | 0.028714 | 0.73201 | 0.6656 | 0 | 0 | 0.85 | 0.85 | 0.85 | 0.85 | 0.9422 | 0.014242 | 0.69376 | 0.43851 | 0.25305
2025-06-12 14:00 | 72762.7187 | 60804.6735 | 11899.842 | 58.2032 | 0.53742 | 0.028531 | 0.028346 | 0.031875 | 163 | 14 | Summer | 0.6488 | 0.56826 | 0.56826 | 0.9398 | 0.41215 | 0.028346 | 0.53742 | 0.63061 | 0.66582 | 0.85008 | 0.014033 | 0.099397 | 0.031875 | 0.74849 | 0.66582 | 0 | 0 | 0.85 | 0.85 | 0.85 | 0.85 | 0.9398 | 0.014033 | 0.70785 | 0.37619 | 0.30697
2025-06-12 15:00 | 73300.0162 | 63790.6251 | 9452.26 | 57.1311 | 0.42688 | 0.028005 | 0.027362 | 0.039643 | 163 | 15 | Summer | 0.65735 | 0.56817 | 0.56817 | 0.93752 | 0.45803 | 0.027362 | 0.42688 | 0.64444 | 0.66641 | 0.85008 | 0.013928 | 0.12232 | 0.039643 | 0.75815 | 0.66641 | 0 | 0 | 0.85 | 0.85 | 0.85 | 0.85 | 0.93752 | 0.013928 | 0.71964 | 0.29882 | 0.37998
2025-06-12 16:00 | 76030.828 | 69148.9536 | 6823.9644 | 57.91 | 0.30818 | 0.028387 | 0.027321 | 0.047652 | 163 | 16 | Summer | 0.66113 | 0.57399 | 0.57399 | 0.93651 | 0.48967 | 0.027321 | 0.30818 | 0.62638 | 0.66641 | 0.85008 | 0.013195 | 0.14338 | 0.047652 | 0.76334 | 0.66641 | 0 | 0 | 0.85 | 0.85 | 0.85 | 0.85 | 0.93651 | 0.013195 | 0.72909 | 0.21573 | 0.58653
2025-06-12 17:00 | 78396.4533 | 74041.189 | 4285.3067 | 69.9576 | 0.19353 | 0.034293 | 0.033087 | 0.056089 | 163 | 17 | Summer | 0.65876 | 0.57144 | 0.57144 | 0.93752 | 0.50401 | 0.033087 | 0.19353 | 0.5801 | 0.66641 | 0.85008 | 0.01309 | 0.20336 | 0.056089 | 0.76686 | 0.66641 | 0 | 0 | 0.85 | 0.85 | 0.85 | 0.85 | 0.93752 | 0.01309 | 0.74086 | 0.13547 | 0.64515
2025-06-12 18:00 | 79082.5191 | 77027.2077 | 1969.6711 | 85.6403 | 0.088954 | 0.041981 | 0.040982 | 0.060027 | 163 | 18 | Summer | 0.65784 | 0.57543 | 0.57543 | 0.9378 | 0.50368 | 0.040982 | 0.088954 | 0.50952 | 0.66641 | 0.85008 | 0.012846 | 0.22688 | 0.060027 | 0.77618 | 0.66641 | 0 | 0 | 0.85 | 0.85 | 0.85 | 0.85 | 0.9378 | 0.012846 | 0.75295 | 0.062268 | 0.64577
2025-06-12 19:00 | 78743.2797 | 78361.3585 | 280.4599 | 101.4612 | 0.012666 | 0.049736 | 0.049319 | 0.057268 | 163 | 19 | Summer | 0.65654 | 0.58215 | 0.58215 | 0.93722 | 0.47421 | 0.049319 | 0.012666 | 0.33059 | 0.66641 | 0.85008 | 0.011205 | 0.20175 | 0.057268 | 0.77565 | 0.66641 | 0 | 0 | 0.85 | 0.85 | 0.85 | 0.85 | 0.93722 | 0.011205 | 0.76424 | 0.0088663 | 0.70485
2025-06-12 20:00 | 74736.8042 | 74631.6701 | 0 | 105.1342 | 0 | 0.051536 | 0.051529 | 0.05167 | 163 | 20 | Summer | 0.6677 | 0.58557 | 0.58557 | 0.93506 | 0.44805 | 0.051529 | 0 | 0.065097 | 0.66641 | 0.85008 | 0.01131 | 0.13977 | 0.05167 | 0.77193 | 0.66641 | 0 | 0 | 0.85 | 0.85 | 0.85 | 0.85 | 0.93506 | 0.01131 | 0.76712 | 0 | 0.71244
2025-06-12 21:00 | 70778.0686 | 70682.2328 | 0 | 95.8358 | 0 | 0.046978 | 0.04727 | 0.041705 | 163 | 21 | Summer | 0.65116 | 0.57136 | 0.57136 | 0.93281 | 0.42034 | 0.04727 | 0 | 0 | 0.66641 | 0.85008 | 0.011415 | 0.067558 | 0.041705 | 0.74633 | 0.66641 | 0 | 0 | 0.85 | 0.85 | 0.85 | 0.85 | 0.93281 | 0.011415 | 0.74851 | 0 | 0.38078
2025-06-12 22:00 | 65570.7163 | 65482.0676 | 0 | 88.6487 | 0 | 0.043455 | 0.043915 | 0.035143 | 163 | 22 | Summer | 0.61469 | 0.5457 | 0.5457 | 0.9302 | 0.41049 | 0.043915 | 0 | 0 | 0.6656 | 0.85008 | 0.011659 | 0.03136 | 0.035143 | 0.66421 | 0.6656 | 0 | 0 | 0.85 | 0.85 | 0.85 | 0.85 | 0.9302 | 0.011659 | 0.69584 | 0 | 0.15401
2025-06-12 23:00 | 60510.6637 | 60423.5314 | 0 | 87.1323 | 0 | 0.042712 | 0.043433 | 0.029679 | 163 | 23 | Summer | 0.59142 | 0.54754 | 0.54754 | 0.91095 | 0.36743 | 0.043433 | 0 | 0 | 0.66219 | 0.85008 | 0.011938 | 0.024002 | 0.029679 | 0.58272 | 0.66219 | 0 | 0 | 0.85 | 0.85 | 0.85 | 0.85 | 0.91095 | 0.011938 | 0.6334 | 0 | 0.13531
2025-06-13 00:00 | 57872.2021 | 57784.3549 | 0 | 87.8472 | 0 | 0.043062 | 0.043815 | 0.029464 | 164 | 0 | Fall | 0.40086 | 0.41408 | 0.41408 | 0.9324 | 0.29275 | 0.043815 | 0 | 0 | 0.65196 | 0.85008 | 0.011834 | 0.0070257 | 0.029464 | 0.40145 | 0.65196 | 0 | 0 | 0.85 | 0.85 | 0.85 | 0.85 | 0.9324 | 0.011834 | 0.52583 | 0 | 0.01542
2025-06-13 01:00 | 56492.2529 | 56406.7319 | 0 | 85.521 | 0 | 0.041922 | 0.04273 | 0.027321 | 164 | 1 | Fall | 0.37675 | 0.40095 | 0.40095 | 0.93332 | 0.26062 | 0.04273 | 0 | 0 | 0.65196 | 0.85008 | 0.012078 | 0.0070257 | 0.027321 | 0.38521 | 0.65196 | 0 | 0 | 0.85 | 0.85 | 0.85 | 0.85 | 0.93332 | 0.012078 | 0.49927 | 0 | 0
2025-06-13 02:00 | 55837.1231 | 55745.5959 | 0 | 91.5272 | 0 | 0.044866 | 0.045643 | 0.03083 | 164 | 2 | Fall | 0.36036 | 0.37824 | 0.37824 | 0.93336 | 0.22473 | 0.045643 | 0 | 0 | 0.65196 | 0.85008 | 0.012357 | 0.0070257 | 0.03083 | 0.38017 | 0.65196 | 0 | 0 | 0.85 | 0.85 | 0.85 | 0.85 | 0.93336 | 0.012357 | 0.49291 | 0 | 0
2025-06-13 03:00 | 55390.8497 | 55289.7068 | 0 | 101.1429 | 0 | 0.04958 | 0.050364 | 0.035411 | 164 | 3 | Fall | 0.34783 | 0.36163 | 0.36163 | 0.93289 | 0.18289 | 0.050364 | 0 | 0 | 0.64813 | 0.85008 | 0.012532 | 0.0070257 | 0.035411 | 0.37147 | 0.64813 | 0 | 0 | 0.85 | 0.85 | 0.85 | 0.85 | 0.93289 | 0.012532 | 0.48498 | 0 | 0
2025-06-13 04:00 | 55342.751 | 55235.1133 | 0 | 107.6377 | 0 | 0.052764 | 0.053478 | 0.039857 | 164 | 4 | Fall | 0.34209 | 0.36519 | 0.36519 | 0.93361 | 0.16879 | 0.053478 | 0 | 0 | 0.65104 | 0.85008 | 0.012532 | 0.0070257 | 0.039857 | 0.37052 | 0.65104 | 0 | 0 | 0.85 | 0.85 | 0.85 | 0.85 | 0.93361 | 0.012532 | 0.48267 | 0 | 0
2025-06-13 05:00 | 58824.1335 | 58342.672 | 371.6256 | 109.8359 | 0.016783 | 0.053841 | 0.054321 | 0.045161 | 164 | 5 | Fall | 0.34482 | 0.37756 | 0.37756 | 0.93576 | 0.17276 | 0.054321 | 0.016783 | 0 | 0.65104 | 0.85008 | 0.012497 | 0.0064921 | 0.045161 | 0.37314 | 0.65104 | 0 | 0 | 0.85 | 0.85 | 0.85 | 0.85 | 0.93576 | 0.012497 | 0.48379 | 0.011748 | 0
2025-06-13 06:00 | 66267.3996 | 63718.5894 | 2453.3134 | 95.4968 | 0.1108 | 0.046812 | 0.046969 | 0.043982 | 164 | 6 | Fall | 0.36517 | 0.39941 | 0.39941 | 0.93715 | 0.18574 | 0.046969 | 0.1108 | 0 | 0.65331 | 0.85008 | 0.012462 | 0.0064921 | 0.043982 | 0.36964 | 0.65331 | 0 | 0 | 0.85 | 0.85 | 0.85 | 0.85 | 0.93715 | 0.012462 | 0.46504 | 0.077558 | 0
2025-06-13 07:00 | 73122.5787 | 67444.6079 | 5582.0873 | 95.8835 | 0.2521 | 0.047002 | 0.04715 | 0.04433 | 164 | 7 | Fall | 0.38197 | 0.40891 | 0.40891 | 0.93839 | 0.20415 | 0.04715 | 0.2521 | 0 | 0.65331 | 0.85008 | 0.012392 | 0.0064921 | 0.04433 | 0.36205 | 0.65331 | 0 | 0 | 0.85 | 0.85 | 0.85 | 0.85 | 0.93839 | 0.012392 | 0.44968 | 0.17647 | 0
2025-06-13 08:00 | 74936.9571 | 66200.7609 | 8634.0226 | 102.1736 | 0.38993 | 0.050085 | 0.050103 | 0.049768 | 164 | 8 | Fall | 0.39185 | 0.40697 | 0.40697 | 0.93566 | 0.21485 | 0.050103 | 0.38993 | 0.16223 | 0.65331 | 0.85008 | 0.012357 | 0.0064921 | 0.049768 | 0.40198 | 0.65331 | 0 | 0 | 0.85 | 0.85 | 0.85 | 0.85 | 0.93566 | 0.012357 | 0.45998 | 0.27295 | 0
2025-06-13 09:00 | 75130.2067 | 63923.9563 | 11092.8775 | 113.3729 | 0.50098 | 0.055575 | 0.055466 | 0.057536 | 164 | 9 | Fall | 0.39166 | 0.40877 | 0.40877 | 0.92982 | 0.21991 | 0.055466 | 0.50098 | 0.44952 | 0.65113 | 0.85008 | 0.012252 | 0.0064921 | 0.057536 | 0.39032 | 0.65113 | 0 | 0 | 0.85 | 0.85 | 0.85 | 0.85 | 0.92982 | 0.012252 | 0.46381 | 0.35068 | 0
2025-06-13 10:00 | 74491.0314 | 61712.9346 | 12644.5899 | 133.5069 | 0.57106 | 0.065445 | 0.065632 | 0.062062 | 164 | 10 | Fall | 0.40411 | 0.42068 | 0.42068 | 0.92508 | 0.22175 | 0.065632 | 0.57106 | 0.57836 | 0.66261 | 0.85008 | 0.012218 | 0.0064921 | 0.062062 | 0.44411 | 0.66261 | 0 | 0 | 0.85 | 0.85 | 0.85 | 0.85 | 0.92508 | 0.012218 | 0.49846 | 0.39974 | 0
2025-06-13 11:00 | 73222.6193 | 59740.3273 | 13327.2535 | 155.0385 | 0.60189 | 0.075999 | 0.076661 | 0.064045 | 164 | 11 | Fall | 0.41644 | 0.43336 | 0.43336 | 0.9244 | 0.22921 | 0.076661 | 0.60189 | 0.61146 | 0.66261 | 0.85008 | 0.011903 | 0.0067811 | 0.064045 | 0.48314 | 0.66261 | 0 | 0 | 0.85 | 0.85 | 0.85 | 0.85 | 0.9244 | 0.011903 | 0.55063 | 0.42132 | 0
2025-06-13 12:00 | 73702.4592 | 59981.274 | 13554.2847 | 166.9005 | 0.61214 | 0.081814 | 0.082687 | 0.066027 | 164 | 12 | Fall | 0.43539 | 0.4543 | 0.4543 | 0.92402 | 0.24522 | 0.082687 | 0.61214 | 0.64788 | 0.66261 | 0.85008 | 0.011903 | 0.0064921 | 0.066027 | 0.53927 | 0.66261 | 0 | 0 | 0.85 | 0.85 | 0.85 | 0.85 | 0.92402 | 0.011903 | 0.58716 | 0.4285 | 0
2025-06-13 13:00 | 73746.7783 | 60350.4086 | 13225.8507 | 170.5191 | 0.59731 | 0.083588 | 0.084536 | 0.066455 | 164 | 13 | Fall | 0.46136 | 0.47855 | 0.47855 | 0.92234 | 0.2669 | 0.084536 | 0.59731 | 0.6577 | 0.66261 | 0.85008 | 0.011694 | 0.0098579 | 0.066455 | 0.58521 | 0.66261 | 0 | 0 | 0.85 | 0.85 | 0.85 | 0.85 | 0.92234 | 0.011694 | 0.60493 | 0.41811 | 0
2025-06-13 14:00 | 73661.0335 | 61730.8228 | 11759.5035 | 170.7072 | 0.53108 | 0.08368 | 0.084415 | 0.070393 | 164 | 14 | Fall | 0.48366 | 0.49376 | 0.49376 | 0.92148 | 0.3113 | 0.084415 | 0.53108 | 0.654 | 0.66424 | 0.85008 | 0.011659 | 0.015065 | 0.070393 | 0.62713 | 0.66424 | 0 | 0 | 0.85 | 0.85 | 0.85 | 0.85 | 0.92148 | 0.011659 | 0.61302 | 0.37176 | 0
2025-06-13 15:00 | 74207.1091 | 64604.6525 | 9427.4491 | 175.0075 | 0.42576 | 0.085788 | 0.086444 | 0.073929 | 164 | 15 | Fall | 0.50654 | 0.50702 | 0.50702 | 0.92059 | 0.39325 | 0.086444 | 0.42576 | 0.65838 | 0.66424 | 0.85008 | 0.011415 | 0.018179 | 0.073929 | 0.6525 | 0.66424 | 0 | 0 | 0.85 | 0.85 | 0.85 | 0.85 | 0.92059 | 0.011415 | 0.63439 | 0.29803 | 0.00017779
2025-06-13 16:00 | 77150.2035 | 70415.1873 | 6553.1966 | 181.8196 | 0.29596 | 0.089127 | 0.089658 | 0.079527 | 164 | 16 | Fall | 0.52814 | 0.52024 | 0.52024 | 0.92028 | 0.45282 | 0.089658 | 0.29596 | 0.66367 | 0.66641 | 0.85008 | 0.011903 | 0.018609 | 0.079527 | 0.68032 | 0.66641 | 0 | 0 | 0.85 | 0.85 | 0.85 | 0.85 | 0.92028 | 0.011903 | 0.64677 | 0.20717 | 0.03688
2025-06-13 17:00 | 80116.374 | 76049.201 | 3881.6716 | 185.5015 | 0.1753 | 0.090932 | 0.091366 | 0.083089 | 164 | 17 | Fall | 0.55921 | 0.52787 | 0.52787 | 0.92028 | 0.49849 | 0.091366 | 0.1753 | 0.6549 | 0.66641 | 0.85008 | 0.012497 | 0.02092 | 0.083089 | 0.69339 | 0.66641 | 0 | 0 | 0.85 | 0.85 | 0.85 | 0.85 | 0.92028 | 0.012497 | 0.65974 | 0.12271 | 0.46447
2025-06-13 18:00 | 81296.5901 | 79362.5618 | 1739.5544 | 194.4739 | 0.078562 | 0.09533 | 0.095886 | 0.085286 | 164 | 18 | Fall | 0.56981 | 0.53326 | 0.53326 | 0.92026 | 0.51472 | 0.095886 | 0.078562 | 0.58607 | 0.66641 | 0.85008 | 0.012776 | 0.030806 | 0.085286 | 0.72066 | 0.66641 | 0 | 0 | 0.85 | 0.85 | 0.85 | 0.85 | 0.92026 | 0.012776 | 0.67697 | 0.054993 | 0.42382
2025-06-13 19:00 | 80128.9607 | 79653.1073 | 269.6523 | 206.201 | 0.012178 | 0.10108 | 0.10151 | 0.093268 | 164 | 19 | Fall | 0.58792 | 0.53844 | 0.53844 | 0.92081 | 0.51215 | 0.10151 | 0.012178 | 0.30172 | 0.66641 | 0.85008 | 0.012985 | 0.040504 | 0.093268 | 0.70767 | 0.66641 | 0 | 0 | 0.85 | 0.85 | 0.85 | 0.85 | 0.92081 | 0.012985 | 0.6913 | 0.0085246 | 0.3403
2025-06-13 20:00 | 75799.9522 | 75586.5466 | 0 | 213.4056 | 0 | 0.10461 | 0.10491 | 0.099268 | 164 | 20 | Fall | 0.58769 | 0.53296 | 0.53296 | 0.92152 | 0.47501 | 0.10491 | 0 | 0.0006045 | 0.66641 | 0.85008 | 0.012671 | 0.027207 | 0.099268 | 0.69538 | 0.66641 | 0 | 0 | 0.85 | 0.85 | 0.85 | 0.85 | 0.92152 | 0.012671 | 0.69331 | 0 | 0.11348
2025-06-13 21:00 | 71951.6821 | 71737.4215 | 0 | 214.2606 | 0 | 0.10503 | 0.10525 | 0.10109 | 164 | 21 | Fall | 0.5589 | 0.51972 | 0.51972 | 0.92369 | 0.43894 | 0.10525 | 0 | 0 | 0.66478 | 0.85008 | 0.012741 | 0.015558 | 0.10109 | 0.62275 | 0.66478 | 0 | 0 | 0.85 | 0.85 | 0.85 | 0.85 | 0.92369 | 0.012741 | 0.67279 | 0 | 0.16147
2025-06-13 22:00 | 66901.3485 | 66685.3416 | 0 | 216.0068 | 0 | 0.10589 | 0.10617 | 0.10071 | 164 | 22 | Fall | 0.51728 | 0.4948 | 0.4948 | 0.92621 | 0.40003 | 0.10617 | 0 | 0 | 0.66478 | 0.85008 | 0.012881 | 0.0070257 | 0.10071 | 0.54639 | 0.66478 | 0 | 0 | 0.85 | 0.85 | 0.85 | 0.85 | 0.92621 | 0.012881 | 0.63052 | 0 | 0.1153
2025-06-13 23:00 | 61982.2101 | 61764.5318 | 0 | 217.6782 | 0 | 0.10671 | 0.10706 | 0.10037 | 164 | 23 | Fall | 0.47532 | 0.45627 | 0.45627 | 0.92842 | 0.36928 | 0.10706 | 0 | 0 | 0.65567 | 0.85008 | 0.012252 | 0.0070257 | 0.10037 | 0.47566 | 0.65567 | 0 | 0 | 0.85 | 0.85 | 0.85 | 0.85 | 0.92842 | 0.012252 | 0.56646 | 0 | 0.067351
2025-06-14 00:00 | 36679.4712 | 36453.784 | 0 | 225.6872 | 0 | 0.11063 | 0.11109 | 0.10227 | 165 | 0 | Spring | 0.27877 | 0.32807 | 0.32807 | 0.86806 | 0.41526 | 0.11109 | 0 | 0 | 0.64562 | 0.85008 | 0.0133 | 0.00079999 | 0.10227 | 0.22892 | 0.64562 | 0 | 0 | 0.85 | 0.85 | 0.85 | 0.85 | 0.86806 | 0.0133 | 0.36461 | 0 | 0.048952
2025-06-14 01:00 | 35354.3727 | 35120.5158 | 0 | 233.8569 | 0 | 0.11464 | 0.11517 | 0.10495 | 165 | 1 | Spring | 0.27126 | 0.31736 | 0.31736 | 0.87726 | 0.38 | 0.11517 | 0 | 0 | 0.64562 | 0.85008 | 0.012357 | 0.00079999 | 0.10495 | 0.2248 | 0.64562 | 0 | 0 | 0.85 | 0.85 | 0.85 | 0.85 | 0.87726 | 0.012357 | 0.36019 | 0 | 0
2025-06-14 02:00 | 34589.2677 | 34344.0809 | 0 | 245.1867 | 0 | 0.12019 | 0.1211 | 0.10377 | 165 | 2 | Spring | 0.2611 | 0.30561 | 0.30561 | 0.87644 | 0.34552 | 0.1211 | 0 | 0 | 0.64562 | 0.85008 | 0.012462 | 0.00079999 | 0.10377 | 0.21959 | 0.64562 | 0 | 0 | 0.85 | 0.85 | 0.85 | 0.85 | 0.87644 | 0.012462 | 0.35507 | 0 | 0.0076969
2025-06-14 03:00 | 33813.7604 | 33557.6573 | 0 | 256.1031 | 0 | 0.12554 | 0.12727 | 0.094366 | 165 | 3 | Spring | 0.25348 | 0.29808 | 0.29808 | 0.87591 | 0.33422 | 0.12727 | 0 | 0 | 0.64562 | 0.85008 | 0.013439 | 0.00079999 | 0.094366 | 0.21762 | 0.64562 | 0 | 0 | 0.85 | 0.85 | 0.85 | 0.85 | 0.87591 | 0.013439 | 0.3547 | 0 | 0
2025-06-14 04:00 | 33501.8119 | 33244.7653 | 0 | 257.0466 | 0 | 0.126 | 0.12793 | 0.091205 | 165 | 4 | Spring | 0.24517 | 0.29516 | 0.29516 | 0.87706 | 0.32769 | 0.12793 | 0 | 0 | 0.64562 | 0.85008 | 0.013579 | 0.00079999 | 0.091205 | 0.22054 | 0.64562 | 0 | 0 | 0.85 | 0.85 | 0.85 | 0.85 | 0.87706 | 0.013579 | 0.36068 | 0 | 0
2025-06-14 05:00 | 35376.3061 | 34756.2608 | 368.8574 | 251.1878 | 0.016658 | 0.12313 | 0.12481 | 0.092705 | 165 | 5 | Spring | 0.24319 | 0.29542 | 0.29542 | 0.87925 | 0.32324 | 0.12481 | 0.016658 | 0 | 0.64562 | 0.85008 | 0.013719 | 0.00079999 | 0.092705 | 0.24903 | 0.64562 | 0 | 0 | 0.85 | 0.85 | 0.85 | 0.85 | 0.87925 | 0.013719 | 0.38813 | 0.011661 | 0
2025-06-14 06:00 | 39352.1085 | 36760.9645 | 2356.1924 | 234.9516 | 0.10641 | 0.11517 | 0.11666 | 0.088312 | 165 | 6 | Spring | 0.25416 | 0.29826 | 0.29826 | 0.88123 | 0.35611 | 0.11666 | 0.10641 | 0 | 0.6501 | 0.85008 | 0.013404 | 0.00083936 | 0.088312 | 0.30317 | 0.6501 | 0 | 0 | 0.85 | 0.85 | 0.85 | 0.85 | 0.88123 | 0.013404 | 0.4151 | 0.074487 | 0
2025-06-14 07:00 | 43767.6205 | 38302.7029 | 5234.4165 | 230.501 | 0.2364 | 0.11299 | 0.11411 | 0.092812 | 165 | 7 | Spring | 0.26383 | 0.30635 | 0.30635 | 0.88211 | 0.39696 | 0.11411 | 0.2364 | 0 | 0.65669 | 0.85008 | 0.012671 | 0.0010882 | 0.092812 | 0.29 | 0.65669 | 0 | 0 | 0.85 | 0.85 | 0.85 | 0.85 | 0.88211 | 0.012671 | 0.40054 | 0.16548 | 0.0096656
2025-06-14 08:00 | 49628.2128 | 41320.7287 | 8073.9614 | 233.5227 | 0.36464 | 0.11447 | 0.11529 | 0.099643 | 165 | 8 | Spring | 0.26441 | 0.30255 | 0.30255 | 0.88442 | 0.42633 | 0.11529 | 0.36464 | 0 | 0.65669 | 0.85008 | 0.012183 | 0.0010228 | 0.099643 | 0.28372 | 0.65669 | 0 | 0 | 0.85 | 0.85 | 0.85 | 0.85 | 0.88442 | 0.012183 | 0.39226 | 0.25525 | 0.029613
2025-06-14 09:00 | 54781.3737 | 44115.0751 | 10427.4764 | 238.8222 | 0.47093 | 0.11707 | 0.11796 | 0.1009 | 165 | 9 | Spring | 0.25911 | 0.30095 | 0.30095 | 0.88542 | 0.45108 | 0.11796 | 0.47093 | 0.38061 | 0.65642 | 0.85008 | 0.011659 | 0.00079999 | 0.1009 | 0.26073 | 0.65642 | 0 | 0 | 0.85 | 0.85 | 0.85 | 0.85 | 0.88542 | 0.011659 | 0.37528 | 0.32965 | 0
2025-06-14 10:00 | 56936.9955 | 44574.3437 | 12129.5088 | 233.1429 | 0.54779 | 0.11429 | 0.11509 | 0.099723 | 165 | 10 | Spring | 0.26146 | 0.29721 | 0.29721 | 0.88641 | 0.4463 | 0.11509 | 0.54779 | 0.64871 | 0.65688 | 0.85008 | 0.011484 | 0.00079999 | 0.099723 | 0.27476 | 0.65688 | 0 | 0 | 0.85 | 0.85 | 0.85 | 0.85 | 0.88641 | 0.011484 | 0.37825 | 0.38346 | 0
2025-06-14 11:00 | 57793.5385 | 44534.1354 | 13039.1227 | 220.2804 | 0.58887 | 0.10798 | 0.1088 | 0.093107 | 165 | 11 | Spring | 0.25473 | 0.28311 | 0.28311 | 0.88809 | 0.41276 | 0.1088 | 0.58887 | 0.69148 | 0.65688 | 0.85008 | 0.01138 | 0.00079999 | 0.093107 | 0.29695 | 0.65688 | 0 | 0 | 0.85 | 0.85 | 0.85 | 0.85 | 0.88809 | 0.01138 | 0.38376 | 0.41221 | 0.0092363
2025-06-14 12:00 | 57692.9797 | 44327.857 | 13150.5021 | 214.6206 | 0.5939 | 0.10521 | 0.10621 | 0.087027 | 165 | 12 | Spring | 0.24979 | 0.27224 | 0.27224 | 0.88874 | 0.38152 | 0.10621 | 0.5939 | 0.67553 | 0.65688 | 0.85008 | 0.011484 | 0.00080167 | 0.087027 | 0.31905 | 0.65688 | 0 | 0 | 0.85 | 0.85 | 0.85 | 0.85 | 0.88874 | 0.011484 | 0.39243 | 0.41573 | 0.0092363
2025-06-14 13:00 | 56126.1629 | 43496.4401 | 12415.5889 | 214.1339 | 0.56071 | 0.10497 | 0.10607 | 0.085018 | 165 | 13 | Spring | 0.2448 | 0.25993 | 0.25993 | 0.88865 | 0.35645 | 0.10607 | 0.56071 | 0.66427 | 0.65688 | 0.85008 | 0.010123 | 0.00079999 | 0.085018 | 0.32335 | 0.65688 | 0 | 0 | 0.85 | 0.85 | 0.85 | 0.85 | 0.88865 | 0.010123 | 0.40028 | 0.3925 | 0.0092363
2025-06-14 14:00 | 55843.0154 | 44556.6017 | 11072.1894 | 214.2243 | 0.50004 | 0.10501 | 0.10609 | 0.0855 | 165 | 14 | Spring | 0.24385 | 0.25881 | 0.25881 | 0.88747 | 0.34975 | 0.10609 | 0.50004 | 0.65679 | 0.65688 | 0.85008 | 0.0099835 | 0.0013328 | 0.0855 | 0.32489 | 0.65688 | 0 | 0 | 0.85 | 0.85 | 0.85 | 0.85 | 0.88747 | 0.0099835 | 0.40115 | 0.35003 | 0.0094141
2025-06-14 15:00 | 55798.2214 | 46505.6371 | 9078.0092 | 214.5751 | 0.40998 | 0.10518 | 0.10607 | 0.089143 | 165 | 15 | Spring | 0.24372 | 0.26351 | 0.26351 | 0.88663 | 0.34492 | 0.10607 | 0.40998 | 0.66692 | 0.65688 | 0.85008 | 0.010088 | 0.0013328 | 0.089143 | 0.33518 | 0.65688 | 0 | 0 | 0.85 | 0.85 | 0.85 | 0.85 | 0.88663 | 0.010088 | 0.4158 | 0.28699 | 0.0094141
2025-06-14 16:00 | 55312.479 | 48252.5184 | 6844.9208 | 215.0398 | 0.30913 | 0.10541 | 0.10597 | 0.095304 | 165 | 16 | Spring | 0.24178 | 0.27908 | 0.27908 | 0.87629 | 0.34371 | 0.10597 | 0.30913 | 0.67652 | 0.66614 | 0.85008 | 0.010018 | 0.0013328 | 0.095304 | 0.36047 | 0.66614 | 0 | 0 | 0.85 | 0.85 | 0.85 | 0.85 | 0.87629 | 0.010018 | 0.43848 | 0.21639 | 0.0092363
2025-06-14 17:00 | 54309.6049 | 49717.3854 | 4377.2494 | 214.9701 | 0.19769 | 0.10538 | 0.10567 | 0.1001 | 165 | 17 | Spring | 0.24363 | 0.29823 | 0.29823 | 0.87688 | 0.36264 | 0.10567 | 0.19769 | 0.6679 | 0.66614 | 0.85008 | 0.010018 | 0.0035317 | 0.1001 | 0.37417 | 0.66614 | 0 | 0 | 0.85 | 0.85 | 0.85 | 0.85 | 0.87688 | 0.010018 | 0.48342 | 0.13838 | 0.28272
2025-06-14 18:00 | 53376.2112 | 51126.5673 | 2039.7849 | 209.859 | 0.092121 | 0.10287 | 0.1031 | 0.098786 | 165 | 18 | Spring | 0.25066 | 0.31384 | 0.31384 | 0.87696 | 0.40118 | 0.1031 | 0.092121 | 0.58773 | 0.66614 | 0.85008 | 0.010158 | 0.027398 | 0.098786 | 0.3962 | 0.66614 | 0 | 0 | 0.85 | 0.85 | 0.85 | 0.85 | 0.87696 | 0.010158 | 0.50599 | 0.064485 | 0.42211
2025-06-14 19:00 | 54177.1833 | 53655.8257 | 302.0703 | 219.2873 | 0.013642 | 0.10749 | 0.10802 | 0.097982 | 165 | 19 | Spring | 0.26664 | 0.33067 | 0.33067 | 0.8775 | 0.42487 | 0.10802 | 0.013642 | 0.23069 | 0.66641 | 0.85008 | 0.010612 | 0.027398 | 0.097982 | 0.41363 | 0.66641 | 0 | 0 | 0.85 | 0.85 | 0.85 | 0.85 | 0.8775 | 0.010612 | 0.52452 | 0.0095495 | 0.39185
2025-06-14 20:00 | 51701.8207 | 51471.3967 | 0 | 230.4239 | 0 | 0.11295 | 0.11379 | 0.097902 | 165 | 20 | Spring | 0.28392 | 0.33907 | 0.33907 | 0.87706 | 0.44583 | 0.11379 | 0 | 0 | 0.66641 | 0.85008 | 0.010717 | 0.013216 | 0.097902 | 0.41376 | 0.66641 | 0 | 0 | 0.85 | 0.85 | 0.85 | 0.85 | 0.87706 | 0.010717 | 0.52178 | 0 | 0.34357
2025-06-14 21:00 | 48667.646 | 48441.5144 | 0 | 226.1316 | 0 | 0.11085 | 0.1115 | 0.099161 | 165 | 21 | Spring | 0.28852 | 0.33774 | 0.33774 | 0.87764 | 0.44688 | 0.1115 | 0 | 0 | 0.66641 | 0.85008 | 0.010682 | 0.0013328 | 0.099161 | 0.40821 | 0.66641 | 0 | 0 | 0.85 | 0.85 | 0.85 | 0.85 | 0.87764 | 0.010682 | 0.49219 | 0 | 0.10075
2025-06-14 22:00 | 44957.1113 | 44734.1982 | 0 | 222.9131 | 0 | 0.10927 | 0.10917 | 0.11119 | 165 | 22 | Spring | 0.27883 | 0.33192 | 0.33192 | 0.87863 | 0.45017 | 0.10917 | 0 | 0 | 0.66641 | 0.85008 | 0.010717 | 0.0013328 | 0.11119 | 0.36384 | 0.66641 | 0 | 0 | 0.85 | 0.85 | 0.85 | 0.85 | 0.87863 | 0.010717 | 0.43629 | 0 | 0.081544
2025-06-14 23:00 | 40869.1 | 40648.8038 | 0 | 220.2963 | 0 | 0.10799 | 0.1072 | 0.1223 | 165 | 23 | Spring | 0.26601 | 0.32932 | 0.32932 | 0.87267 | 0.42104 | 0.1072 | 0 | 0 | 0.65528 | 0.85008 | 0.011973 | 0.0013328 | 0.1223 | 0.30433 | 0.65528 | 0 | 0 | 0.85 | 0.85 | 0.85 | 0.85 | 0.87267 | 0.011973 | 0.38142 | 0 | 0.039465
2025-06-15 00:00 | 37985.9466 | 37763.6158 | 0 | 222.3309 | 0 | 0.10899 | 0.10764 | 0.13334 | 166 | 0 | Spring | 0.27877 | 0.32807 | 0.32807 | 0.86806 | 0.41526 | 0.10764 | 0 | 0 | 0.64562 | 0.85008 | 0.0133 | 0.00079999 | 0.13334 | 0.22892 | 0.64562 | 0 | 0 | 0.85 | 0.85 | 0.85 | 0.85 | 0.86806 | 0.0133 | 0.36461 | 0 | 0.048952
2025-06-15 01:00 | 36897.4677 | 36663.6437 | 0 | 233.824 | 0 | 0.11462 | 0.11284 | 0.14676 | 166 | 1 | Spring | 0.27126 | 0.31736 | 0.31736 | 0.87726 | 0.38 | 0.11284 | 0 | 0 | 0.64562 | 0.85008 | 0.012357 | 0.00079999 | 0.14676 | 0.2248 | 0.64562 | 0 | 0 | 0.85 | 0.85 | 0.85 | 0.85 | 0.87726 | 0.012357 | 0.36019 | 0 | 0
2025-06-15 02:00 | 36185.0833 | 35925.9322 | 0 | 259.1511 | 0 | 0.12703 | 0.12528 | 0.15881 | 166 | 2 | Spring | 0.2611 | 0.30561 | 0.30561 | 0.87644 | 0.34552 | 0.12528 | 0 | 0 | 0.64562 | 0.85008 | 0.012462 | 0.00079999 | 0.15881 | 0.21959 | 0.64562 | 0 | 0 | 0.85 | 0.85 | 0.85 | 0.85 | 0.87644 | 0.012462 | 0.35507 | 0 | 0.0076969
2025-06-15 03:00 | 35652.9025 | 35360.5962 | 0 | 292.3063 | 0 | 0.14329 | 0.14153 | 0.17507 | 166 | 3 | Spring | 0.25348 | 0.29808 | 0.29808 | 0.87591 | 0.33422 | 0.14153 | 0 | 0 | 0.64562 | 0.85008 | 0.013439 | 0.00079999 | 0.17507 | 0.21762 | 0.64562 | 0 | 0 | 0.85 | 0.85 | 0.85 | 0.85 | 0.87591 | 0.013439 | 0.3547 | 0 | 0
2025-06-15 04:00 | 35608.613 | 35281.1591 | 0 | 327.4539 | 0 | 0.16052 | 0.15939 | 0.18091 | 166 | 4 | Spring | 0.24517 | 0.29516 | 0.29516 | 0.87706 | 0.32769 | 0.15939 | 0 | 0 | 0.64562 | 0.85008 | 0.013579 | 0.00079999 | 0.18091 | 0.22054 | 0.64562 | 0 | 0 | 0.85 | 0.85 | 0.85 | 0.85 | 0.87706 | 0.013579 | 0.36068 | 0 | 0
2025-06-15 05:00 | 37630.9325 | 36912.3788 | 380.9467 | 337.607 | 0.017204 | 0.16549 | 0.16467 | 0.18035 | 166 | 5 | Spring | 0.24319 | 0.29542 | 0.29542 | 0.87925 | 0.32324 | 0.16467 | 0.017204 | 0 | 0.64562 | 0.85008 | 0.013719 | 0.00079999 | 0.18035 | 0.24903 | 0.64562 | 0 | 0 | 0.85 | 0.85 | 0.85 | 0.85 | 0.87925 | 0.013719 | 0.38813 | 0.012043 | 0
2025-06-15 06:00 | 40351.1107 | 37516.1754 | 2532.1849 | 302.7504 | 0.11436 | 0.14841 | 0.14719 | 0.17033 | 166 | 6 | Spring | 0.25416 | 0.29826 | 0.29826 | 0.88123 | 0.35611 | 0.14719 | 0.11436 | 0 | 0.6501 | 0.85008 | 0.013404 | 0.00083936 | 0.17033 | 0.30317 | 0.6501 | 0 | 0 | 0.85 | 0.85 | 0.85 | 0.85 | 0.88123 | 0.013404 | 0.4151 | 0.080051 | 0
2025-06-15 07:00 | 45297.9497 | 39519.8667 | 5502.0508 | 276.0322 | 0.24848 | 0.13531 | 0.13329 | 0.17178 | 166 | 7 | Spring | 0.26383 | 0.30635 | 0.30635 | 0.88211 | 0.39696 | 0.13329 | 0.24848 | 0 | 0.65669 | 0.85008 | 0.012671 | 0.0010882 | 0.17178 | 0.29 | 0.65669 | 0 | 0 | 0.85 | 0.85 | 0.85 | 0.85 | 0.88211 | 0.012671 | 0.40054 | 0.17394 | 0.0096656
2025-06-15 08:00 | 49092.3172 | 40458.8494 | 8356.6966 | 276.7713 | 0.37741 | 0.13567 | 0.13311 | 0.18196 | 166 | 8 | Spring | 0.26441 | 0.30255 | 0.30255 | 0.88442 | 0.42633 | 0.13311 | 0.37741 | 0 | 0.65669 | 0.85008 | 0.012183 | 0.0010228 | 0.18196 | 0.28372 | 0.65669 | 0 | 0 | 0.85 | 0.85 | 0.85 | 0.85 | 0.88442 | 0.012183 | 0.39226 | 0.26418 | 0.029613
2025-06-15 09:00 | 52313.781 | 41212.0039 | 10813.3258 | 288.4513 | 0.48835 | 0.1414 | 0.13912 | 0.1826 | 166 | 9 | Spring | 0.25911 | 0.30095 | 0.30095 | 0.88542 | 0.45108 | 0.13912 | 0.48835 | 0.38061 | 0.65642 | 0.85008 | 0.011659 | 0.00079999 | 0.1826 | 0.26073 | 0.65642 | 0 | 0 | 0.85 | 0.85 | 0.85 | 0.85 | 0.88542 | 0.011659 | 0.37528 | 0.34185 | 0
2025-06-15 10:00 | 53764.9173 | 40827.8126 | 12630.6324 | 306.4723 | 0.57042 | 0.15023 | 0.14872 | 0.17754 | 166 | 10 | Spring | 0.26146 | 0.29721 | 0.29721 | 0.88641 | 0.4463 | 0.14872 | 0.57042 | 0.64871 | 0.65688 | 0.85008 | 0.011484 | 0.00079999 | 0.17754 | 0.27476 | 0.65688 | 0 | 0 | 0.85 | 0.85 | 0.85 | 0.85 | 0.88641 | 0.011484 | 0.37825 | 0.3993 | 0
2025-06-15 11:00 | 54243.1062 | 40233.4326 | 13695.8716 | 313.802 | 0.61853 | 0.15382 | 0.15254 | 0.17708 | 166 | 11 | Spring | 0.25473 | 0.28311 | 0.28311 | 0.88809 | 0.41276 | 0.15254 | 0.61853 | 0.69148 | 0.65688 | 0.85008 | 0.01138 | 0.00079999 | 0.17708 | 0.29695 | 0.65688 | 0 | 0 | 0.85 | 0.85 | 0.85 | 0.85 | 0.88809 | 0.01138 | 0.38376 | 0.43297 | 0.0092363
2025-06-15 12:00 | 53572.682 | 39243.9303 | 14012.1727 | 316.5789 | 0.63282 | 0.15519 | 0.15374 | 0.18126 | 166 | 12 | Spring | 0.24979 | 0.27224 | 0.27224 | 0.88874 | 0.38152 | 0.15374 | 0.63282 | 0.67553 | 0.65688 | 0.85008 | 0.011484 | 0.00080167 | 0.18126 | 0.31905 | 0.65688 | 0 | 0 | 0.85 | 0.85 | 0.85 | 0.85 | 0.88874 | 0.011484 | 0.39243 | 0.44297 | 0.0092363
2025-06-15 13:00 | 51462.0802 | 37639.2178 | 13507.2231 | 315.6392 | 0.61001 | 0.15473 | 0.15266 | 0.19208 | 166 | 13 | Spring | 0.2448 | 0.25993 | 0.25993 | 0.88865 | 0.35645 | 0.15266 | 0.61001 | 0.66427 | 0.65688 | 0.85008 | 0.010123 | 0.00079999 | 0.19208 | 0.32335 | 0.65688 | 0 | 0 | 0.85 | 0.85 | 0.85 | 0.85 | 0.88865 | 0.010123 | 0.40028 | 0.42701 | 0.0092363
2025-06-15 14:00 | 50559.7146 | 37886.9237 | 12340.628 | 332.1629 | 0.55733 | 0.16282 | 0.16057 | 0.20352 | 166 | 14 | Spring | 0.24385 | 0.25881 | 0.25881 | 0.88747 | 0.34975 | 0.16057 | 0.55733 | 0.65679 | 0.65688 | 0.85008 | 0.0099835 | 0.0013328 | 0.20352 | 0.32489 | 0.65688 | 0 | 0 | 0.85 | 0.85 | 0.85 | 0.85 | 0.88747 | 0.0099835 | 0.40115 | 0.39013 | 0.0094141
2025-06-15 15:00 | 49799.4489 | 39054.278 | 10383.8354 | 361.3355 | 0.46895 | 0.17713 | 0.1753 | 0.21013 | 166 | 15 | Spring | 0.24372 | 0.26351 | 0.26351 | 0.88663 | 0.34492 | 0.1753 | 0.46895 | 0.66692 | 0.65688 | 0.85008 | 0.010088 | 0.0013328 | 0.21013 | 0.33518 | 0.65688 | 0 | 0 | 0.85 | 0.85 | 0.85 | 0.85 | 0.88663 | 0.010088 | 0.4158 | 0.32827 | 0.0094141
2025-06-15 16:00 | 49034.6691 | 40748.732 | 7900.9624 | 384.9747 | 0.35682 | 0.18871 | 0.18765 | 0.20786 | 166 | 16 | Spring | 0.24178 | 0.27908 | 0.27908 | 0.87629 | 0.34371 | 0.18765 | 0.35682 | 0.67652 | 0.66614 | 0.85008 | 0.010018 | 0.0013328 | 0.20786 | 0.36047 | 0.66614 | 0 | 0 | 0.85 | 0.85 | 0.85 | 0.85 | 0.87629 | 0.010018 | 0.43848 | 0.24978 | 0.0092363
2025-06-15 17:00 | 48467.5316 | 43079.7631 | 4999.8361 | 387.9324 | 0.2258 | 0.19016 | 0.1898 | 0.19666 | 166 | 17 | Spring | 0.24363 | 0.29823 | 0.29823 | 0.87688 | 0.36264 | 0.1898 | 0.2258 | 0.6679 | 0.66614 | 0.85008 | 0.010018 | 0.0035317 | 0.19666 | 0.37417 | 0.66614 | 0 | 0 | 0.85 | 0.85 | 0.85 | 0.85 | 0.87688 | 0.010018 | 0.48342 | 0.15806 | 0.28272
2025-06-15 18:00 | 48685.9092 | 46089.1996 | 2224.3004 | 372.4092 | 0.10045 | 0.18255 | 0.18233 | 0.18659 | 166 | 18 | Spring | 0.25066 | 0.31384 | 0.31384 | 0.87696 | 0.40118 | 0.18233 | 0.10045 | 0.58773 | 0.66614 | 0.85008 | 0.010158 | 0.027398 | 0.18659 | 0.3962 | 0.66614 | 0 | 0 | 0.85 | 0.85 | 0.85 | 0.85 | 0.87696 | 0.010158 | 0.50599 | 0.070318 | 0.42211
2025-06-15 19:00 | 50806.813 | 50126.1676 | 321.1136 | 359.5317 | 0.014502 | 0.17624 | 0.17596 | 0.18129 | 166 | 19 | Spring | 0.26664 | 0.33067 | 0.33067 | 0.8775 | 0.42487 | 0.17596 | 0.014502 | 0.23069 | 0.66641 | 0.85008 | 0.010612 | 0.027398 | 0.18129 | 0.41363 | 0.66641 | 0 | 0 | 0.85 | 0.85 | 0.85 | 0.85 | 0.8775 | 0.010612 | 0.52452 | 0.010151 | 0.39185
2025-06-15 20:00 | 48568.3319 | 48216.8654 | 0 | 351.4664 | 0 | 0.17229 | 0.17204 | 0.17668 | 166 | 20 | Spring | 0.28392 | 0.33907 | 0.33907 | 0.87706 | 0.44583 | 0.17204 | 0 | 0 | 0.66641 | 0.85008 | 0.010717 | 0.013216 | 0.17668 | 0.41376 | 0.66641 | 0 | 0 | 0.85 | 0.85 | 0.85 | 0.85 | 0.87706 | 0.010717 | 0.52178 | 0 | 0.34357
2025-06-15 21:00 | 45569.5478 | 45231.364 | 0 | 338.1838 | 0 | 0.16578 | 0.16552 | 0.17049 | 166 | 21 | Spring | 0.28852 | 0.33774 | 0.33774 | 0.87764 | 0.44688 | 0.16552 | 0 | 0 | 0.66641 | 0.85008 | 0.010682 | 0.0013328 | 0.17049 | 0.40821 | 0.66641 | 0 | 0 | 0.85 | 0.85 | 0.85 | 0.85 | 0.87764 | 0.010682 | 0.49219 | 0 | 0.10075
2025-06-15 22:00 | 41901.5601 | 41578.5494 | 0 | 323.0107 | 0 | 0.15834 | 0.15794 | 0.16551 | 166 | 22 | Spring | 0.27883 | 0.33192 | 0.33192 | 0.87863 | 0.45017 | 0.15794 | 0 | 0 | 0.66641 | 0.85008 | 0.010717 | 0.0013328 | 0.16551 | 0.36384 | 0.66641 | 0 | 0 | 0.85 | 0.85 | 0.85 | 0.85 | 0.87863 | 0.010717 | 0.43629 | 0 | 0.081544
2025-06-15 23:00 | 37871.5023 | 37555.7701 | 0 | 315.7323 | 0 | 0.15477 | 0.15427 | 0.1639 | 166 | 23 | Spring | 0.26601 | 0.32932 | 0.32932 | 0.87267 | 0.42104 | 0.15427 | 0 | 0 | 0.65528 | 0.85008 | 0.011973 | 0.0013328 | 0.1639 | 0.30433 | 0.65528 | 0 | 0 | 0.85 | 0.85 | 0.85 | 0.85 | 0.87267 | 0.011973 | 0.38142 | 0 | 0.039465
2025-06-16 00:00 | 57441.4075 | 57107.1357 | 0 | 334.2718 | 0 | 0.16386 | 0.16351 | 0.17022 | 167 | 0 | Summer | 0.55471 | 0.48104 | 0.48104 | 0.94878 | 0.35614 | 0.16351 | 0 | 0 | 0.66443 | 0.85008 | 0.012218 | 0.019437 | 0.17022 | 0.52743 | 0.66443 | 0 | 0 | 0.85 | 0.85 | 0.85 | 0.85 | 0.94878 | 0.012218 | 0.59514 | 0 | 0.042639
2025-06-16 01:00 | 56058.3208 | 55695.8454 | 0 | 362.4755 | 0 | 0.17768 | 0.17797 | 0.1725 | 167 | 1 | Summer | 0.51573 | 0.45924 | 0.45924 | 0.94906 | 0.29865 | 0.17797 | 0 | 0 | 0.66443 | 0.85008 | 0.012287 | 0.019437 | 0.1725 | 0.48331 | 0.66443 | 0 | 0 | 0.85 | 0.85 | 0.85 | 0.85 | 0.94906 | 0.012287 | 0.55167 | 0 | 0
2025-06-16 02:00 | 55255.0446 | 54874.2527 | 0 | 380.7919 | 0 | 0.18666 | 0.18761 | 0.16947 | 167 | 2 | Summer | 0.47769 | 0.44425 | 0.44425 | 0.94941 | 0.25138 | 0.18761 | 0 | 0 | 0.66443 | 0.85008 | 0.012567 | 0.019191 | 0.16947 | 0.46524 | 0.66443 | 0 | 0 | 0.85 | 0.85 | 0.85 | 0.85 | 0.94941 | 0.012567 | 0.53289 | 0 | 0
2025-06-16 03:00 | 54541.2193 | 54152.1574 | 0 | 389.0618 | 0 | 0.19072 | 0.19223 | 0.16329 | 167 | 3 | Summer | 0.46012 | 0.43819 | 0.43819 | 0.9491 | 0.22464 | 0.19223 | 0 | 0 | 0.66443 | 0.85008 | 0.012532 | 0.01917 | 0.16329 | 0.45789 | 0.66443 | 0 | 0 | 0.85 | 0.85 | 0.85 | 0.85 | 0.9491 | 0.012532 | 0.52986 | 0 | 0
2025-06-16 04:00 | 54440.0498 | 54047.6695 | 0 | 392.3802 | 0 | 0.19234 | 0.19452 | 0.15292 | 167 | 4 | Summer | 0.44971 | 0.43054 | 0.43054 | 0.94949 | 0.2044 | 0.19452 | 0 | 0 | 0.66443 | 0.85008 | 0.012532 | 0.01917 | 0.15292 | 0.46405 | 0.66443 | 0 | 0 | 0.85 | 0.85 | 0.85 | 0.85 | 0.94949 | 0.012532 | 0.53565 | 0 | 0
2025-06-16 05:00 | 58165.8816 | 57371.9897 | 412.8593 | 381.0326 | 0.018646 | 0.18678 | 0.18906 | 0.14558 | 167 | 5 | Summer | 0.45811 | 0.44299 | 0.44299 | 0.94957 | 0.18921 | 0.18906 | 0.018646 | 0 | 0.66443 | 0.85008 | 0.012567 | 0.01917 | 0.14558 | 0.49226 | 0.66443 | 0 | 0 | 0.85 | 0.85 | 0.85 | 0.85 | 0.94957 | 0.012567 | 0.54922 | 0.013052 | 0
2025-06-16 06:00 | 64930.9553 | 61923.6619 | 2675.2246 | 332.0689 | 0.12082 | 0.16278 | 0.16459 | 0.13002 | 167 | 6 | Summer | 0.48774 | 0.45859 | 0.45859 | 0.94971 | 0.19102 | 0.16459 | 0.12082 | 0 | 0.66443 | 0.85008 | 0.012532 | 0.018904 | 0.13002 | 0.49923 | 0.66443 | 0 | 0 | 0.85 | 0.85 | 0.85 | 0.85 | 0.94971 | 0.012532 | 0.5429 | 0.084573 | 0
2025-06-16 07:00 | 71485.2064 | 65346.4938 | 5804.969 | 333.7435 | 0.26216 | 0.1636 | 0.16606 | 0.11917 | 167 | 7 | Summer | 0.5162 | 0.46934 | 0.46934 | 0.95016 | 0.20898 | 0.16606 | 0.26216 | 0 | 0.66478 | 0.85008 | 0.012392 | 0.018904 | 0.11917 | 0.50879 | 0.66478 | 0 | 0 | 0.85 | 0.85 | 0.85 | 0.85 | 0.95016 | 0.012392 | 0.545 | 0.18351 | 0
2025-06-16 08:00 | 73058.9769 | 63871.8516 | 8845.5276 | 341.5978 | 0.39948 | 0.16745 | 0.17028 | 0.11636 | 167 | 8 | Summer | 0.5354 | 0.4736 | 0.4736 | 0.95052 | 0.22514 | 0.17028 | 0.39948 | 0.19439 | 0.66478 | 0.85008 | 0.012602 | 0.018904 | 0.11636 | 0.53361 | 0.66478 | 0 | 0 | 0.85 | 0.85 | 0.85 | 0.85 | 0.95052 | 0.012602 | 0.54288 | 0.27964 | 0
2025-06-16 09:00 | 73134.522 | 61248.1307 | 11561.0759 | 325.3154 | 0.52212 | 0.15947 | 0.16226 | 0.10899 | 167 | 9 | Summer | 0.54581 | 0.4857 | 0.4857 | 0.94978 | 0.24893 | 0.16226 | 0.52212 | 0.50389 | 0.66478 | 0.85008 | 0.014382 | 0.018904 | 0.10899 | 0.56932 | 0.66478 | 0 | 0 | 0.85 | 0.85 | 0.85 | 0.85 | 0.94978 | 0.014382 | 0.55471 | 0.36549 | 0
2025-06-16 10:00 | 72297.5159 | 58425.1316 | 13572.7026 | 299.6817 | 0.61297 | 0.1469 | 0.14964 | 0.097339 | 167 | 10 | Summer | 0.56661 | 0.50285 | 0.50285 | 0.94712 | 0.26186 | 0.14964 | 0.61297 | 0.61316 | 0.66501 | 0.85008 | 0.014068 | 0.018915 | 0.097339 | 0.61473 | 0.66501 | 0 | 0 | 0.85 | 0.85 | 0.85 | 0.85 | 0.94712 | 0.014068 | 0.60127 | 0.42908 | 0
2025-06-16 11:00 | 70780.0442 | 55936.9763 | 14567.0861 | 275.9818 | 0.65788 | 0.13529 | 0.13811 | 0.084161 | 167 | 11 | Summer | 0.60096 | 0.52041 | 0.52041 | 0.94453 | 0.27752 | 0.13811 | 0.65788 | 0.62169 | 0.6656 | 0.85008 | 0.014417 | 0.023029 | 0.084161 | 0.67643 | 0.6656 | 0 | 0 | 0.85 | 0.85 | 0.85 | 0.85 | 0.94453 | 0.014417 | 0.64142 | 0.46052 | 0.0015394
2025-06-16 12:00 | 70869.8482 | 56069.3836 | 14540.5264 | 259.9382 | 0.65668 | 0.12742 | 0.1304 | 0.07358 | 167 | 12 | Summer | 0.62291 | 0.53799 | 0.53799 | 0.94362 | 0.31341 | 0.1304 | 0.65668 | 0.62222 | 0.6656 | 0.85008 | 0.013928 | 0.037669 | 0.07358 | 0.70982 | 0.6656 | 0 | 0 | 0.85 | 0.85 | 0.85 | 0.85 | 0.94362 | 0.013928 | 0.67439 | 0.45968 | 0.13423
2025-06-16 13:00 | 70848.2043 | 56749.6946 | 13851.7107 | 246.7991 | 0.62557 | 0.12098 | 0.12373 | 0.071277 | 167 | 13 | Summer | 0.63006 | 0.55564 | 0.55564 | 0.9422 | 0.37114 | 0.12373 | 0.62557 | 0.63828 | 0.6656 | 0.85008 | 0.014242 | 0.073749 | 0.071277 | 0.73201 | 0.6656 | 0 | 0 | 0.85 | 0.85 | 0.85 | 0.85 | 0.9422 | 0.014242 | 0.69376 | 0.4379 | 0.25305
2025-06-16 14:00 | 70807.8574 | 58137.5778 | 12426.0815 | 244.1981 | 0.56119 | 0.1197 | 0.12178 | 0.082179 | 167 | 14 | Summer | 0.6488 | 0.56826 | 0.56826 | 0.9398 | 0.41215 | 0.12178 | 0.56119 | 0.63061 | 0.66582 | 0.85008 | 0.014033 | 0.099397 | 0.082179 | 0.74849 | 0.66582 | 0 | 0 | 0.85 | 0.85 | 0.85 | 0.85 | 0.9398 | 0.014033 | 0.70785 | 0.39283 | 0.30697
2025-06-16 15:00 | 71323.9969 | 60934.3585 | 10139.2259 | 250.4124 | 0.45791 | 0.12275 | 0.12475 | 0.086545 | 167 | 15 | Summer | 0.65735 | 0.56817 | 0.56817 | 0.93752 | 0.45803 | 0.12475 | 0.45791 | 0.64444 | 0.66641 | 0.85008 | 0.013928 | 0.12232 | 0.086545 | 0.75815 | 0.66641 | 0 | 0 | 0.85 | 0.85 | 0.85 | 0.85 | 0.93752 | 0.013928 | 0.71964 | 0.32054 | 0.37998
2025-06-16 16:00 | 73704.5279 | 65965.3458 | 7479.4579 | 259.7242 | 0.33779 | 0.12732 | 0.12907 | 0.095545 | 167 | 16 | Summer | 0.66113 | 0.57399 | 0.57399 | 0.93651 | 0.48967 | 0.12907 | 0.33779 | 0.62638 | 0.66641 | 0.85008 | 0.013195 | 0.14338 | 0.095545 | 0.76334 | 0.66641 | 0 | 0 | 0.85 | 0.85 | 0.85 | 0.85 | 0.93651 | 0.013195 | 0.72909 | 0.23645 | 0.58653
2025-06-16 17:00 | 75530.9481 | 70388.0048 | 4874.3778 | 268.5655 | 0.22014 | 0.13165 | 0.13313 | 0.10487 | 167 | 17 | Summer | 0.65876 | 0.57144 | 0.57144 | 0.93752 | 0.50401 | 0.13313 | 0.22014 | 0.5801 | 0.66641 | 0.85008 | 0.01309 | 0.20336 | 0.10487 | 0.76686 | 0.66641 | 0 | 0 | 0.85 | 0.85 | 0.85 | 0.85 | 0.93752 | 0.01309 | 0.74086 | 0.1541 | 0.64515
2025-06-16 18:00 | 76330.8458 | 73728.4077 | 2331.2557 | 271.1823 | 0.10528 | 0.13293 | 0.13402 | 0.11336 | 167 | 18 | Summer | 0.65784 | 0.57543 | 0.57543 | 0.9378 | 0.50368 | 0.13402 | 0.10528 | 0.50952 | 0.66641 | 0.85008 | 0.012846 | 0.22688 | 0.11336 | 0.77618 | 0.66641 | 0 | 0 | 0.85 | 0.85 | 0.85 | 0.85 | 0.9378 | 0.012846 | 0.75295 | 0.073699 | 0.64577
2025-06-16 19:00 | 75399.2736 | 74766.198 | 355.228 | 277.8477 | 0.016043 | 0.1362 | 0.13733 | 0.11577 | 167 | 19 | Summer | 0.65654 | 0.58215 | 0.58215 | 0.93722 | 0.47421 | 0.13733 | 0.016043 | 0.33059 | 0.66641 | 0.85008 | 0.011205 | 0.20175 | 0.11577 | 0.77565 | 0.66641 | 0 | 0 | 0.85 | 0.85 | 0.85 | 0.85 | 0.93722 | 0.011205 | 0.76424 | 0.01123 | 0.70485
2025-06-16 20:00 | 70676.0585 | 70391.041 | 0 | 285.0176 | 0 | 0.13971 | 0.14105 | 0.11563 | 167 | 20 | Summer | 0.6677 | 0.58557 | 0.58557 | 0.93506 | 0.44805 | 0.14105 | 0 | 0.065097 | 0.66641 | 0.85008 | 0.01131 | 0.13977 | 0.11563 | 0.77193 | 0.66641 | 0 | 0 | 0.85 | 0.85 | 0.85 | 0.85 | 0.93506 | 0.01131 | 0.76712 | 0 | 0.71244
2025-06-16 21:00 | 66598.9575 | 66318.5392 | 0 | 280.4183 | 0 | 0.13746 | 0.1389 | 0.11148 | 167 | 21 | Summer | 0.65116 | 0.57136 | 0.57136 | 0.93281 | 0.42034 | 0.1389 | 0 | 0 | 0.66641 | 0.85008 | 0.011415 | 0.067558 | 0.11148 | 0.74633 | 0.66641 | 0 | 0 | 0.85 | 0.85 | 0.85 | 0.85 | 0.93281 | 0.011415 | 0.74851 | 0 | 0.38078
2025-06-16 22:00 | 61389.5922 | 61116.0652 | 0 | 273.527 | 0 | 0.13408 | 0.13544 | 0.1095 | 167 | 22 | Summer | 0.61469 | 0.5457 | 0.5457 | 0.9302 | 0.41049 | 0.13544 | 0 | 0 | 0.6656 | 0.85008 | 0.011659 | 0.03136 | 0.1095 | 0.66421 | 0.6656 | 0 | 0 | 0.85 | 0.85 | 0.85 | 0.85 | 0.9302 | 0.011659 | 0.69584 | 0 | 0.15401
2025-06-16 23:00 | 56446.3156 | 56179.4607 | 0 | 266.8549 | 0 | 0.13081 | 0.13201 | 0.10921 | 167 | 23 | Summer | 0.59142 | 0.54754 | 0.54754 | 0.91095 | 0.36743 | 0.13201 | 0 | 0 | 0.66219 | 0.85008 | 0.011938 | 0.024002 | 0.10921 | 0.58272 | 0.66219 | 0 | 0 | 0.85 | 0.85 | 0.85 | 0.85 | 0.91095 | 0.011938 | 0.6334 | 0 | 0.13531
2025-06-17 00:00 | 54653.3389 | 54391.4114 | 0 | 261.9275 | 0 | 0.1284 | 0.12929 | 0.11215 | 168 | 0 | Summer | 0.55471 | 0.48104 | 0.48104 | 0.94878 | 0.35614 | 0.12929 | 0 | 0 | 0.66443 | 0.85008 | 0.012218 | 0.019437 | 0.11215 | 0.52743 | 0.66443 | 0 | 0 | 0.85 | 0.85 | 0.85 | 0.85 | 0.94878 | 0.012218 | 0.59514 | 0 | 0.042639
2025-06-17 01:00 | 54036.7088 | 53777.4856 | 0 | 259.2231 | 0 | 0.12707 | 0.12785 | 0.11301 | 168 | 1 | Summer | 0.51573 | 0.45924 | 0.45924 | 0.94906 | 0.29865 | 0.12785 | 0 | 0 | 0.66443 | 0.85008 | 0.012287 | 0.019437 | 0.11301 | 0.48331 | 0.66443 | 0 | 0 | 0.85 | 0.85 | 0.85 | 0.85 | 0.94906 | 0.012287 | 0.55167 | 0 | 0
2025-06-17 02:00 | 53919.3586 | 53661.2664 | 0 | 258.0922 | 0 | 0.12652 | 0.12757 | 0.10752 | 168 | 2 | Summer | 0.47769 | 0.44425 | 0.44425 | 0.94941 | 0.25138 | 0.12757 | 0 | 0 | 0.66443 | 0.85008 | 0.012567 | 0.019191 | 0.10752 | 0.46524 | 0.66443 | 0 | 0 | 0.85 | 0.85 | 0.85 | 0.85 | 0.94941 | 0.012567 | 0.53289 | 0 | 0
2025-06-17 03:00 | 53922.409 | 53664.7433 | 0 | 257.6657 | 0 | 0.12631 | 0.12779 | 0.099536 | 168 | 3 | Summer | 0.46012 | 0.43819 | 0.43819 | 0.9491 | 0.22464 | 0.12779 | 0 | 0 | 0.66443 | 0.85008 | 0.012532 | 0.01917 | 0.099536 | 0.45789 | 0.66443 | 0 | 0 | 0.85 | 0.85 | 0.85 | 0.85 | 0.9491 | 0.012532 | 0.52986 | 0 | 0
2025-06-17 04:00 | 54440.0498 | 54178.2553 | 0 | 261.7945 | 0 | 0.12833 | 0.13022 | 0.094205 | 168 | 4 | Summer | 0.44971 | 0.43054 | 0.43054 | 0.94949 | 0.2044 | 0.13022 | 0 | 0 | 0.66443 | 0.85008 | 0.012532 | 0.01917 | 0.094205 | 0.46405 | 0.66443 | 0 | 0 | 0.85 | 0.85 | 0.85 | 0.85 | 0.94949 | 0.012532 | 0.53565 | 0 | 0
2025-06-17 05:00 | 58165.8816 | 57423.1906 | 479.4425 | 263.2485 | 0.021653 | 0.12904 | 0.13114 | 0.091098 | 168 | 5 | Summer | 0.45811 | 0.44299 | 0.44299 | 0.94957 | 0.18921 | 0.13114 | 0.021653 | 0 | 0.66443 | 0.85008 | 0.012567 | 0.01917 | 0.091098 | 0.49226 | 0.66443 | 0 | 0 | 0.85 | 0.85 | 0.85 | 0.85 | 0.94957 | 0.012567 | 0.54922 | 0.015157 | 0
2025-06-17 06:00 | 63423.4208 | 60224.5812 | 2991.2434 | 207.5962 | 0.13509 | 0.10176 | 0.10332 | 0.073634 | 168 | 6 | Summer | 0.48774 | 0.45859 | 0.45859 | 0.94971 | 0.19102 | 0.10332 | 0.13509 | 0 | 0.66443 | 0.85008 | 0.012532 | 0.018904 | 0.073634 | 0.49923 | 0.66443 | 0 | 0 | 0.85 | 0.85 | 0.85 | 0.85 | 0.94971 | 0.012532 | 0.5429 | 0.094563 | 0
2025-06-17 07:00 | 70911.0854 | 64345.2326 | 6375.0867 | 190.766 | 0.28791 | 0.093513 | 0.095404 | 0.05933 | 168 | 7 | Summer | 0.5162 | 0.46934 | 0.46934 | 0.95016 | 0.20898 | 0.095404 | 0.28791 | 0 | 0.66478 | 0.85008 | 0.012392 | 0.018904 | 0.05933 | 0.50879 | 0.66478 | 0 | 0 | 0.85 | 0.85 | 0.85 | 0.85 | 0.95016 | 0.012392 | 0.545 | 0.20154 | 0
2025-06-17 08:00 | 73268.5729 | 63487.5415 | 9592.3752 | 188.6563 | 0.43321 | 0.092479 | 0.09452 | 0.05558 | 168 | 8 | Summer | 0.5354 | 0.4736 | 0.4736 | 0.95052 | 0.22514 | 0.09452 | 0.43321 | 0.19439 | 0.66478 | 0.85008 | 0.012602 | 0.018904 | 0.05558 | 0.53361 | 0.66478 | 0 | 0 | 0.85 | 0.85 | 0.85 | 0.85 | 0.95052 | 0.012602 | 0.54288 | 0.30325 | 0
2025-06-17 09:00 | 73434.7578 | 60960.544 | 12315.9632 | 158.2506 | 0.55621 | 0.077574 | 0.079091 | 0.050143 | 168 | 9 | Summer | 0.54581 | 0.4857 | 0.4857 | 0.94978 | 0.24893 | 0.079091 | 0.55621 | 0.50389 | 0.66478 | 0.85008 | 0.014382 | 0.018904 | 0.050143 | 0.56932 | 0.66478 | 0 | 0 | 0.85 | 0.85 | 0.85 | 0.85 | 0.94978 | 0.014382 | 0.55471 | 0.38935 | 0
2025-06-17 10:00 | 72511.9197 | 58131.5118 | 14255.7586 | 124.6493 | 0.64382 | 0.061103 | 0.062056 | 0.043875 | 168 | 10 | Summer | 0.56661 | 0.50285 | 0.50285 | 0.94712 | 0.26186 | 0.062056 | 0.64382 | 0.61316 | 0.66501 | 0.85008 | 0.014068 | 0.018915 | 0.043875 | 0.61473 | 0.66501 | 0 | 0 | 0.85 | 0.85 | 0.85 | 0.85 | 0.94712 | 0.014068 | 0.60127 | 0.45067 | 0
2025-06-17 11:00 | 70846.1409 | 55391.5129 | 15351.2448 | 103.3832 | 0.69329 | 0.050678 | 0.051268 | 0.040018 | 168 | 11 | Summer | 0.60096 | 0.52041 | 0.52041 | 0.94453 | 0.27752 | 0.051268 | 0.69329 | 0.62169 | 0.6656 | 0.85008 | 0.014417 | 0.023029 | 0.040018 | 0.67643 | 0.6656 | 0 | 0 | 0.85 | 0.85 | 0.85 | 0.85 | 0.94453 | 0.014417 | 0.64142 | 0.48531 | 0.0015394
2025-06-17 12:00 | 70750.0559 | 54888.9303 | 15770.8911 | 90.2345 | 0.71225 | 0.044233 | 0.044297 | 0.043071 | 168 | 12 | Summer | 0.62291 | 0.53799 | 0.53799 | 0.94362 | 0.31341 | 0.044297 | 0.71225 | 0.62222 | 0.6656 | 0.85008 | 0.013928 | 0.037669 | 0.043071 | 0.70982 | 0.6656 | 0 | 0 | 0.85 | 0.85 | 0.85 | 0.85 | 0.94362 | 0.013928 | 0.67439 | 0.49857 | 0.13423
2025-06-17 13:00 | 70507.0137 | 55096.104 | 15328.6129 | 82.2968 | 0.69227 | 0.040342 | 0.039676 | 0.052366 | 168 | 13 | Summer | 0.63006 | 0.55564 | 0.55564 | 0.9422 | 0.37114 | 0.039676 | 0.69227 | 0.63828 | 0.6656 | 0.85008 | 0.014242 | 0.073749 | 0.052366 | 0.73201 | 0.6656 | 0 | 0 | 0.85 | 0.85 | 0.85 | 0.85 | 0.9422 | 0.014242 | 0.69376 | 0.48459 | 0.25305
2025-06-17 14:00 | 70287.0952 | 56193.7682 | 14009.637 | 83.69 | 0.6327 | 0.041025 | 0.039797 | 0.063214 | 168 | 14 | Summer | 0.6488 | 0.56826 | 0.56826 | 0.9398 | 0.41215 | 0.039797 | 0.6327 | 0.63061 | 0.66582 | 0.85008 | 0.014033 | 0.099397 | 0.063214 | 0.74849 | 0.66582 | 0 | 0 | 0.85 | 0.85 | 0.85 | 0.85 | 0.9398 | 0.014033 | 0.70785 | 0.44289 | 0.30697
2025-06-17 15:00 | 70684.9087 | 58775.6801 | 11821.2306 | 87.998 | 0.53387 | 0.043136 | 0.041525 | 0.072268 | 168 | 15 | Summer | 0.65735 | 0.56817 | 0.56817 | 0.93752 | 0.45803 | 0.041525 | 0.53387 | 0.64444 | 0.66641 | 0.85008 | 0.013928 | 0.12232 | 0.072268 | 0.75815 | 0.66641 | 0 | 0 | 0.85 | 0.85 | 0.85 | 0.85 | 0.93752 | 0.013928 | 0.71964 | 0.37371 | 0.37998
2025-06-17 16:00 | 72787.7655 | 63883.614 | 8810.9276 | 93.224 | 0.39792 | 0.045698 | 0.043775 | 0.080464 | 168 | 16 | Summer | 0.66113 | 0.57399 | 0.57399 | 0.93651 | 0.48967 | 0.043775 | 0.39792 | 0.62638 | 0.66641 | 0.85008 | 0.013195 | 0.14338 | 0.080464 | 0.76334 | 0.66641 | 0 | 0 | 0.85 | 0.85 | 0.85 | 0.85 | 0.93651 | 0.013195 | 0.72909 | 0.27854 | 0.58653
2025-06-17 17:00 | 74221.7086 | 68689.8901 | 5433.4287 | 98.3898 | 0.24538 | 0.04823 | 0.046205 | 0.08483 | 168 | 17 | Summer | 0.65876 | 0.57144 | 0.57144 | 0.93752 | 0.50401 | 0.046205 | 0.24538 | 0.5801 | 0.66641 | 0.85008 | 0.01309 | 0.20336 | 0.08483 | 0.76686 | 0.66641 | 0 | 0 | 0.85 | 0.85 | 0.85 | 0.85 | 0.93752 | 0.01309 | 0.74086 | 0.17177 | 0.64515
2025-06-17 18:00 | 74592.581 | 72153.9123 | 2328.436 | 110.2327 | 0.10516 | 0.054036 | 0.052353 | 0.084455 | 168 | 18 | Summer | 0.65784 | 0.57543 | 0.57543 | 0.9378 | 0.50368 | 0.052353 | 0.10516 | 0.50952 | 0.66641 | 0.85008 | 0.012846 | 0.22688 | 0.084455 | 0.77618 | 0.66641 | 0 | 0 | 0.85 | 0.85 | 0.85 | 0.85 | 0.9378 | 0.012846 | 0.75295 | 0.07361 | 0.64577
2025-06-17 19:00 | 75094.3847 | 74622.5312 | 337.9736 | 133.8799 | 0.015264 | 0.065627 | 0.064808 | 0.080437 | 168 | 19 | Summer | 0.65654 | 0.58215 | 0.58215 | 0.93722 | 0.47421 | 0.064808 | 0.015264 | 0.33059 | 0.66641 | 0.85008 | 0.011205 | 0.20175 | 0.080437 | 0.77565 | 0.66641 | 0 | 0 | 0.85 | 0.85 | 0.85 | 0.85 | 0.93722 | 0.011205 | 0.76424 | 0.010684 | 0.70485
2025-06-17 20:00 | 71603.3154 | 71458.7528 | 0 | 144.5626 | 0 | 0.070864 | 0.070775 | 0.072482 | 168 | 20 | Summer | 0.6677 | 0.58557 | 0.58557 | 0.93506 | 0.44805 | 0.070775 | 0 | 0.065097 | 0.66641 | 0.85008 | 0.01131 | 0.13977 | 0.072482 | 0.77193 | 0.66641 | 0 | 0 | 0.85 | 0.85 | 0.85 | 0.85 | 0.93506 | 0.01131 | 0.76712 | 0 | 0.71244
2025-06-17 21:00 | 68024.2035 | 67881.9075 | 0 | 142.296 | 0 | 0.069753 | 0.070152 | 0.062545 | 168 | 21 | Summer | 0.65116 | 0.57136 | 0.57136 | 0.93281 | 0.42034 | 0.070152 | 0 | 0 | 0.66641 | 0.85008 | 0.011415 | 0.067558 | 0.062545 | 0.74633 | 0.66641 | 0 | 0 | 0.85 | 0.85 | 0.85 | 0.85 | 0.93281 | 0.011415 | 0.74851 | 0 | 0.38078
2025-06-17 22:00 | 62979.909 | 62832.1483 | 0 | 147.7607 | 0 | 0.072432 | 0.073426 | 0.054455 | 168 | 22 | Summer | 0.61469 | 0.5457 | 0.5457 | 0.9302 | 0.41049 | 0.073426 | 0 | 0 | 0.6656 | 0.85008 | 0.011659 | 0.03136 | 0.054455 | 0.66421 | 0.6656 | 0 | 0 | 0.85 | 0.85 | 0.85 | 0.85 | 0.9302 | 0.011659 | 0.69584 | 0 | 0.15401
2025-06-17 23:00 | 57994.3397 | 57839.2521 | 0 | 155.0875 | 0 | 0.076023 | 0.077424 | 0.050705 | 168 | 23 | Summer | 0.59142 | 0.54754 | 0.54754 | 0.91095 | 0.36743 | 0.077424 | 0 | 0 | 0.66219 | 0.85008 | 0.011938 | 0.024002 | 0.050705 | 0.58272 | 0.66219 | 0 | 0 | 0.85 | 0.85 | 0.85 | 0.85 | 0.91095 | 0.011938 | 0.6334 | 0 | 0.13531
2025-06-18 00:00 | 55279.3818 | 55124.3452 | 0 | 155.0366 | 0 | 0.075998 | 0.077504 | 0.048777 | 169 | 0 | Summer | 0.55471 | 0.48104 | 0.48104 | 0.94878 | 0.35614 | 0.077504 | 0 | 0 | 0.66443 | 0.85008 | 0.012218 | 0.019437 | 0.048777 | 0.52743 | 0.66443 | 0 | 0 | 0.85 | 0.85 | 0.85 | 0.85 | 0.94878 | 0.012218 | 0.59514 | 0 | 0.042639
2025-06-18 01:00 | 54036.7088 | 53878.5209 | 0 | 158.1879 | 0 | 0.077543 | 0.079132 | 0.04883 | 169 | 1 | Summer | 0.51573 | 0.45924 | 0.45924 | 0.94906 | 0.29865 | 0.079132 | 0 | 0 | 0.66443 | 0.85008 | 0.012287 | 0.019437 | 0.04883 | 0.48331 | 0.66443 | 0 | 0 | 0.85 | 0.85 | 0.85 | 0.85 | 0.94906 | 0.012287 | 0.55167 | 0 | 0
2025-06-18 02:00 | 53919.3586 | 53751.964 | 0 | 167.3946 | 0 | 0.082056 | 0.083933 | 0.048134 | 169 | 2 | Summer | 0.47769 | 0.44425 | 0.44425 | 0.94941 | 0.25138 | 0.083933 | 0 | 0 | 0.66443 | 0.85008 | 0.012567 | 0.019191 | 0.048134 | 0.46524 | 0.66443 | 0 | 0 | 0.85 | 0.85 | 0.85 | 0.85 | 0.94941 | 0.012567 | 0.53289 | 0 | 0
2025-06-18 03:00 | 53922.409 | 53741.7062 | 0 | 180.7028 | 0 | 0.08858 | 0.090964 | 0.045482 | 169 | 3 | Summer | 0.46012 | 0.43819 | 0.43819 | 0.9491 | 0.22464 | 0.090964 | 0 | 0 | 0.66443 | 0.85008 | 0.012532 | 0.01917 | 0.045482 | 0.45789 | 0.66443 | 0 | 0 | 0.85 | 0.85 | 0.85 | 0.85 | 0.9491 | 0.012532 | 0.52986 | 0 | 0
2025-06-18 04:00 | 54440.0498 | 54264.7102 | 0 | 175.3396 | 0 | 0.085951 | 0.088393 | 0.041812 | 169 | 4 | Summer | 0.44971 | 0.43054 | 0.43054 | 0.94949 | 0.2044 | 0.088393 | 0 | 0 | 0.66443 | 0.85008 | 0.012532 | 0.01917 | 0.041812 | 0.46405 | 0.66443 | 0 | 0 | 0.85 | 0.85 | 0.85 | 0.85 | 0.94949 | 0.012532 | 0.53565 | 0 | 0
2025-06-18 05:00 | 58165.8816 | 57641.4288 | 365.5811 | 158.8716 | 0.01651 | 0.077878 | 0.080096 | 0.037795 | 169 | 5 | Summer | 0.45811 | 0.44299 | 0.44299 | 0.94957 | 0.18921 | 0.080096 | 0.01651 | 0 | 0.66443 | 0.85008 | 0.012567 | 0.01917 | 0.037795 | 0.49226 | 0.66443 | 0 | 0 | 0.85 | 0.85 | 0.85 | 0.85 | 0.94957 | 0.012567 | 0.54922 | 0.011557 | 0
2025-06-18 06:00 | 64382.6441 | 61986.1103 | 2277.6563 | 118.8775 | 0.10286 | 0.058273 | 0.059786 | 0.030937 | 169 | 6 | Summer | 0.48774 | 0.45859 | 0.45859 | 0.94971 | 0.19102 | 0.059786 | 0.10286 | 0 | 0.66443 | 0.85008 | 0.012532 | 0.018904 | 0.030937 | 0.49923 | 0.66443 | 0 | 0 | 0.85 | 0.85 | 0.85 | 0.85 | 0.94971 | 0.012532 | 0.5429 | 0.072004 | 0
2025-06-18 07:00 | 72191.1497 | 67186.3898 | 4915.8208 | 88.939 | 0.22201 | 0.043598 | 0.044578 | 0.025875 | 169 | 7 | Summer | 0.5162 | 0.46934 | 0.46934 | 0.95016 | 0.20898 | 0.044578 | 0.22201 | 0 | 0.66478 | 0.85008 | 0.012392 | 0.018904 | 0.025875 | 0.50879 | 0.66478 | 0 | 0 | 0.85 | 0.85 | 0.85 | 0.85 | 0.95016 | 0.012392 | 0.545 | 0.15541 | 0
2025-06-18 08:00 | 74151.6708 | 66331.6963 | 7731.2325 | 88.742 | 0.34916 | 0.043501 | 0.044478 | 0.025848 | 169 | 8 | Summer | 0.5354 | 0.4736 | 0.4736 | 0.95052 | 0.22514 | 0.044478 | 0.34916 | 0.19439 | 0.66478 | 0.85008 | 0.012602 | 0.018904 | 0.025848 | 0.53361 | 0.66478 | 0 | 0 | 0.85 | 0.85 | 0.85 | 0.85 | 0.95052 | 0.012602 | 0.54288 | 0.24441 | 0
2025-06-18 09:00 | 74529.7352 | 64161.7389 | 10277.8572 | 90.1391 | 0.46417 | 0.044186 | 0.04508 | 0.028018 | 169 | 9 | Summer | 0.54581 | 0.4857 | 0.4857 | 0.94978 | 0.24893 | 0.04508 | 0.46417 | 0.50389 | 0.66478 | 0.85008 | 0.014382 | 0.018904 | 0.028018 | 0.56932 | 0.66478 | 0 | 0 | 0.85 | 0.85 | 0.85 | 0.85 | 0.94978 | 0.014382 | 0.55471 | 0.32492 | 0
2025-06-18 10:00 | 73955.022 | 61604.6612 | 12249.6918 | 100.669 | 0.55322 | 0.049348 | 0.050203 | 0.033884 | 169 | 10 | Summer | 0.56661 | 0.50285 | 0.50285 | 0.94712 | 0.26186 | 0.050203 | 0.55322 | 0.61316 | 0.66501 | 0.85008 | 0.014068 | 0.018915 | 0.033884 | 0.61473 | 0.66501 | 0 | 0 | 0.85 | 0.85 | 0.85 | 0.85 | 0.94712 | 0.014068 | 0.60127 | 0.38725 | 0
2025-06-18 11:00 | 72706.8644 | 59299.4708 | 13298.1924 | 109.2012 | 0.60057 | 0.05353 | 0.054121 | 0.042857 | 169 | 11 | Summer | 0.60096 | 0.52041 | 0.52041 | 0.94453 | 0.27752 | 0.054121 | 0.60057 | 0.62169 | 0.6656 | 0.85008 | 0.014417 | 0.023029 | 0.042857 | 0.67643 | 0.6656 | 0 | 0 | 0.85 | 0.85 | 0.85 | 0.85 | 0.94453 | 0.014417 | 0.64142 | 0.4204 | 0.0015394
2025-06-18 12:00 | 73256.1534 | 59528.7337 | 13609.761 | 117.6586 | 0.61464 | 0.057676 | 0.058179 | 0.048589 | 169 | 12 | Summer | 0.62291 | 0.53799 | 0.53799 | 0.94362 | 0.31341 | 0.058179 | 0.61464 | 0.62222 | 0.6656 | 0.85008 | 0.013928 | 0.037669 | 0.048589 | 0.70982 | 0.6656 | 0 | 0 | 0.85 | 0.85 | 0.85 | 0.85 | 0.94362 | 0.013928 | 0.67439 | 0.43025 | 0.13423
2025-06-18 13:00 | 73469.4965 | 60305.1691 | 13030.9469 | 133.3805 | 0.5885 | 0.065383 | 0.066134 | 0.051804 | 169 | 13 | Summer | 0.63006 | 0.55564 | 0.55564 | 0.9422 | 0.37114 | 0.066134 | 0.5885 | 0.63828 | 0.6656 | 0.85008 | 0.014242 | 0.073749 | 0.051804 | 0.73201 | 0.6656 | 0 | 0 | 0.85 | 0.85 | 0.85 | 0.85 | 0.9422 | 0.014242 | 0.69376 | 0.41195 | 0.25305
2025-06-18 14:00 | 73547.8678 | 61865.7034 | 11529.031 | 153.1334 | 0.52067 | 0.075065 | 0.076118 | 0.056036 | 169 | 14 | Summer | 0.6488 | 0.56826 | 0.56826 | 0.9398 | 0.41215 | 0.076118 | 0.52067 | 0.63061 | 0.66582 | 0.85008 | 0.014033 | 0.099397 | 0.056036 | 0.74849 | 0.66582 | 0 | 0 | 0.85 | 0.85 | 0.85 | 0.85 | 0.9398 | 0.014033 | 0.70785 | 0.36447 | 0.30697
2025-06-18 15:00 | 74228.7556 | 64378.1767 | 9675.9552 | 174.6237 | 0.43699 | 0.0856 | 0.086987 | 0.060536 | 169 | 15 | Summer | 0.65735 | 0.56817 | 0.56817 | 0.93752 | 0.45803 | 0.086987 | 0.43699 | 0.64444 | 0.66641 | 0.85008 | 0.013928 | 0.12232 | 0.060536 | 0.75815 | 0.66641 | 0 | 0 | 0.85 | 0.85 | 0.85 | 0.85 | 0.93752 | 0.013928 | 0.71964 | 0.30589 | 0.37998
2025-06-18 16:00 | 77171.4654 | 69454.9314 | 7530.4312 | 186.1028 | 0.34009 | 0.091227 | 0.092411 | 0.06983 | 169 | 16 | Summer | 0.66113 | 0.57399 | 0.57399 | 0.93651 | 0.48967 | 0.092411 | 0.34009 | 0.62638 | 0.66641 | 0.85008 | 0.013195 | 0.14338 | 0.06983 | 0.76334 | 0.66641 | 0 | 0 | 0.85 | 0.85 | 0.85 | 0.85 | 0.93651 | 0.013195 | 0.72909 | 0.23806 | 0.58653
2025-06-18 17:00 | 79708.7806 | 74595.9782 | 4920.3227 | 192.4798 | 0.22221 | 0.094353 | 0.095665 | 0.070634 | 169 | 17 | Summer | 0.65876 | 0.57144 | 0.57144 | 0.93752 | 0.50401 | 0.095665 | 0.22221 | 0.5801 | 0.66641 | 0.85008 | 0.01309 | 0.20336 | 0.070634 | 0.76686 | 0.66641 | 0 | 0 | 0.85 | 0.85 | 0.85 | 0.85 | 0.93752 | 0.01309 | 0.74086 | 0.15555 | 0.64515
2025-06-18 18:00 | 80536.0933 | 78065.0482 | 2279.4509 | 191.5942 | 0.10294 | 0.093919 | 0.095263 | 0.069616 | 169 | 18 | Summer | 0.65784 | 0.57543 | 0.57543 | 0.9378 | 0.50368 | 0.095263 | 0.10294 | 0.50952 | 0.66641 | 0.85008 | 0.012846 | 0.22688 | 0.069616 | 0.77618 | 0.66641 | 0 | 0 | 0.85 | 0.85 | 0.85 | 0.85 | 0.9378 | 0.012846 | 0.75295 | 0.072061 | 0.64577
2025-06-18 19:00 | 79097.029 | 78554.5424 | 344.1309 | 198.3557 | 0.015542 | 0.097233 | 0.098598 | 0.072562 | 169 | 19 | Summer | 0.65654 | 0.58215 | 0.58215 | 0.93722 | 0.47421 | 0.098598 | 0.015542 | 0.33059 | 0.66641 | 0.85008 | 0.011205 | 0.20175 | 0.072562 | 0.77565 | 0.66641 | 0 | 0 | 0.85 | 0.85 | 0.85 | 0.85 | 0.93722 | 0.011205 | 0.76424 | 0.010879 | 0.70485
2025-06-18 20:00 | 74335.1261 | 74124.3427 | 0 | 210.7834 | 0 | 0.10333 | 0.10479 | 0.076929 | 169 | 20 | Summer | 0.6677 | 0.58557 | 0.58557 | 0.93506 | 0.44805 | 0.10479 | 0 | 0.065097 | 0.66641 | 0.85008 | 0.01131 | 0.13977 | 0.076929 | 0.77193 | 0.66641 | 0 | 0 | 0.85 | 0.85 | 0.85 | 0.85 | 0.93506 | 0.01131 | 0.76712 | 0 | 0.71244
2025-06-18 21:00 | 70315.0649 | 70098.571 | 0 | 216.4939 | 0 | 0.10612 | 0.10798 | 0.072589 | 169 | 21 | Summer | 0.65116 | 0.57136 | 0.57136 | 0.93281 | 0.42034 | 0.10798 | 0 | 0 | 0.66641 | 0.85008 | 0.011415 | 0.067558 | 0.072589 | 0.74633 | 0.66641 | 0 | 0 | 0.85 | 0.85 | 0.85 | 0.85 | 0.93281 | 0.011415 | 0.74851 | 0 | 0.38078
2025-06-18 22:00 | 64950.694 | 64721.5878 | 0 | 229.1062 | 0 | 0.11231 | 0.11487 | 0.065973 | 169 | 22 | Summer | 0.61469 | 0.5457 | 0.5457 | 0.9302 | 0.41049 | 0.11487 | 0 | 0 | 0.6656 | 0.85008 | 0.011659 | 0.03136 | 0.065973 | 0.66421 | 0.6656 | 0 | 0 | 0.85 | 0.85 | 0.85 | 0.85 | 0.9302 | 0.011659 | 0.69584 | 0 | 0.15401
2025-06-18 23:00 | 59775.8971 | 59534.1531 | 0 | 241.744 | 0 | 0.1185 | 0.12154 | 0.063589 | 169 | 23 | Summer | 0.59142 | 0.54754 | 0.54754 | 0.91095 | 0.36743 | 0.12154 | 0 | 0 | 0.66219 | 0.85008 | 0.011938 | 0.024002 | 0.063589 | 0.58272 | 0.66219 | 0 | 0 | 0.85 | 0.85 | 0.85 | 0.85 | 0.91095 | 0.011938 | 0.6334 | 0 | 0.13531
2025-06-19 00:00 | 57177.6967 | 56920.1713 | 0 | 257.5254 | 0 | 0.12624 | 0.1296 | 0.065545 | 170 | 0 | Fall | 0.40086 | 0.41408 | 0.41408 | 0.9324 | 0.29275 | 0.1296 | 0 | 0 | 0.65196 | 0.85008 | 0.011834 | 0.0070257 | 0.065545 | 0.40145 | 0.65196 | 0 | 0 | 0.85 | 0.85 | 0.85 | 0.85 | 0.9324 | 0.011834 | 0.52583 | 0 | 0.01542
2025-06-19 01:00 | 55944.7685 | 55673.432 | 0 | 271.3365 | 0 | 0.13301 | 0.13665 | 0.067232 | 170 | 1 | Fall | 0.37675 | 0.40095 | 0.40095 | 0.93332 | 0.26062 | 0.13665 | 0 | 0 | 0.65196 | 0.85008 | 0.012078 | 0.0070257 | 0.067232 | 0.38521 | 0.65196 | 0 | 0 | 0.85 | 0.85 | 0.85 | 0.85 | 0.93332 | 0.012078 | 0.49927 | 0 | 0
2025-06-19 02:00 | 55489.9184 | 55208.1484 | 0 | 281.77 | 0 | 0.13812 | 0.14189 | 0.070018 | 170 | 2 | Fall | 0.36036 | 0.37824 | 0.37824 | 0.93336 | 0.22473 | 0.14189 | 0 | 0 | 0.65196 | 0.85008 | 0.012357 | 0.0070257 | 0.070018 | 0.38017 | 0.65196 | 0 | 0 | 0.85 | 0.85 | 0.85 | 0.85 | 0.93336 | 0.012357 | 0.49291 | 0 | 0
2025-06-19 03:00 | 55109.0012 | 54821.6146 | 0 | 287.3865 | 0 | 0.14088 | 0.14462 | 0.073152 | 170 | 3 | Fall | 0.34783 | 0.36163 | 0.36163 | 0.93289 | 0.18289 | 0.14462 | 0 | 0 | 0.64813 | 0.85008 | 0.012532 | 0.0070257 | 0.073152 | 0.37147 | 0.64813 | 0 | 0 | 0.85 | 0.85 | 0.85 | 0.85 | 0.93289 | 0.012532 | 0.48498 | 0 | 0
2025-06-19 04:00 | 55285.5643 | 54997.2964 | 0 | 288.2679 | 0 | 0.14131 | 0.14486 | 0.077036 | 170 | 4 | Fall | 0.34209 | 0.36519 | 0.36519 | 0.93361 | 0.16879 | 0.14486 | 0 | 0 | 0.65104 | 0.85008 | 0.012532 | 0.0070257 | 0.077036 | 0.37052 | 0.65104 | 0 | 0 | 0.85 | 0.85 | 0.85 | 0.85 | 0.93361 | 0.012532 | 0.48267 | 0 | 0
2025-06-19 05:00 | 59468.3124 | 58731.3238 | 455.1659 | 281.8228 | 0.020556 | 0.13815 | 0.14133 | 0.080679 | 170 | 5 | Fall | 0.34482 | 0.37756 | 0.37756 | 0.93576 | 0.17276 | 0.14133 | 0.020556 | 0 | 0.65104 | 0.85008 | 0.012497 | 0.0064921 | 0.080679 | 0.37314 | 0.65104 | 0 | 0 | 0.85 | 0.85 | 0.85 | 0.85 | 0.93576 | 0.012497 | 0.48379 | 0.014389 | 0
2025-06-19 06:00 | 67424.6258 | 64316.5366 | 2890.6958 | 217.3934 | 0.13055 | 0.10657 | 0.10852 | 0.071196 | 170 | 6 | Fall | 0.36517 | 0.39941 | 0.39941 | 0.93715 | 0.18574 | 0.10852 | 0.13055 | 0 | 0.65331 | 0.85008 | 0.012462 | 0.0064921 | 0.071196 | 0.36964 | 0.65331 | 0 | 0 | 0.85 | 0.85 | 0.85 | 0.85 | 0.93715 | 0.012462 | 0.46504 | 0.091385 | 0
2025-06-19 07:00 | 74792.9065 | 68418.4868 | 6191.5092 | 182.9105 | 0.27962 | 0.089662 | 0.090663 | 0.071571 | 170 | 7 | Fall | 0.38197 | 0.40891 | 0.40891 | 0.93839 | 0.20415 | 0.090663 | 0.27962 | 0 | 0.65331 | 0.85008 | 0.012392 | 0.0064921 | 0.071571 | 0.36205 | 0.65331 | 0 | 0 | 0.85 | 0.85 | 0.85 | 0.85 | 0.93839 | 0.012392 | 0.44968 | 0.19573 | 0
2025-06-19 08:00 | 76201.5197 | 66661.8106 | 9366.2534 | 173.4557 | 0.423 | 0.085027 | 0.085299 | 0.080116 | 170 | 8 | Fall | 0.39185 | 0.40697 | 0.40697 | 0.93566 | 0.21485 | 0.085299 | 0.423 | 0.16223 | 0.65331 | 0.85008 | 0.012357 | 0.0064921 | 0.080116 | 0.40198 | 0.65331 | 0 | 0 | 0.85 | 0.85 | 0.85 | 0.85 | 0.93566 | 0.012357 | 0.45998 | 0.2961 | 0
2025-06-19 09:00 | 76480.6789 | 64268.2032 | 12051.7449 | 160.7307 | 0.54428 | 0.07879 | 0.078469 | 0.084589 | 170 | 9 | Fall | 0.39166 | 0.40877 | 0.40877 | 0.92982 | 0.21991 | 0.078469 | 0.54428 | 0.44952 | 0.65113 | 0.85008 | 0.012252 | 0.0064921 | 0.084589 | 0.39032 | 0.65113 | 0 | 0 | 0.85 | 0.85 | 0.85 | 0.85 | 0.92982 | 0.012252 | 0.46381 | 0.381 | 0
2025-06-19 10:00 | 75922.795 | 61783.4559 | 13988.5915 | 150.7477 | 0.63175 | 0.073896 | 0.074391 | 0.064955 | 170 | 10 | Fall | 0.40411 | 0.42068 | 0.42068 | 0.92508 | 0.22175 | 0.074391 | 0.63175 | 0.57836 | 0.66261 | 0.85008 | 0.012218 | 0.0064921 | 0.064955 | 0.44411 | 0.66261 | 0 | 0 | 0.85 | 0.85 | 0.85 | 0.85 | 0.92508 | 0.012218 | 0.49846 | 0.44223 | 0
2025-06-19 11:00 | 74702.7857 | 59421.6111 | 15140.3202 | 140.8544 | 0.68377 | 0.069046 | 0.069348 | 0.063589 | 170 | 11 | Fall | 0.41644 | 0.43336 | 0.43336 | 0.9244 | 0.22921 | 0.069348 | 0.68377 | 0.61146 | 0.66261 | 0.85008 | 0.011903 | 0.0067811 | 0.063589 | 0.48314 | 0.66261 | 0 | 0 | 0.85 | 0.85 | 0.85 | 0.85 | 0.9244 | 0.011903 | 0.55063 | 0.47864 | 0
2025-06-19 12:00 | 75148.4477 | 59449.5907 | 15569.5121 | 129.3449 | 0.70315 | 0.063404 | 0.062638 | 0.07725 | 170 | 12 | Fall | 0.43539 | 0.4543 | 0.4543 | 0.92402 | 0.24522 | 0.062638 | 0.70315 | 0.64788 | 0.66261 | 0.85008 | 0.011903 | 0.0064921 | 0.07725 | 0.53927 | 0.66261 | 0 | 0 | 0.85 | 0.85 | 0.85 | 0.85 | 0.92402 | 0.011903 | 0.58716 | 0.49221 | 0
2025-06-19 13:00 | 75072.3709 | 59896.7057 | 15039.6367 | 136.0285 | 0.67922 | 0.066681 | 0.066074 | 0.077652 | 170 | 13 | Fall | 0.46136 | 0.47855 | 0.47855 | 0.92234 | 0.2669 | 0.066074 | 0.67922 | 0.6577 | 0.66261 | 0.85008 | 0.011694 | 0.0098579 | 0.077652 | 0.58521 | 0.66261 | 0 | 0 | 0.85 | 0.85 | 0.85 | 0.85 | 0.92234 | 0.011694 | 0.60493 | 0.47545 | 0
2025-06-19 14:00 | 74915.8701 | 61107.233 | 13667.8802 | 140.7569 | 0.61727 | 0.068998 | 0.068263 | 0.082286 | 170 | 14 | Fall | 0.48366 | 0.49376 | 0.49376 | 0.92148 | 0.3113 | 0.068263 | 0.61727 | 0.654 | 0.66424 | 0.85008 | 0.011659 | 0.015065 | 0.082286 | 0.62713 | 0.66424 | 0 | 0 | 0.85 | 0.85 | 0.85 | 0.85 | 0.92148 | 0.011659 | 0.61302 | 0.43209 | 0
2025-06-19 15:00 | 75540.9479 | 64009.5181 | 11380.6656 | 150.7642 | 0.51397 | 0.073904 | 0.072683 | 0.095973 | 170 | 15 | Fall | 0.50654 | 0.50702 | 0.50702 | 0.92059 | 0.39325 | 0.072683 | 0.51397 | 0.65838 | 0.66424 | 0.85008 | 0.011415 | 0.018179 | 0.095973 | 0.6525 | 0.66424 | 0 | 0 | 0.85 | 0.85 | 0.85 | 0.85 | 0.92059 | 0.011415 | 0.63439 | 0.35978 | 0.00017779
2025-06-19 16:00 | 79035.0069 | 70464.5731 | 8409.0519 | 161.382 | 0.37977 | 0.079109 | 0.078228 | 0.095036 | 170 | 16 | Fall | 0.52814 | 0.52024 | 0.52024 | 0.92028 | 0.45282 | 0.078228 | 0.37977 | 0.66367 | 0.66641 | 0.85008 | 0.011903 | 0.018609 | 0.095036 | 0.68032 | 0.66641 | 0 | 0 | 0.85 | 0.85 | 0.85 | 0.85 | 0.92028 | 0.011903 | 0.64677 | 0.26584 | 0.03688
2025-06-19 17:00 | 82537.2319 | 77201.6107 | 5167.7365 | 167.8847 | 0.23339 | 0.082296 | 0.081984 | 0.087937 | 170 | 17 | Fall | 0.55921 | 0.52787 | 0.52787 | 0.92028 | 0.49849 | 0.081984 | 0.23339 | 0.6549 | 0.66641 | 0.85008 | 0.012497 | 0.02092 | 0.087937 | 0.69339 | 0.66641 | 0 | 0 | 0.85 | 0.85 | 0.85 | 0.85 | 0.92028 | 0.012497 | 0.65974 | 0.16337 | 0.46447
2025-06-19 18:00 | 83893.6593 | 81458.5789 | 2281.5329 | 153.5475 | 0.10304 | 0.075268 | 0.074873 | 0.08242 | 170 | 18 | Fall | 0.56981 | 0.53326 | 0.53326 | 0.92026 | 0.51472 | 0.074873 | 0.10304 | 0.58607 | 0.66641 | 0.85008 | 0.012776 | 0.030806 | 0.08242 | 0.72066 | 0.66641 | 0 | 0 | 0.85 | 0.85 | 0.85 | 0.85 | 0.92026 | 0.012776 | 0.67697 | 0.072127 | 0.42382
2025-06-19 19:00 | 83105.5365 | 82623.7782 | 325.758 | 156.0004 | 0.014712 | 0.076471 | 0.076219 | 0.081027 | 170 | 19 | Fall | 0.58792 | 0.53844 | 0.53844 | 0.92081 | 0.51215 | 0.076219 | 0.014712 | 0.30172 | 0.66641 | 0.85008 | 0.012985 | 0.040504 | 0.081027 | 0.70767 | 0.66641 | 0 | 0 | 0.85 | 0.85 | 0.85 | 0.85 | 0.92081 | 0.012985 | 0.6913 | 0.010298 | 0.3403
2025-06-19 20:00 | 79159.2601 | 78998.241 | 0 | 161.0191 | 0 | 0.078931 | 0.078529 | 0.086196 | 170 | 20 | Fall | 0.58769 | 0.53296 | 0.53296 | 0.92152 | 0.47501 | 0.078529 | 0 | 0.0006045 | 0.66641 | 0.85008 | 0.012671 | 0.027207 | 0.086196 | 0.69538 | 0.66641 | 0 | 0 | 0.85 | 0.85 | 0.85 | 0.85 | 0.92152 | 0.012671 | 0.69331 | 0 | 0.11348
2025-06-19 21:00 | 75212.8381 | 75047.4575 | 0 | 165.3806 | 0 | 0.081069 | 0.080317 | 0.094661 | 170 | 21 | Fall | 0.5589 | 0.51972 | 0.51972 | 0.92369 | 0.43894 | 0.080317 | 0 | 0 | 0.66478 | 0.85008 | 0.012741 | 0.015558 | 0.094661 | 0.62275 | 0.66478 | 0 | 0 | 0.85 | 0.85 | 0.85 | 0.85 | 0.92369 | 0.012741 | 0.67279 | 0 | 0.16147
2025-06-19 22:00 | 69675.3441 | 69498.5067 | 0 | 176.8374 | 0 | 0.086685 | 0.086183 | 0.095759 | 170 | 22 | Fall | 0.51728 | 0.4948 | 0.4948 | 0.92621 | 0.40003 | 0.086183 | 0 | 0 | 0.66478 | 0.85008 | 0.012881 | 0.0070257 | 0.095759 | 0.54639 | 0.66478 | 0 | 0 | 0.85 | 0.85 | 0.85 | 0.85 | 0.92621 | 0.012881 | 0.63052 | 0 | 0.1153
2025-06-19 23:00 | 64323.398 | 64132.096 | 0 | 191.302 | 0 | 0.093775 | 0.093817 | 0.093027 | 170 | 23 | Fall | 0.47532 | 0.45627 | 0.45627 | 0.92842 | 0.36928 | 0.093817 | 0 | 0 | 0.65567 | 0.85008 | 0.012252 | 0.0070257 | 0.093027 | 0.47566 | 0.65567 | 0 | 0 | 0.85 | 0.85 | 0.85 | 0.85 | 0.92842 | 0.012252 | 0.56646 | 0 | 0.067351
2025-06-20 00:00 | 61413.1734 | 61210.616 | 0 | 202.5574 | 0 | 0.099293 | 0.099743 | 0.091152 | 171 | 0 | Summer | 0.55471 | 0.48104 | 0.48104 | 0.94878 | 0.35614 | 0.099743 | 0 | 0 | 0.66443 | 0.85008 | 0.012218 | 0.019437 | 0.091152 | 0.52743 | 0.66443 | 0 | 0 | 0.85 | 0.85 | 0.85 | 0.85 | 0.94878 | 0.012218 | 0.59514 | 0 | 0.042639
2025-06-20 01:00 | 59904.9057 | 59680.9928 | 0 | 223.913 | 0 | 0.10976 | 0.11079 | 0.091125 | 171 | 1 | Summer | 0.51573 | 0.45924 | 0.45924 | 0.94906 | 0.29865 | 0.11079 | 0 | 0 | 0.66443 | 0.85008 | 0.012287 | 0.019437 | 0.091125 | 0.48331 | 0.66443 | 0 | 0 | 0.85 | 0.85 | 0.85 | 0.85 | 0.94906 | 0.012287 | 0.55167 | 0 | 0
2025-06-20 02:00 | 59223.3905 | 58977.2195 | 0 | 246.171 | 0 | 0.12067 | 0.12238 | 0.089732 | 171 | 2 | Summer | 0.47769 | 0.44425 | 0.44425 | 0.94941 | 0.25138 | 0.12238 | 0 | 0 | 0.66443 | 0.85008 | 0.012567 | 0.019191 | 0.089732 | 0.46524 | 0.66443 | 0 | 0 | 0.85 | 0.85 | 0.85 | 0.85 | 0.94941 | 0.012567 | 0.53289 | 0 | 0
2025-06-20 03:00 | 58801.6257 | 58550.1822 | 0 | 251.4435 | 0 | 0.12326 | 0.12544 | 0.083839 | 171 | 3 | Summer | 0.46012 | 0.43819 | 0.43819 | 0.9491 | 0.22464 | 0.12544 | 0 | 0 | 0.66443 | 0.85008 | 0.012532 | 0.01917 | 0.083839 | 0.45789 | 0.66443 | 0 | 0 | 0.85 | 0.85 | 0.85 | 0.85 | 0.9491 | 0.012532 | 0.52986 | 0 | 0
2025-06-20 04:00 | 58773.9507 | 58527.5611 | 0 | 246.3897 | 0 | 0.12078 | 0.12269 | 0.08633 | 171 | 4 | Summer | 0.44971 | 0.43054 | 0.43054 | 0.94949 | 0.2044 | 0.12269 | 0 | 0 | 0.66443 | 0.85008 | 0.012532 | 0.01917 | 0.08633 | 0.46405 | 0.66443 | 0 | 0 | 0.85 | 0.85 | 0.85 | 0.85 | 0.94949 | 0.012532 | 0.53565 | 0 | 0
2025-06-20 05:00 | 62282.5693 | 61608.9901 | 437.2207 | 236.3585 | 0.019746 | 0.11586 | 0.11706 | 0.094205 | 171 | 5 | Summer | 0.45811 | 0.44299 | 0.44299 | 0.94957 | 0.18921 | 0.11706 | 0.019746 | 0 | 0.66443 | 0.85008 | 0.012567 | 0.01917 | 0.094205 | 0.49226 | 0.66443 | 0 | 0 | 0.85 | 0.85 | 0.85 | 0.85 | 0.94957 | 0.012567 | 0.54922 | 0.013822 | 0
2025-06-20 06:00 | 69175.5383 | 66533.0634 | 2447.2876 | 195.1873 | 0.11052 | 0.09568 | 0.096248 | 0.08542 | 171 | 6 | Summer | 0.48774 | 0.45859 | 0.45859 | 0.94971 | 0.19102 | 0.096248 | 0.11052 | 0 | 0.66443 | 0.85008 | 0.012532 | 0.018904 | 0.08542 | 0.49923 | 0.66443 | 0 | 0 | 0.85 | 0.85 | 0.85 | 0.85 | 0.94971 | 0.012532 | 0.5429 | 0.077367 | 0
2025-06-20 07:00 | 75668.8313 | 70430.9197 | 5047.8567 | 190.0549 | 0.22797 | 0.093164 | 0.094058 | 0.077009 | 171 | 7 | Summer | 0.5162 | 0.46934 | 0.46934 | 0.95016 | 0.20898 | 0.094058 | 0.22797 | 0 | 0.66478 | 0.85008 | 0.012392 | 0.018904 | 0.077009 | 0.50879 | 0.66478 | 0 | 0 | 0.85 | 0.85 | 0.85 | 0.85 | 0.95016 | 0.012392 | 0.545 | 0.15958 | 0
2025-06-20 08:00 | 76827.5131 | 68866.8958 | 7782.154 | 178.4634 | 0.35146 | 0.087482 | 0.08783 | 0.081187 | 171 | 8 | Summer | 0.5354 | 0.4736 | 0.4736 | 0.95052 | 0.22514 | 0.08783 | 0.35146 | 0.19439 | 0.66478 | 0.85008 | 0.012602 | 0.018904 | 0.081187 | 0.53361 | 0.66478 | 0 | 0 | 0.85 | 0.85 | 0.85 | 0.85 | 0.95052 | 0.012602 | 0.54288 | 0.24602 | 0
2025-06-20 09:00 | 76165.137 | 66220.3373 | 9780.4809 | 164.3187 | 0.44171 | 0.080548 | 0.080437 | 0.082554 | 171 | 9 | Summer | 0.54581 | 0.4857 | 0.4857 | 0.94978 | 0.24893 | 0.080437 | 0.44171 | 0.50389 | 0.66478 | 0.85008 | 0.014382 | 0.018904 | 0.082554 | 0.56932 | 0.66478 | 0 | 0 | 0.85 | 0.85 | 0.85 | 0.85 | 0.94978 | 0.014382 | 0.55471 | 0.30919 | 0
2025-06-20 10:00 | 74781.7134 | 63559.8416 | 11057.4411 | 164.4308 | 0.49938 | 0.080603 | 0.080658 | 0.079607 | 171 | 10 | Summer | 0.56661 | 0.50285 | 0.50285 | 0.94712 | 0.26186 | 0.080658 | 0.49938 | 0.61316 | 0.66501 | 0.85008 | 0.014068 | 0.018915 | 0.079607 | 0.61473 | 0.66501 | 0 | 0 | 0.85 | 0.85 | 0.85 | 0.85 | 0.94712 | 0.014068 | 0.60127 | 0.34956 | 0
2025-06-20 11:00 | 73005.3012 | 60821.9198 | 12010.7154 | 172.666 | 0.54243 | 0.08464 | 0.084877 | 0.080357 | 171 | 11 | Summer | 0.60096 | 0.52041 | 0.52041 | 0.94453 | 0.27752 | 0.084877 | 0.54243 | 0.62169 | 0.6656 | 0.85008 | 0.014417 | 0.023029 | 0.080357 | 0.67643 | 0.6656 | 0 | 0 | 0.85 | 0.85 | 0.85 | 0.85 | 0.94453 | 0.014417 | 0.64142 | 0.3797 | 0.0015394
2025-06-20 12:00 | 72943.4212 | 60239.41 | 12534.4987 | 169.5125 | 0.56608 | 0.083094 | 0.082969 | 0.085366 | 171 | 12 | Summer | 0.62291 | 0.53799 | 0.53799 | 0.94362 | 0.31341 | 0.082969 | 0.56608 | 0.62222 | 0.6656 | 0.85008 | 0.013928 | 0.037669 | 0.085366 | 0.70982 | 0.6656 | 0 | 0 | 0.85 | 0.85 | 0.85 | 0.85 | 0.94362 | 0.013928 | 0.67439 | 0.39626 | 0.13423
2025-06-20 13:00 | 72462.4173 | 59823.4912 | 12475.719 | 163.2072 | 0.56343 | 0.080004 | 0.079353 | 0.091768 | 171 | 13 | Summer | 0.63006 | 0.55564 | 0.55564 | 0.9422 | 0.37114 | 0.079353 | 0.56343 | 0.63828 | 0.6656 | 0.85008 | 0.014242 | 0.073749 | 0.091768 | 0.73201 | 0.6656 | 0 | 0 | 0.85 | 0.85 | 0.85 | 0.85 | 0.9422 | 0.014242 | 0.69376 | 0.3944 | 0.25305
2025-06-20 14:00 | 71944.5211 | 60426.0707 | 11345.8646 | 172.5858 | 0.5124 | 0.084601 | 0.084154 | 0.092679 | 171 | 14 | Summer | 0.6488 | 0.56826 | 0.56826 | 0.9398 | 0.41215 | 0.084154 | 0.5124 | 0.63061 | 0.66582 | 0.85008 | 0.014033 | 0.099397 | 0.092679 | 0.74849 | 0.66582 | 0 | 0 | 0.85 | 0.85 | 0.85 | 0.85 | 0.9398 | 0.014033 | 0.70785 | 0.35868 | 0.30697
2025-06-20 15:00 | 72149.6575 | 62816.6169 | 9135.1908 | 197.8499 | 0.41256 | 0.096985 | 0.097312 | 0.091071 | 171 | 15 | Summer | 0.65735 | 0.56817 | 0.56817 | 0.93752 | 0.45803 | 0.097312 | 0.41256 | 0.64444 | 0.66641 | 0.85008 | 0.013928 | 0.12232 | 0.091071 | 0.75815 | 0.66641 | 0 | 0 | 0.85 | 0.85 | 0.85 | 0.85 | 0.93752 | 0.013928 | 0.71964 | 0.28879 | 0.37998
2025-06-20 16:00 | 74504.9752 | 67623.7491 | 6662.7518 | 218.4744 | 0.3009 | 0.1071 | 0.1081 | 0.088929 | 171 | 16 | Summer | 0.66113 | 0.57399 | 0.57399 | 0.93651 | 0.48967 | 0.1081 | 0.3009 | 0.62638 | 0.66641 | 0.85008 | 0.013195 | 0.14338 | 0.088929 | 0.76334 | 0.66641 | 0 | 0 | 0.85 | 0.85 | 0.85 | 0.85 | 0.93651 | 0.013195 | 0.72909 | 0.21063 | 0.58653
2025-06-20 17:00 | 76562.2829 | 71991.6797 | 4348.3276 | 222.2756 | 0.19638 | 0.10896 | 0.10951 | 0.099054 | 171 | 17 | Summer | 0.65876 | 0.57144 | 0.57144 | 0.93752 | 0.50401 | 0.10951 | 0.19638 | 0.5801 | 0.66641 | 0.85008 | 0.01309 | 0.20336 | 0.099054 | 0.76686 | 0.66641 | 0 | 0 | 0.85 | 0.85 | 0.85 | 0.85 | 0.93752 | 0.01309 | 0.74086 | 0.13747 | 0.64515
2025-06-20 18:00 | 77972.6113 | 75738.8349 | 2007.6812 | 226.0952 | 0.090671 | 0.11083 | 0.11107 | 0.10645 | 171 | 18 | Summer | 0.65784 | 0.57543 | 0.57543 | 0.9378 | 0.50368 | 0.11107 | 0.090671 | 0.50952 | 0.66641 | 0.85008 | 0.012846 | 0.22688 | 0.10645 | 0.77618 | 0.66641 | 0 | 0 | 0.85 | 0.85 | 0.85 | 0.85 | 0.9378 | 0.012846 | 0.75295 | 0.06347 | 0.64577
2025-06-20 19:00 | 78575.1999 | 78025.3922 | 301.5538 | 248.2539 | 0.013619 | 0.12169 | 0.12206 | 0.11502 | 171 | 19 | Summer | 0.65654 | 0.58215 | 0.58215 | 0.93722 | 0.47421 | 0.12206 | 0.013619 | 0.33059 | 0.66641 | 0.85008 | 0.011205 | 0.20175 | 0.11502 | 0.77565 | 0.66641 | 0 | 0 | 0.85 | 0.85 | 0.85 | 0.85 | 0.93722 | 0.011205 | 0.76424 | 0.0095331 | 0.70485
2025-06-20 20:00 | 74910.6649 | 74653.4118 | 0 | 257.2531 | 0 | 0.1261 | 0.12616 | 0.12509 | 171 | 20 | Summer | 0.6677 | 0.58557 | 0.58557 | 0.93506 | 0.44805 | 0.12616 | 0 | 0.065097 | 0.66641 | 0.85008 | 0.01131 | 0.13977 | 0.12509 | 0.77193 | 0.66641 | 0 | 0 | 0.85 | 0.85 | 0.85 | 0.85 | 0.93506 | 0.01131 | 0.76712 | 0 | 0.71244
2025-06-20 21:00 | 71295.4248 | 71040.3464 | 0 | 255.0784 | 0 | 0.12504 | 0.12504 | 0.12509 | 171 | 21 | Summer | 0.65116 | 0.57136 | 0.57136 | 0.93281 | 0.42034 | 0.12504 | 0 | 0 | 0.66641 | 0.85008 | 0.011415 | 0.067558 | 0.12509 | 0.74633 | 0.66641 | 0 | 0 | 0.85 | 0.85 | 0.85 | 0.85 | 0.93281 | 0.011415 | 0.74851 | 0 | 0.38078
2025-06-20 22:00 | 66351.7833 | 66091.7787 | 0 | 260.0046 | 0 | 0.12745 | 0.12777 | 0.12177 | 171 | 22 | Summer | 0.61469 | 0.5457 | 0.5457 | 0.9302 | 0.41049 | 0.12777 | 0 | 0 | 0.6656 | 0.85008 | 0.011659 | 0.03136 | 0.12177 | 0.66421 | 0.6656 | 0 | 0 | 0.85 | 0.85 | 0.85 | 0.85 | 0.9302 | 0.011659 | 0.69584 | 0 | 0.15401
2025-06-20 23:00 | 61462.8408 | 61183.1128 | 0 | 279.7279 | 0 | 0.13712 | 0.13872 | 0.10829 | 171 | 23 | Summer | 0.59142 | 0.54754 | 0.54754 | 0.91095 | 0.36743 | 0.13872 | 0 | 0 | 0.66219 | 0.85008 | 0.011938 | 0.024002 | 0.10829 | 0.58272 | 0.66219 | 0 | 0 | 0.85 | 0.85 | 0.85 | 0.85 | 0.91095 | 0.011938 | 0.6334 | 0 | 0.13531
2025-06-21 00:00 | 36224.5198 | 35927.8492 | 0 | 296.6705 | 0 | 0.14543 | 0.14816 | 0.096054 | 172 | 0 | Spring | 0.27877 | 0.32807 | 0.32807 | 0.86806 | 0.41526 | 0.14816 | 0 | 0 | 0.64562 | 0.85008 | 0.0133 | 0.00079999 | 0.096054 | 0.22892 | 0.64562 | 0 | 0 | 0.85 | 0.85 | 0.85 | 0.85 | 0.86806 | 0.0133 | 0.36461 | 0 | 0.048952
2025-06-21 01:00 | 34843.3873 | 34541.1937 | 0 | 302.1935 | 0 | 0.14813 | 0.15173 | 0.083062 | 172 | 1 | Spring | 0.27126 | 0.31736 | 0.31736 | 0.87726 | 0.38 | 0.15173 | 0 | 0 | 0.64562 | 0.85008 | 0.012357 | 0.00079999 | 0.083062 | 0.2248 | 0.64562 | 0 | 0 | 0.85 | 0.85 | 0.85 | 0.85 | 0.87726 | 0.012357 | 0.36019 | 0 | 0
2025-06-21 02:00 | 33956.619 | 33658.3215 | 0 | 298.2975 | 0 | 0.14622 | 0.15029 | 0.072777 | 172 | 2 | Spring | 0.2611 | 0.30561 | 0.30561 | 0.87644 | 0.34552 | 0.15029 | 0 | 0 | 0.64562 | 0.85008 | 0.012462 | 0.00079999 | 0.072777 | 0.21959 | 0.64562 | 0 | 0 | 0.85 | 0.85 | 0.85 | 0.85 | 0.87644 | 0.012462 | 0.35507 | 0 | 0.0076969
2025-06-21 03:00 | 33349.4125 | 33061.7561 | 0 | 287.6564 | 0 | 0.14101 | 0.14488 | 0.070955 | 172 | 3 | Spring | 0.25348 | 0.29808 | 0.29808 | 0.87591 | 0.33422 | 0.14488 | 0 | 0 | 0.64562 | 0.85008 | 0.013439 | 0.00079999 | 0.070955 | 0.21762 | 0.64562 | 0 | 0 | 0.85 | 0.85 | 0.85 | 0.85 | 0.87591 | 0.013439 | 0.3547 | 0 | 0
2025-06-21 04:00 | 33349.7329 | 33074.4134 | 0 | 275.3195 | 0 | 0.13496 | 0.1384 | 0.072884 | 172 | 4 | Spring | 0.24517 | 0.29516 | 0.29516 | 0.87706 | 0.32769 | 0.1384 | 0 | 0 | 0.64562 | 0.85008 | 0.013579 | 0.00079999 | 0.072884 | 0.22054 | 0.64562 | 0 | 0 | 0.85 | 0.85 | 0.85 | 0.85 | 0.87706 | 0.013579 | 0.36068 | 0 | 0
2025-06-21 05:00 | 35563.5206 | 34975.4978 | 331.8887 | 256.1341 | 0.014989 | 0.12556 | 0.12827 | 0.0765 | 172 | 5 | Spring | 0.24319 | 0.29542 | 0.29542 | 0.87925 | 0.32324 | 0.12827 | 0.014989 | 0 | 0.64562 | 0.85008 | 0.013719 | 0.00079999 | 0.0765 | 0.24903 | 0.64562 | 0 | 0 | 0.85 | 0.85 | 0.85 | 0.85 | 0.87925 | 0.013719 | 0.38813 | 0.010492 | 0
2025-06-21 06:00 | 38932.8914 | 36584.1371 | 2139.2858 | 209.4685 | 0.096614 | 0.10268 | 0.10442 | 0.07117 | 172 | 6 | Spring | 0.25416 | 0.29826 | 0.29826 | 0.88123 | 0.35611 | 0.10442 | 0.096614 | 0 | 0.6501 | 0.85008 | 0.013404 | 0.00083936 | 0.07117 | 0.30317 | 0.6501 | 0 | 0 | 0.85 | 0.85 | 0.85 | 0.85 | 0.88123 | 0.013404 | 0.4151 | 0.06763 | 0
2025-06-21 07:00 | 43391.0088 | 38454.9623 | 4729.9654 | 206.0811 | 0.21361 | 0.10102 | 0.10282 | 0.068545 | 172 | 7 | Spring | 0.26383 | 0.30635 | 0.30635 | 0.88211 | 0.39696 | 0.10282 | 0.21361 | 0 | 0.65669 | 0.85008 | 0.012671 | 0.0010882 | 0.068545 | 0.29 | 0.65669 | 0 | 0 | 0.85 | 0.85 | 0.85 | 0.85 | 0.88211 | 0.012671 | 0.40054 | 0.14953 | 0.0096656
2025-06-21 08:00 | 48517.5397 | 40923.4823 | 7388.0852 | 205.9722 | 0.33366 | 0.10097 | 0.10264 | 0.070795 | 172 | 8 | Spring | 0.26441 | 0.30255 | 0.30255 | 0.88442 | 0.42633 | 0.10264 | 0.33366 | 0 | 0.65669 | 0.85008 | 0.012183 | 0.0010228 | 0.070795 | 0.28372 | 0.65669 | 0 | 0 | 0.85 | 0.85 | 0.85 | 0.85 | 0.88442 | 0.012183 | 0.39226 | 0.23356 | 0.029613
2025-06-21 09:00 | 53230.9706 | 43340.9743 | 9686.6842 | 203.3121 | 0.43747 | 0.099663 | 0.10117 | 0.072429 | 172 | 9 | Spring | 0.25911 | 0.30095 | 0.30095 | 0.88542 | 0.45108 | 0.10117 | 0.43747 | 0.38061 | 0.65642 | 0.85008 | 0.011659 | 0.00079999 | 0.072429 | 0.26073 | 0.65642 | 0 | 0 | 0.85 | 0.85 | 0.85 | 0.85 | 0.88542 | 0.011659 | 0.37528 | 0.30623 | 0
2025-06-21 10:00 | 55651.3086 | 44059.0338 | 11388.5957 | 203.6791 | 0.51433 | 0.099843 | 0.10121 | 0.075134 | 172 | 10 | Spring | 0.26146 | 0.29721 | 0.29721 | 0.88641 | 0.4463 | 0.10121 | 0.51433 | 0.64871 | 0.65688 | 0.85008 | 0.011484 | 0.00079999 | 0.075134 | 0.27476 | 0.65688 | 0 | 0 | 0.85 | 0.85 | 0.85 | 0.85 | 0.88641 | 0.011484 | 0.37825 | 0.36003 | 0
2025-06-21 11:00 | 56823.4456 | 44294.1107 | 12321.6961 | 207.6389 | 0.55647 | 0.10178 | 0.10292 | 0.081295 | 172 | 11 | Spring | 0.25473 | 0.28311 | 0.28311 | 0.88809 | 0.41276 | 0.10292 | 0.55647 | 0.69148 | 0.65688 | 0.85008 | 0.01138 | 0.00079999 | 0.081295 | 0.29695 | 0.65688 | 0 | 0 | 0.85 | 0.85 | 0.85 | 0.85 | 0.88809 | 0.01138 | 0.38376 | 0.38953 | 0.0092363
2025-06-21 12:00 | 56620.5735 | 43763.6804 | 12649.9262 | 206.9669 | 0.5713 | 0.10145 | 0.10217 | 0.088446 | 172 | 12 | Spring | 0.24979 | 0.27224 | 0.27224 | 0.88874 | 0.38152 | 0.10217 | 0.5713 | 0.67553 | 0.65688 | 0.85008 | 0.011484 | 0.00080167 | 0.088446 | 0.31905 | 0.65688 | 0 | 0 | 0.85 | 0.85 | 0.85 | 0.85 | 0.88874 | 0.011484 | 0.39243 | 0.39991 | 0.0092363
2025-06-21 13:00 | 54551.2327 | 41792.9219 | 12555.8356 | 202.4752 | 0.56705 | 0.099253 | 0.099502 | 0.094741 | 172 | 13 | Spring | 0.2448 | 0.25993 | 0.25993 | 0.88865 | 0.35645 | 0.099502 | 0.56705 | 0.66427 | 0.65688 | 0.85008 | 0.010123 | 0.00079999 | 0.094741 | 0.32335 | 0.65688 | 0 | 0 | 0.85 | 0.85 | 0.85 | 0.85 | 0.88865 | 0.010123 | 0.40028 | 0.39693 | 0.0092363
2025-06-21 14:00 | 54207.3777 | 42262.6735 | 11743.3029 | 201.4012 | 0.53035 | 0.098726 | 0.098638 | 0.10031 | 172 | 14 | Spring | 0.24385 | 0.25881 | 0.25881 | 0.88747 | 0.34975 | 0.098638 | 0.53035 | 0.65679 | 0.65688 | 0.85008 | 0.0099835 | 0.0013328 | 0.10031 | 0.32489 | 0.65688 | 0 | 0 | 0.85 | 0.85 | 0.85 | 0.85 | 0.88747 | 0.0099835 | 0.40115 | 0.37125 | 0.0094141
2025-06-21 15:00 | 54637.6238 | 44314.3608 | 10116.1637 | 207.0993 | 0.45687 | 0.10152 | 0.10135 | 0.10457 | 172 | 15 | Spring | 0.24372 | 0.26351 | 0.26351 | 0.88663 | 0.34492 | 0.10135 | 0.45687 | 0.66692 | 0.65688 | 0.85008 | 0.010088 | 0.0013328 | 0.10457 | 0.33518 | 0.65688 | 0 | 0 | 0.85 | 0.85 | 0.85 | 0.85 | 0.88663 | 0.010088 | 0.4158 | 0.31981 | 0.0094141
2025-06-21 16:00 | 54729.706 | 46774.8737 | 7741.0654 | 213.7669 | 0.3496 | 0.10479 | 0.10495 | 0.10192 | 172 | 16 | Spring | 0.24178 | 0.27908 | 0.27908 | 0.87629 | 0.34371 | 0.10495 | 0.3496 | 0.67652 | 0.66614 | 0.85008 | 0.010018 | 0.0013328 | 0.10192 | 0.36047 | 0.66614 | 0 | 0 | 0.85 | 0.85 | 0.85 | 0.85 | 0.87629 | 0.010018 | 0.43848 | 0.24472 | 0.0092363
2025-06-21 17:00 | 54414.3213 | 49372.8513 | 4819.2921 | 222.1779 | 0.21765 | 0.10891 | 0.10965 | 0.095598 | 172 | 17 | Spring | 0.24363 | 0.29823 | 0.29823 | 0.87688 | 0.36264 | 0.10965 | 0.21765 | 0.6679 | 0.66614 | 0.85008 | 0.010018 | 0.0035317 | 0.095598 | 0.37417 | 0.66614 | 0 | 0 | 0.85 | 0.85 | 0.85 | 0.85 | 0.87688 | 0.010018 | 0.48342 | 0.15235 | 0.28272
2025-06-21 18:00 | 54360.6751 | 51964.6445 | 2173.3447 | 222.6859 | 0.098153 | 0.10916 | 0.11013 | 0.091634 | 172 | 18 | Spring | 0.25066 | 0.31384 | 0.31384 | 0.87696 | 0.40118 | 0.11013 | 0.098153 | 0.58773 | 0.66614 | 0.85008 | 0.010158 | 0.027398 | 0.091634 | 0.3962 | 0.66614 | 0 | 0 | 0.85 | 0.85 | 0.85 | 0.85 | 0.87696 | 0.010158 | 0.50599 | 0.068707 | 0.42211
2025-06-21 19:00 | 55635.2305 | 55063.5484 | 344.0822 | 227.5999 | 0.015539 | 0.11157 | 0.1126 | 0.09292 | 172 | 19 | Spring | 0.26664 | 0.33067 | 0.33067 | 0.8775 | 0.42487 | 0.1126 | 0.015539 | 0.23069 | 0.66641 | 0.85008 | 0.010612 | 0.027398 | 0.09292 | 0.41363 | 0.66641 | 0 | 0 | 0.85 | 0.85 | 0.85 | 0.85 | 0.8775 | 0.010612 | 0.52452 | 0.010878 | 0.39185
2025-06-21 20:00 | 53090.7076 | 52871.6638 | 0 | 219.0438 | 0 | 0.10737 | 0.1082 | 0.092437 | 172 | 20 | Spring | 0.28392 | 0.33907 | 0.33907 | 0.87706 | 0.44583 | 0.1082 | 0 | 0 | 0.66641 | 0.85008 | 0.010717 | 0.013216 | 0.092437 | 0.41376 | 0.66641 | 0 | 0 | 0.85 | 0.85 | 0.85 | 0.85 | 0.87706 | 0.010717 | 0.52178 | 0 | 0.34357
2025-06-21 21:00 | 49986.1998 | 49788.5237 | 0 | 197.6761 | 0 | 0.0969 | 0.097252 | 0.090536 | 172 | 21 | Spring | 0.28852 | 0.33774 | 0.33774 | 0.87764 | 0.44688 | 0.097252 | 0 | 0 | 0.66641 | 0.85008 | 0.010682 | 0.0013328 | 0.090536 | 0.40821 | 0.66641 | 0 | 0 | 0.85 | 0.85 | 0.85 | 0.85 | 0.87764 | 0.010682 | 0.49219 | 0 | 0.10075
2025-06-21 22:00 | 46270.0591 | 46096.7896 | 0 | 173.2695 | 0 | 0.084936 | 0.084937 | 0.084911 | 172 | 22 | Spring | 0.27883 | 0.33192 | 0.33192 | 0.87863 | 0.45017 | 0.084937 | 0 | 0 | 0.66641 | 0.85008 | 0.010717 | 0.0013328 | 0.084911 | 0.36384 | 0.66641 | 0 | 0 | 0.85 | 0.85 | 0.85 | 0.85 | 0.87863 | 0.010717 | 0.43629 | 0 | 0.081544
2025-06-21 23:00 | 42373.8941 | 42220.5796 | 0 | 153.3145 | 0 | 0.075154 | 0.075114 | 0.075884 | 172 | 23 | Spring | 0.26601 | 0.32932 | 0.32932 | 0.87267 | 0.42104 | 0.075114 | 0 | 0 | 0.65528 | 0.85008 | 0.011973 | 0.0013328 | 0.075884 | 0.30433 | 0.65528 | 0 | 0 | 0.85 | 0.85 | 0.85 | 0.85 | 0.87267 | 0.011973 | 0.38142 | 0 | 0.039465
2025-06-22 00:00 | 39672.8903 | 39529.2613 | 0 | 143.629 | 0 | 0.070406 | 0.070634 | 0.066295 | 173 | 0 | Spring | 0.27877 | 0.32807 | 0.32807 | 0.86806 | 0.41526 | 0.070634 | 0 | 0 | 0.64562 | 0.85008 | 0.0133 | 0.00079999 | 0.066295 | 0.22892 | 0.64562 | 0 | 0 | 0.85 | 0.85 | 0.85 | 0.85 | 0.86806 | 0.0133 | 0.36461 | 0 | 0.048952
2025-06-22 01:00 | 38720.388 | 38575.3234 | 0 | 145.0646 | 0 | 0.07111 | 0.071578 | 0.062652 | 173 | 1 | Spring | 0.27126 | 0.31736 | 0.31736 | 0.87726 | 0.38 | 0.071578 | 0 | 0 | 0.64562 | 0.85008 | 0.012357 | 0.00079999 | 0.062652 | 0.2248 | 0.64562 | 0 | 0 | 0.85 | 0.85 | 0.85 | 0.85 | 0.87726 | 0.012357 | 0.36019 | 0 | 0
2025-06-22 02:00 | 38113.4451 | 37961.7224 | 0 | 151.7227 | 0 | 0.074374 | 0.074873 | 0.065357 | 173 | 2 | Spring | 0.2611 | 0.30561 | 0.30561 | 0.87644 | 0.34552 | 0.074873 | 0 | 0 | 0.64562 | 0.85008 | 0.012462 | 0.00079999 | 0.065357 | 0.21959 | 0.64562 | 0 | 0 | 0.85 | 0.85 | 0.85 | 0.85 | 0.87644 | 0.012462 | 0.35507 | 0 | 0.0076969
2025-06-22 03:00 | 37706.9829 | 37549.043 | 0 | 157.9398 | 0 | 0.077421 | 0.077846 | 0.06975 | 173 | 3 | Spring | 0.25348 | 0.29808 | 0.29808 | 0.87591 | 0.33422 | 0.077846 | 0 | 0 | 0.64562 | 0.85008 | 0.013439 | 0.00079999 | 0.06975 | 0.21762 | 0.64562 | 0 | 0 | 0.85 | 0.85 | 0.85 | 0.85 | 0.87591 | 0.013439 | 0.3547 | 0 | 0
2025-06-22 04:00 | 37727.5804 | 37562.6404 | 0 | 164.9401 | 0 | 0.080853 | 0.081301 | 0.07275 | 173 | 4 | Spring | 0.24517 | 0.29516 | 0.29516 | 0.87706 | 0.32769 | 0.081301 | 0 | 0 | 0.64562 | 0.85008 | 0.013579 | 0.00079999 | 0.07275 | 0.22054 | 0.64562 | 0 | 0 | 0.85 | 0.85 | 0.85 | 0.85 | 0.87706 | 0.013579 | 0.36068 | 0 | 0
2025-06-22 05:00 | 39792.9581 | 39224.9791 | 403.0428 | 164.9362 | 0.018202 | 0.080851 | 0.081181 | 0.074893 | 173 | 5 | Spring | 0.24319 | 0.29542 | 0.29542 | 0.87925 | 0.32324 | 0.081181 | 0.018202 | 0 | 0.64562 | 0.85008 | 0.013719 | 0.00079999 | 0.074893 | 0.24903 | 0.64562 | 0 | 0 | 0.85 | 0.85 | 0.85 | 0.85 | 0.87925 | 0.013719 | 0.38813 | 0.012742 | 0
2025-06-22 06:00 | 41012.1833 | 38350.3673 | 2524.9675 | 136.8484 | 0.11403 | 0.067083 | 0.067058 | 0.067527 | 173 | 6 | Spring | 0.25416 | 0.29826 | 0.29826 | 0.88123 | 0.35611 | 0.067058 | 0.11403 | 0 | 0.6501 | 0.85008 | 0.013404 | 0.00083936 | 0.067527 | 0.30317 | 0.6501 | 0 | 0 | 0.85 | 0.85 | 0.85 | 0.85 | 0.88123 | 0.013404 | 0.4151 | 0.079823 | 0
2025-06-22 07:00 | 43188.9245 | 37506.1727 | 5559.8571 | 122.8948 | 0.25109 | 0.060243 | 0.060268 | 0.059786 | 173 | 7 | Spring | 0.26383 | 0.30635 | 0.30635 | 0.88211 | 0.39696 | 0.060268 | 0.25109 | 0 | 0.65669 | 0.85008 | 0.012671 | 0.0010882 | 0.059786 | 0.29 | 0.65669 | 0 | 0 | 0.85 | 0.85 | 0.85 | 0.85 | 0.88211 | 0.012671 | 0.40054 | 0.17577 | 0.0096656
2025-06-22 08:00 | 45535.4585 | 36588.5647 | 8831.6922 | 115.2016 | 0.39886 | 0.056471 | 0.056491 | 0.056116 | 173 | 8 | Spring | 0.26441 | 0.30255 | 0.30255 | 0.88442 | 0.42633 | 0.056491 | 0.39886 | 0 | 0.65669 | 0.85008 | 0.012183 | 0.0010228 | 0.056116 | 0.28372 | 0.65669 | 0 | 0 | 0.85 | 0.85 | 0.85 | 0.85 | 0.88442 | 0.012183 | 0.39226 | 0.2792 | 0.029613
2025-06-22 09:00 | 48017.1007 | 36369.5265 | 11545.3662 | 102.208 | 0.52141 | 0.050102 | 0.049922 | 0.053357 | 173 | 9 | Spring | 0.25911 | 0.30095 | 0.30095 | 0.88542 | 0.45108 | 0.049922 | 0.52141 | 0.38061 | 0.65642 | 0.85008 | 0.011659 | 0.00079999 | 0.053357 | 0.26073 | 0.65642 | 0 | 0 | 0.85 | 0.85 | 0.85 | 0.85 | 0.88542 | 0.011659 | 0.37528 | 0.36499 | 0
2025-06-22 10:00 | 49027.4213 | 35599.5369 | 13329.9338 | 97.9506 | 0.60201 | 0.048015 | 0.047712 | 0.053491 | 173 | 10 | Spring | 0.26146 | 0.29721 | 0.29721 | 0.88641 | 0.4463 | 0.047712 | 0.60201 | 0.64871 | 0.65688 | 0.85008 | 0.011484 | 0.00079999 | 0.053491 | 0.27476 | 0.65688 | 0 | 0 | 0.85 | 0.85 | 0.85 | 0.85 | 0.88641 | 0.011484 | 0.37825 | 0.4214 | 0
2025-06-22 11:00 | 49444.6431 | 34999.4473 | 14345.5172 | 99.6787 | 0.64787 | 0.048862 | 0.048335 | 0.058393 | 173 | 11 | Spring | 0.25473 | 0.28311 | 0.28311 | 0.88809 | 0.41276 | 0.048335 | 0.64787 | 0.69148 | 0.65688 | 0.85008 | 0.01138 | 0.00079999 | 0.058393 | 0.29695 | 0.65688 | 0 | 0 | 0.85 | 0.85 | 0.85 | 0.85 | 0.88809 | 0.01138 | 0.38376 | 0.45351 | 0.0092363
2025-06-22 12:00 | 49161.353 | 34783.3653 | 14274.2681 | 103.7196 | 0.64465 | 0.050843 | 0.050163 | 0.063134 | 173 | 12 | Spring | 0.24979 | 0.27224 | 0.27224 | 0.88874 | 0.38152 | 0.050163 | 0.64465 | 0.67553 | 0.65688 | 0.85008 | 0.011484 | 0.00080167 | 0.063134 | 0.31905 | 0.65688 | 0 | 0 | 0.85 | 0.85 | 0.85 | 0.85 | 0.88874 | 0.011484 | 0.39243 | 0.45126 | 0.0092363
2025-06-22 13:00 | 47425.8881 | 33947.8274 | 13371.3952 | 106.6655 | 0.60388 | 0.052287 | 0.051368 | 0.068893 | 173 | 13 | Spring | 0.2448 | 0.25993 | 0.25993 | 0.88865 | 0.35645 | 0.051368 | 0.60388 | 0.66427 | 0.65688 | 0.85008 | 0.010123 | 0.00079999 | 0.068893 | 0.32335 | 0.65688 | 0 | 0 | 0.85 | 0.85 | 0.85 | 0.85 | 0.88865 | 0.010123 | 0.40028 | 0.42272 | 0.0092363
2025-06-22 14:00 | 47167.0238 | 34967.2847 | 12089.2772 | 110.4619 | 0.54598 | 0.054148 | 0.052895 | 0.076795 | 173 | 14 | Spring | 0.24385 | 0.25881 | 0.25881 | 0.88747 | 0.34975 | 0.052895 | 0.54598 | 0.65679 | 0.65688 | 0.85008 | 0.0099835 | 0.0013328 | 0.076795 | 0.32489 | 0.65688 | 0 | 0 | 0.85 | 0.85 | 0.85 | 0.85 | 0.88747 | 0.0099835 | 0.40115 | 0.38218 | 0.0094141
2025-06-22 15:00 | 47428.8666 | 36818.661 | 10492.2342 | 117.9714 | 0.47385 | 0.057829 | 0.05627 | 0.086009 | 173 | 15 | Spring | 0.24372 | 0.26351 | 0.26351 | 0.88663 | 0.34492 | 0.05627 | 0.47385 | 0.66692 | 0.65688 | 0.85008 | 0.010088 | 0.0013328 | 0.086009 | 0.33518 | 0.65688 | 0 | 0 | 0.85 | 0.85 | 0.85 | 0.85 | 0.88663 | 0.010088 | 0.4158 | 0.3317 | 0.0094141
2025-06-22 16:00 | 47747.1891 | 39558.7302 | 8056.2158 | 132.2431 | 0.36383 | 0.064825 | 0.063422 | 0.090187 | 173 | 16 | Spring | 0.24178 | 0.27908 | 0.27908 | 0.87629 | 0.34371 | 0.063422 | 0.36383 | 0.67652 | 0.66614 | 0.85008 | 0.010018 | 0.0013328 | 0.090187 | 0.36047 | 0.66614 | 0 | 0 | 0.85 | 0.85 | 0.85 | 0.85 | 0.87629 | 0.010018 | 0.43848 | 0.25468 | 0.0092363
2025-06-22 17:00 | 48147.871 | 42970.6518 | 5031.0688 | 146.1503 | 0.22721 | 0.071642 | 0.070674 | 0.089143 | 173 | 17 | Spring | 0.24363 | 0.29823 | 0.29823 | 0.87688 | 0.36264 | 0.070674 | 0.22721 | 0.6679 | 0.66614 | 0.85008 | 0.010018 | 0.0035317 | 0.089143 | 0.37417 | 0.66614 | 0 | 0 | 0.85 | 0.85 | 0.85 | 0.85 | 0.87688 | 0.010018 | 0.48342 | 0.15905 | 0.28272
2025-06-22 18:00 | 49249.0381 | 46887.4392 | 2197.9977 | 163.6012 | 0.099266 | 0.080197 | 0.079915 | 0.085286 | 173 | 18 | Spring | 0.25066 | 0.31384 | 0.31384 | 0.87696 | 0.40118 | 0.079915 | 0.099266 | 0.58773 | 0.66614 | 0.85008 | 0.010158 | 0.027398 | 0.085286 | 0.3962 | 0.66614 | 0 | 0 | 0.85 | 0.85 | 0.85 | 0.85 | 0.87696 | 0.010158 | 0.50599 | 0.069486 | 0.42211
2025-06-22 19:00 | 52596.1444 | 52085.7614 | 331.981 | 178.4019 | 0.014993 | 0.087452 | 0.08767 | 0.083518 | 173 | 19 | Spring | 0.26664 | 0.33067 | 0.33067 | 0.8775 | 0.42487 | 0.08767 | 0.014993 | 0.23069 | 0.66641 | 0.85008 | 0.010612 | 0.027398 | 0.083518 | 0.41363 | 0.66641 | 0 | 0 | 0.85 | 0.85 | 0.85 | 0.85 | 0.8775 | 0.010612 | 0.52452 | 0.010495 | 0.39185
2025-06-22 20:00 | 51286.1538 | 51111.309 | 0 | 174.8448 | 0 | 0.085708 | 0.085801 | 0.084027 | 173 | 20 | Spring | 0.28392 | 0.33907 | 0.33907 | 0.87706 | 0.44583 | 0.085801 | 0 | 0 | 0.66641 | 0.85008 | 0.010717 | 0.013216 | 0.084027 | 0.41376 | 0.66641 | 0 | 0 | 0.85 | 0.85 | 0.85 | 0.85 | 0.87706 | 0.010717 | 0.52178 | 0 | 0.34357
2025-06-22 21:00 | 48838.756 | 48679.6675 | 0 | 159.0886 | 0 | 0.077985 | 0.077484 | 0.087027 | 173 | 21 | Spring | 0.28852 | 0.33774 | 0.33774 | 0.87764 | 0.44688 | 0.077484 | 0 | 0 | 0.66641 | 0.85008 | 0.010682 | 0.0013328 | 0.087027 | 0.40821 | 0.66641 | 0 | 0 | 0.85 | 0.85 | 0.85 | 0.85 | 0.87764 | 0.010682 | 0.49219 | 0 | 0.10075
2025-06-22 22:00 | 45564.6245 | 45413.4379 | 0 | 151.1866 | 0 | 0.074111 | 0.073205 | 0.090482 | 173 | 22 | Spring | 0.27883 | 0.33192 | 0.33192 | 0.87863 | 0.45017 | 0.073205 | 0 | 0 | 0.66641 | 0.85008 | 0.010717 | 0.0013328 | 0.090482 | 0.36384 | 0.66641 | 0 | 0 | 0.85 | 0.85 | 0.85 | 0.85 | 0.87863 | 0.010717 | 0.43629 | 0 | 0.081544
2025-06-22 23:00 | 41964.2224 | 41814.1993 | 0 | 150.0232 | 0 | 0.073541 | 0.072623 | 0.090134 | 173 | 23 | Spring | 0.26601 | 0.32932 | 0.32932 | 0.87267 | 0.42104 | 0.072623 | 0 | 0 | 0.65528 | 0.85008 | 0.011973 | 0.0013328 | 0.090134 | 0.30433 | 0.65528 | 0 | 0 | 0.85 | 0.85 | 0.85 | 0.85 | 0.87267 | 0.011973 | 0.38142 | 0 | 0.039465
2025-06-23 00:00 | 62077.4829 | 61926.1687 | 0 | 151.3142 | 0 | 0.074174 | 0.073045 | 0.09458 | 174 | 0 | Summer | 0.55471 | 0.48104 | 0.48104 | 0.94878 | 0.35614 | 0.073045 | 0 | 0 | 0.66443 | 0.85008 | 0.012218 | 0.019437 | 0.09458 | 0.52743 | 0.66443 | 0 | 0 | 0.85 | 0.85 | 0.85 | 0.85 | 0.94878 | 0.012218 | 0.59514 | 0 | 0.042639
2025-06-23 01:00 | 61206.702 | 61054.5545 | 0 | 152.1475 | 0 | 0.074582 | 0.073547 | 0.093295 | 174 | 1 | Summer | 0.51573 | 0.45924 | 0.45924 | 0.94906 | 0.29865 | 0.073547 | 0 | 0 | 0.66443 | 0.85008 | 0.012287 | 0.019437 | 0.093295 | 0.48331 | 0.66443 | 0 | 0 | 0.85 | 0.85 | 0.85 | 0.85 | 0.94906 | 0.012287 | 0.55167 | 0 | 0
2025-06-23 02:00 | 60898.1427 | 60738.7636 | 0 | 159.3792 | 0 | 0.078127 | 0.077464 | 0.090107 | 174 | 2 | Summer | 0.47769 | 0.44425 | 0.44425 | 0.94941 | 0.25138 | 0.077464 | 0 | 0 | 0.66443 | 0.85008 | 0.012567 | 0.019191 | 0.090107 | 0.46524 | 0.66443 | 0 | 0 | 0.85 | 0.85 | 0.85 | 0.85 | 0.94941 | 0.012567 | 0.53289 | 0 | 0
2025-06-23 03:00 | 60645.8955 | 60478.5188 | 0 | 167.3767 | 0 | 0.082047 | 0.081683 | 0.088634 | 174 | 3 | Summer | 0.46012 | 0.43819 | 0.43819 | 0.9491 | 0.22464 | 0.081683 | 0 | 0 | 0.66443 | 0.85008 | 0.012532 | 0.01917 | 0.088634 | 0.45789 | 0.66443 | 0 | 0 | 0.85 | 0.85 | 0.85 | 0.85 | 0.9491 | 0.012532 | 0.52986 | 0 | 0
2025-06-23 04:00 | 60871.4758 | 60700.1837 | 0 | 171.2922 | 0 | 0.083967 | 0.083591 | 0.09075 | 174 | 4 | Summer | 0.44971 | 0.43054 | 0.43054 | 0.94949 | 0.2044 | 0.083591 | 0 | 0 | 0.66443 | 0.85008 | 0.012532 | 0.01917 | 0.09075 | 0.46405 | 0.66443 | 0 | 0 | 0.85 | 0.85 | 0.85 | 0.85 | 0.94949 | 0.012532 | 0.53565 | 0 | 0
2025-06-23 05:00 | 64400.3076 | 63858.9052 | 367.6405 | 173.7619 | 0.016603 | 0.085177 | 0.084355 | 0.10004 | 174 | 5 | Summer | 0.45811 | 0.44299 | 0.44299 | 0.94957 | 0.18921 | 0.084355 | 0.016603 | 0 | 0.66443 | 0.85008 | 0.012567 | 0.01917 | 0.10004 | 0.49226 | 0.66443 | 0 | 0 | 0.85 | 0.85 | 0.85 | 0.85 | 0.94957 | 0.012567 | 0.54922 | 0.011622 | 0
2025-06-23 06:00 | 69238.0099 | 66990.3757 | 2099.3356 | 148.2985 | 0.09481 | 0.072695 | 0.071357 | 0.096884 | 174 | 6 | Summer | 0.48774 | 0.45859 | 0.45859 | 0.94971 | 0.19102 | 0.071357 | 0.09481 | 0 | 0.66443 | 0.85008 | 0.012532 | 0.018904 | 0.096884 | 0.49923 | 0.66443 | 0 | 0 | 0.85 | 0.85 | 0.85 | 0.85 | 0.94971 | 0.012532 | 0.5429 | 0.066367 | 0
2025-06-23 07:00 | 74031.459 | 69625.6358 | 4259.9498 | 145.8734 | 0.19239 | 0.071507 | 0.070071 | 0.097446 | 174 | 7 | Summer | 0.5162 | 0.46934 | 0.46934 | 0.95016 | 0.20898 | 0.070071 | 0.19239 | 0 | 0.66478 | 0.85008 | 0.012392 | 0.018904 | 0.097446 | 0.50879 | 0.66478 | 0 | 0 | 0.85 | 0.85 | 0.85 | 0.85 | 0.95016 | 0.012392 | 0.545 | 0.13467 | 0
2025-06-23 08:00 | 73258.7918 | 66716.5846 | 6376.5118 | 165.6953 | 0.28798 | 0.081223 | 0.079734 | 0.10813 | 174 | 8 | Summer | 0.5354 | 0.4736 | 0.4736 | 0.95052 | 0.22514 | 0.079734 | 0.28798 | 0.19439 | 0.66478 | 0.85008 | 0.012602 | 0.018904 | 0.10813 | 0.53361 | 0.66478 | 0 | 0 | 0.85 | 0.85 | 0.85 | 0.85 | 0.95052 | 0.012602 | 0.54288 | 0.20158 | 0
2025-06-23 09:00 | 72065.4473 | 63721.991 | 8151.8303 | 191.626 | 0.36815 | 0.093934 | 0.092591 | 0.11821 | 174 | 9 | Summer | 0.54581 | 0.4857 | 0.4857 | 0.94978 | 0.24893 | 0.092591 | 0.36815 | 0.50389 | 0.66478 | 0.85008 | 0.014382 | 0.018904 | 0.11821 | 0.56932 | 0.66478 | 0 | 0 | 0.85 | 0.85 | 0.85 | 0.85 | 0.94978 | 0.014382 | 0.55471 | 0.25771 | 0
2025-06-23 10:00 | 70953.3692 | 61586.6053 | 9149.173 | 217.5909 | 0.4132 | 0.10666 | 0.10527 | 0.13187 | 174 | 10 | Summer | 0.56661 | 0.50285 | 0.50285 | 0.94712 | 0.26186 | 0.10527 | 0.4132 | 0.61316 | 0.66501 | 0.85008 | 0.014068 | 0.018915 | 0.13187 | 0.61473 | 0.66501 | 0 | 0 | 0.85 | 0.85 | 0.85 | 0.85 | 0.94712 | 0.014068 | 0.60127 | 0.28924 | 0
2025-06-23 11:00 | 69691.4509 | 59918.6261 | 9532.3227 | 240.5021 | 0.4305 | 0.11789 | 0.11632 | 0.14638 | 174 | 11 | Summer | 0.60096 | 0.52041 | 0.52041 | 0.94453 | 0.27752 | 0.11632 | 0.4305 | 0.62169 | 0.6656 | 0.85008 | 0.014417 | 0.023029 | 0.14638 | 0.67643 | 0.6656 | 0 | 0 | 0.85 | 0.85 | 0.85 | 0.85 | 0.94453 | 0.014417 | 0.64142 | 0.30135 | 0.0015394
2025-06-23 12:00 | 70309.0506 | 60298.4609 | 9753.8762 | 256.7135 | 0.4405 | 0.12584 | 0.12423 | 0.1549 | 174 | 12 | Summer | 0.62291 | 0.53799 | 0.53799 | 0.94362 | 0.31341 | 0.12423 | 0.4405 | 0.62222 | 0.6656 | 0.85008 | 0.013928 | 0.037669 | 0.1549 | 0.70982 | 0.6656 | 0 | 0 | 0.85 | 0.85 | 0.85 | 0.85 | 0.94362 | 0.013928 | 0.67439 | 0.30835 | 0.13423
2025-06-23 13:00 | 70811.096 | 61147.6906 | 9391.1458 | 272.2596 | 0.42412 | 0.13346 | 0.13189 | 0.16192 | 174 | 13 | Summer | 0.63006 | 0.55564 | 0.55564 | 0.9422 | 0.37114 | 0.13189 | 0.42412 | 0.63828 | 0.6656 | 0.85008 | 0.014242 | 0.073749 | 0.16192 | 0.73201 | 0.6656 | 0 | 0 | 0.85 | 0.85 | 0.85 | 0.85 | 0.9422 | 0.014242 | 0.69376 | 0.29689 | 0.25305
2025-06-23 14:00 | 71058.2239 | 62207.1119 | 8560.9083 | 290.2036 | 0.38663 | 0.14226 | 0.14062 | 0.17175 | 174 | 14 | Summer | 0.6488 | 0.56826 | 0.56826 | 0.9398 | 0.41215 | 0.14062 | 0.38663 | 0.63061 | 0.66582 | 0.85008 | 0.014033 | 0.099397 | 0.17175 | 0.74849 | 0.66582 | 0 | 0 | 0.85 | 0.85 | 0.85 | 0.85 | 0.9398 | 0.014033 | 0.70785 | 0.27064 | 0.30697
2025-06-23 15:00 | 71742.4965 | 64227.9153 | 7216.8281 | 297.7532 | 0.32593 | 0.14596 | 0.144 | 0.18134 | 174 | 15 | Summer | 0.65735 | 0.56817 | 0.56817 | 0.93752 | 0.45803 | 0.144 | 0.32593 | 0.64444 | 0.66641 | 0.85008 | 0.013928 | 0.12232 | 0.18134 | 0.75815 | 0.66641 | 0 | 0 | 0.85 | 0.85 | 0.85 | 0.85 | 0.93752 | 0.013928 | 0.71964 | 0.22815 | 0.37998
2025-06-23 16:00 | 74394.9137 | 68532.0185 | 5565.8706 | 297.0246 | 0.25137 | 0.1456 | 0.14316 | 0.18978 | 174 | 16 | Summer | 0.66113 | 0.57399 | 0.57399 | 0.93651 | 0.48967 | 0.14316 | 0.25137 | 0.62638 | 0.66641 | 0.85008 | 0.013195 | 0.14338 | 0.18978 | 0.76334 | 0.66641 | 0 | 0 | 0.85 | 0.85 | 0.85 | 0.85 | 0.93651 | 0.013195 | 0.72909 | 0.17596 | 0.58653
2025-06-23 17:00 | 76691.9717 | 72642.9164 | 3743.0163 | 306.0391 | 0.16904 | 0.15002 | 0.14756 | 0.19454 | 174 | 17 | Summer | 0.65876 | 0.57144 | 0.57144 | 0.93752 | 0.50401 | 0.14756 | 0.16904 | 0.5801 | 0.66641 | 0.85008 | 0.01309 | 0.20336 | 0.19454 | 0.76686 | 0.66641 | 0 | 0 | 0.85 | 0.85 | 0.85 | 0.85 | 0.93752 | 0.01309 | 0.74086 | 0.11833 | 0.64515
2025-06-23 18:00 | 78333.4377 | 76284.4885 | 1748.9536 | 299.9957 | 0.078986 | 0.14706 | 0.14446 | 0.19396 | 174 | 18 | Summer | 0.65784 | 0.57543 | 0.57543 | 0.9378 | 0.50368 | 0.14446 | 0.078986 | 0.50952 | 0.66641 | 0.85008 | 0.012846 | 0.22688 | 0.19396 | 0.77618 | 0.66641 | 0 | 0 | 0.85 | 0.85 | 0.85 | 0.85 | 0.9378 | 0.012846 | 0.75295 | 0.05529 | 0.64577
2025-06-23 19:00 | 79145.8894 | 78586.5257 | 256.296 | 303.0677 | 0.011575 | 0.14856 | 0.14639 | 0.18782 | 174 | 19 | Summer | 0.65654 | 0.58215 | 0.58215 | 0.93722 | 0.47421 | 0.14639 | 0.011575 | 0.33059 | 0.66641 | 0.85008 | 0.011205 | 0.20175 | 0.18782 | 0.77565 | 0.66641 | 0 | 0 | 0.85 | 0.85 | 0.85 | 0.85 | 0.93722 | 0.011205 | 0.76424 | 0.0081024 | 0.70485
2025-06-23 20:00 | 75490.2005 | 75186.0738 | 0 | 304.1267 | 0 | 0.14908 | 0.14735 | 0.18029 | 174 | 20 | Summer | 0.6677 | 0.58557 | 0.58557 | 0.93506 | 0.44805 | 0.14735 | 0 | 0.065097 | 0.66641 | 0.85008 | 0.01131 | 0.13977 | 0.18029 | 0.77193 | 0.66641 | 0 | 0 | 0.85 | 0.85 | 0.85 | 0.85 | 0.93506 | 0.01131 | 0.76712 | 0 | 0.71244
2025-06-23 21:00 | 72102.6615 | 71800.5698 | 0 | 302.0918 | 0 | 0.14808 | 0.14669 | 0.17325 | 174 | 21 | Summer | 0.65116 | 0.57136 | 0.57136 | 0.93281 | 0.42034 | 0.14669 | 0 | 0 | 0.66641 | 0.85008 | 0.011415 | 0.067558 | 0.17325 | 0.74633 | 0.66641 | 0 | 0 | 0.85 | 0.85 | 0.85 | 0.85 | 0.93281 | 0.011415 | 0.74851 | 0 | 0.38078
2025-06-23 22:00 | 67301.9472 | 67000.3406 | 0 | 301.6067 | 0 | 0.14785 | 0.14675 | 0.16762 | 174 | 22 | Summer | 0.61469 | 0.5457 | 0.5457 | 0.9302 | 0.41049 | 0.14675 | 0 | 0 | 0.6656 | 0.85008 | 0.011659 | 0.03136 | 0.16762 | 0.66421 | 0.6656 | 0 | 0 | 0.85 | 0.85 | 0.85 | 0.85 | 0.9302 | 0.011659 | 0.69584 | 0 | 0.15401
2025-06-23 23:00 | 62608.2715 | 62305.4508 | 0 | 302.8207 | 0 | 0.14844 | 0.14758 | 0.16409 | 174 | 23 | Summer | 0.59142 | 0.54754 | 0.54754 | 0.91095 | 0.36743 | 0.14758 | 0 | 0 | 0.66219 | 0.85008 | 0.011938 | 0.024002 | 0.16409 | 0.58272 | 0.66219 | 0 | 0 | 0.85 | 0.85 | 0.85 | 0.85 | 0.91095 | 0.011938 | 0.6334 | 0 | 0.13531
2025-06-24 00:00 | 60265.7296 | 59960.5238 | 0 | 305.2058 | 0 | 0.14961 | 0.14886 | 0.16315 | 175 | 0 | Summer | 0.55471 | 0.48104 | 0.48104 | 0.94878 | 0.35614 | 0.14886 | 0 | 0 | 0.66443 | 0.85008 | 0.012218 | 0.019437 | 0.16315 | 0.52743 | 0.66443 | 0 | 0 | 0.85 | 0.85 | 0.85 | 0.85 | 0.94878 | 0.012218 | 0.59514 | 0 | 0.042639
2025-06-24 01:00 | 59300.6452 | 59000.7007 | 0 | 299.9445 | 0 | 0.14703 | 0.14631 | 0.16007 | 175 | 1 | Summer | 0.51573 | 0.45924 | 0.45924 | 0.94906 | 0.29865 | 0.14631 | 0 | 0 | 0.66443 | 0.85008 | 0.012287 | 0.019437 | 0.16007 | 0.48331 | 0.66443 | 0 | 0 | 0.85 | 0.85 | 0.85 | 0.85 | 0.94906 | 0.012287 | 0.55167 | 0 | 0
2025-06-24 02:00 | 58900.6943 | 58609.9037 | 0 | 290.7906 | 0 | 0.14254 | 0.14185 | 0.15509 | 175 | 2 | Summer | 0.47769 | 0.44425 | 0.44425 | 0.94941 | 0.25138 | 0.14185 | 0 | 0 | 0.66443 | 0.85008 | 0.012567 | 0.019191 | 0.15509 | 0.46524 | 0.66443 | 0 | 0 | 0.85 | 0.85 | 0.85 | 0.85 | 0.94941 | 0.012567 | 0.53289 | 0 | 0
2025-06-24 03:00 | 58732.1847 | 58453.1352 | 0 | 279.0495 | 0 | 0.13679 | 0.13608 | 0.14952 | 175 | 3 | Summer | 0.46012 | 0.43819 | 0.43819 | 0.9491 | 0.22464 | 0.13608 | 0 | 0 | 0.66443 | 0.85008 | 0.012532 | 0.01917 | 0.14952 | 0.45789 | 0.66443 | 0 | 0 | 0.85 | 0.85 | 0.85 | 0.85 | 0.9491 | 0.012532 | 0.52986 | 0 | 0
2025-06-24 04:00 | 59178.3421 | 58912.271 | 0 | 266.0712 | 0 | 0.13043 | 0.12982 | 0.14146 | 175 | 4 | Summer | 0.44971 | 0.43054 | 0.43054 | 0.94949 | 0.2044 | 0.12982 | 0 | 0 | 0.66443 | 0.85008 | 0.012532 | 0.01917 | 0.14146 | 0.46405 | 0.66443 | 0 | 0 | 0.85 | 0.85 | 0.85 | 0.85 | 0.94949 | 0.012532 | 0.53565 | 0 | 0
2025-06-24 05:00 | 63168.3153 | 62623.048 | 294.2836 | 250.9837 | 0.01329 | 0.12303 | 0.12238 | 0.13473 | 175 | 5 | Summer | 0.45811 | 0.44299 | 0.44299 | 0.94957 | 0.18921 | 0.12238 | 0.01329 | 0 | 0.66443 | 0.85008 | 0.012567 | 0.01917 | 0.13473 | 0.49226 | 0.66443 | 0 | 0 | 0.85 | 0.85 | 0.85 | 0.85 | 0.94957 | 0.012567 | 0.54922 | 0.0093033 | 0
2025-06-24 06:00 | 68963.4798 | 66951.3993 | 1800.1945 | 211.8859 | 0.0813 | 0.10387 | 0.10312 | 0.11737 | 175 | 6 | Summer | 0.48774 | 0.45859 | 0.45859 | 0.94971 | 0.19102 | 0.10312 | 0.0813 | 0 | 0.66443 | 0.85008 | 0.012532 | 0.018904 | 0.11737 | 0.49923 | 0.66443 | 0 | 0 | 0.85 | 0.85 | 0.85 | 0.85 | 0.94971 | 0.012532 | 0.5429 | 0.05691 | 0
2025-06-24 07:00 | 74768.6235 | 70649.4864 | 3912.2023 | 206.9347 | 0.17668 | 0.10144 | 0.10155 | 0.099402 | 175 | 7 | Summer | 0.5162 | 0.46934 | 0.46934 | 0.95016 | 0.20898 | 0.10155 | 0.17668 | 0 | 0.66478 | 0.85008 | 0.012392 | 0.018904 | 0.099402 | 0.50879 | 0.66478 | 0 | 0 | 0.85 | 0.85 | 0.85 | 0.85 | 0.95016 | 0.012392 | 0.545 | 0.12368 | 0
2025-06-24 08:00 | 74830.7618 | 68260.2849 | 6346.8753 | 223.6017 | 0.28664 | 0.10961 | 0.11055 | 0.092571 | 175 | 8 | Summer | 0.5354 | 0.4736 | 0.4736 | 0.95052 | 0.22514 | 0.11055 | 0.28664 | 0.19439 | 0.66478 | 0.85008 | 0.012602 | 0.018904 | 0.092571 | 0.53361 | 0.66478 | 0 | 0 | 0.85 | 0.85 | 0.85 | 0.85 | 0.95052 | 0.012602 | 0.54288 | 0.20065 | 0
2025-06-24 09:00 | 74036.4067 | 64579.4685 | 9218.3846 | 238.5536 | 0.41632 | 0.11694 | 0.11859 | 0.087134 | 175 | 9 | Summer | 0.54581 | 0.4857 | 0.4857 | 0.94978 | 0.24893 | 0.11859 | 0.41632 | 0.50389 | 0.66478 | 0.85008 | 0.014382 | 0.018904 | 0.087134 | 0.56932 | 0.66478 | 0 | 0 | 0.85 | 0.85 | 0.85 | 0.85 | 0.94978 | 0.014382 | 0.55471 | 0.29142 | 0
2025-06-24 10:00 | 72814.9712 | 61066.8708 | 11498.6473 | 249.4531 | 0.5193 | 0.12228 | 0.12479 | 0.076848 | 175 | 10 | Summer | 0.56661 | 0.50285 | 0.50285 | 0.94712 | 0.26186 | 0.12479 | 0.5193 | 0.61316 | 0.66501 | 0.85008 | 0.014068 | 0.018915 | 0.076848 | 0.61473 | 0.66501 | 0 | 0 | 0.85 | 0.85 | 0.85 | 0.85 | 0.94712 | 0.014068 | 0.60127 | 0.36351 | 0
2025-06-24 11:00 | 71085.4913 | 57467.7011 | 13367.4604 | 250.3297 | 0.6037 | 0.12271 | 0.12516 | 0.078509 | 175 | 11 | Summer | 0.60096 | 0.52041 | 0.52041 | 0.94453 | 0.27752 | 0.12516 | 0.6037 | 0.62169 | 0.6656 | 0.85008 | 0.014417 | 0.023029 | 0.078509 | 0.67643 | 0.6656 | 0 | 0 | 0.85 | 0.85 | 0.85 | 0.85 | 0.94453 | 0.014417 | 0.64142 | 0.42259 | 0.0015394
2025-06-24 12:00 | 70952.5367 | 56323.3631 | 14381.8405 | 247.3331 | 0.64951 | 0.12124 | 0.12317 | 0.086437 | 175 | 12 | Summer | 0.62291 | 0.53799 | 0.53799 | 0.94362 | 0.31341 | 0.12317 | 0.64951 | 0.62222 | 0.6656 | 0.85008 | 0.013928 | 0.037669 | 0.086437 | 0.70982 | 0.6656 | 0 | 0 | 0.85 | 0.85 | 0.85 | 0.85 | 0.94362 | 0.013928 | 0.67439 | 0.45466 | 0.13423
2025-06-24 13:00 | 70743.064 | 56102.4742 | 14396.0012 | 244.5887 | 0.65015 | 0.1199 | 0.12136 | 0.093455 | 175 | 13 | Summer | 0.63006 | 0.55564 | 0.55564 | 0.9422 | 0.37114 | 0.12136 | 0.65015 | 0.63828 | 0.6656 | 0.85008 | 0.014242 | 0.073749 | 0.093455 | 0.73201 | 0.6656 | 0 | 0 | 0.85 | 0.85 | 0.85 | 0.85 | 0.9422 | 0.014242 | 0.69376 | 0.45511 | 0.25305
2025-06-24 14:00 | 70659.6405 | 57178.7741 | 13238.1825 | 242.6839 | 0.59786 | 0.11896 | 0.12031 | 0.094527 | 175 | 14 | Summer | 0.6488 | 0.56826 | 0.56826 | 0.9398 | 0.41215 | 0.12031 | 0.59786 | 0.63061 | 0.66582 | 0.85008 | 0.014033 | 0.099397 | 0.094527 | 0.74849 | 0.66582 | 0 | 0 | 0.85 | 0.85 | 0.85 | 0.85 | 0.9398 | 0.014033 | 0.70785 | 0.4185 | 0.30697
2025-06-24 15:00 | 71098.2544 | 59599.9721 | 11261.1519 | 237.1304 | 0.50858 | 0.11624 | 0.11758 | 0.091982 | 175 | 15 | Summer | 0.65735 | 0.56817 | 0.56817 | 0.93752 | 0.45803 | 0.11758 | 0.50858 | 0.64444 | 0.66641 | 0.85008 | 0.013928 | 0.12232 | 0.091982 | 0.75815 | 0.66641 | 0 | 0 | 0.85 | 0.85 | 0.85 | 0.85 | 0.93752 | 0.013928 | 0.71964 | 0.356 | 0.37998
2025-06-24 16:00 | 73154.2203 | 64261.5869 | 8661.8046 | 230.8289 | 0.39118 | 0.11315 | 0.11445 | 0.089705 | 175 | 16 | Summer | 0.66113 | 0.57399 | 0.57399 | 0.93651 | 0.48967 | 0.11445 | 0.39118 | 0.62638 | 0.66641 | 0.85008 | 0.013195 | 0.14338 | 0.089705 | 0.76334 | 0.66641 | 0 | 0 | 0.85 | 0.85 | 0.85 | 0.85 | 0.93651 | 0.013195 | 0.72909 | 0.27383 | 0.58653
2025-06-24 17:00 | 74559.8259 | 68568.4897 | 5767.7953 | 223.5409 | 0.26049 | 0.10958 | 0.11065 | 0.090187 | 175 | 17 | Summer | 0.65876 | 0.57144 | 0.57144 | 0.93752 | 0.50401 | 0.11065 | 0.26049 | 0.5801 | 0.66641 | 0.85008 | 0.01309 | 0.20336 | 0.090187 | 0.76686 | 0.66641 | 0 | 0 | 0.85 | 0.85 | 0.85 | 0.85 | 0.93752 | 0.01309 | 0.74086 | 0.18234 | 0.64515
2025-06-24 18:00 | 75349.1891 | 72418.8841 | 2713.4399 | 216.865 | 0.12254 | 0.10631 | 0.1071 | 0.092036 | 175 | 18 | Summer | 0.65784 | 0.57543 | 0.57543 | 0.9378 | 0.50368 | 0.1071 | 0.12254 | 0.50952 | 0.66641 | 0.85008 | 0.012846 | 0.22688 | 0.092036 | 0.77618 | 0.66641 | 0 | 0 | 0.85 | 0.85 | 0.85 | 0.85 | 0.9378 | 0.012846 | 0.75295 | 0.085781 | 0.64577
2025-06-24 19:00 | 76255.3079 | 75637.4506 | 387.4881 | 230.3692 | 0.0175 | 0.11293 | 0.11356 | 0.10138 | 175 | 19 | Summer | 0.65654 | 0.58215 | 0.58215 | 0.93722 | 0.47421 | 0.11356 | 0.0175 | 0.33059 | 0.66641 | 0.85008 | 0.011205 | 0.20175 | 0.10138 | 0.77565 | 0.66641 | 0 | 0 | 0.85 | 0.85 | 0.85 | 0.85 | 0.93722 | 0.011205 | 0.76424 | 0.01225 | 0.70485
2025-06-24 20:00 | 72208.8302 | 71965.383 | 0 | 243.4472 | 0 | 0.11934 | 0.11957 | 0.1151 | 175 | 20 | Summer | 0.6677 | 0.58557 | 0.58557 | 0.93506 | 0.44805 | 0.11957 | 0 | 0.065097 | 0.66641 | 0.85008 | 0.01131 | 0.13977 | 0.1151 | 0.77193 | 0.66641 | 0 | 0 | 0.85 | 0.85 | 0.85 | 0.85 | 0.93506 | 0.01131 | 0.76712 | 0 | 0.71244
2025-06-24 21:00 | 67897.3808 | 67651.4012 | 0 | 245.9796 | 0 | 0.12058 | 0.12029 | 0.12571 | 175 | 21 | Summer | 0.65116 | 0.57136 | 0.57136 | 0.93281 | 0.42034 | 0.12029 | 0 | 0 | 0.66641 | 0.85008 | 0.011415 | 0.067558 | 0.12571 | 0.74633 | 0.66641 | 0 | 0 | 0.85 | 0.85 | 0.85 | 0.85 | 0.93281 | 0.011415 | 0.74851 | 0 | 0.38078
2025-06-24 22:00 | 62359.8868 | 62110.4864 | 0 | 249.4004 | 0 | 0.12226 | 0.1216 | 0.13409 | 175 | 22 | Summer | 0.61469 | 0.5457 | 0.5457 | 0.9302 | 0.41049 | 0.1216 | 0 | 0 | 0.6656 | 0.85008 | 0.011659 | 0.03136 | 0.13409 | 0.66421 | 0.6656 | 0 | 0 | 0.85 | 0.85 | 0.85 | 0.85 | 0.9302 | 0.011659 | 0.69584 | 0 | 0.15401
2025-06-24 23:00 | 57179.0507 | 56923.3373 | 0 | 255.7134 | 0 | 0.12535 | 0.12473 | 0.13647 | 175 | 23 | Summer | 0.59142 | 0.54754 | 0.54754 | 0.91095 | 0.36743 | 0.12473 | 0 | 0 | 0.66219 | 0.85008 | 0.011938 | 0.024002 | 0.13647 | 0.58272 | 0.66219 | 0 | 0 | 0.85 | 0.85 | 0.85 | 0.85 | 0.91095 | 0.011938 | 0.6334 | 0 | 0.13531
2025-06-25 00:00 | 54772.0909 | 54507.6873 | 0 | 264.4036 | 0 | 0.12961 | 0.12942 | 0.13312 | 176 | 0 | Summer | 0.55471 | 0.48104 | 0.48104 | 0.94878 | 0.35614 | 0.12942 | 0 | 0 | 0.66443 | 0.85008 | 0.012218 | 0.019437 | 0.13312 | 0.52743 | 0.66443 | 0 | 0 | 0.85 | 0.85 | 0.85 | 0.85 | 0.94878 | 0.012218 | 0.59514 | 0 | 0.042639
2025-06-25 01:00 | 54036.7088 | 53759.2189 | 0 | 277.4898 | 0 | 0.13602 | 0.13629 | 0.1313 | 176 | 1 | Summer | 0.51573 | 0.45924 | 0.45924 | 0.94906 | 0.29865 | 0.13629 | 0 | 0 | 0.66443 | 0.85008 | 0.012287 | 0.019437 | 0.1313 | 0.48331 | 0.66443 | 0 | 0 | 0.85 | 0.85 | 0.85 | 0.85 | 0.94906 | 0.012287 | 0.55167 | 0 | 0
2025-06-25 02:00 | 53919.3586 | 53634.3997 | 0 | 284.9589 | 0 | 0.13969 | 0.13998 | 0.13433 | 176 | 2 | Summer | 0.47769 | 0.44425 | 0.44425 | 0.94941 | 0.25138 | 0.13998 | 0 | 0 | 0.66443 | 0.85008 | 0.012567 | 0.019191 | 0.13433 | 0.46524 | 0.66443 | 0 | 0 | 0.85 | 0.85 | 0.85 | 0.85 | 0.94941 | 0.012567 | 0.53289 | 0 | 0
2025-06-25 03:00 | 53922.409 | 53636.2717 | 0 | 286.1373 | 0 | 0.14026 | 0.1401 | 0.14317 | 176 | 3 | Summer | 0.46012 | 0.43819 | 0.43819 | 0.9491 | 0.22464 | 0.1401 | 0 | 0 | 0.66443 | 0.85008 | 0.012532 | 0.01917 | 0.14317 | 0.45789 | 0.66443 | 0 | 0 | 0.85 | 0.85 | 0.85 | 0.85 | 0.9491 | 0.012532 | 0.52986 | 0 | 0
2025-06-25 04:00 | 54440.0498 | 54153.7269 | 0 | 286.3228 | 0 | 0.14035 | 0.13966 | 0.15289 | 176 | 4 | Summer | 0.44971 | 0.43054 | 0.43054 | 0.94949 | 0.2044 | 0.13966 | 0 | 0 | 0.66443 | 0.85008 | 0.012532 | 0.01917 | 0.15289 | 0.46405 | 0.66443 | 0 | 0 | 0.85 | 0.85 | 0.85 | 0.85 | 0.94949 | 0.012532 | 0.53565 | 0 | 0
2025-06-25 05:00 | 58165.8816 | 57468.2878 | 413.0262 | 284.5677 | 0.018653 | 0.13949 | 0.13833 | 0.16045 | 176 | 5 | Summer | 0.45811 | 0.44299 | 0.44299 | 0.94957 | 0.18921 | 0.13833 | 0.018653 | 0 | 0.66443 | 0.85008 | 0.012567 | 0.01917 | 0.16045 | 0.49226 | 0.66443 | 0 | 0 | 0.85 | 0.85 | 0.85 | 0.85 | 0.94957 | 0.012567 | 0.54922 | 0.013057 | 0
2025-06-25 06:00 | 63342.0275 | 60556.3037 | 2535.2953 | 250.4285 | 0.1145 | 0.12276 | 0.12102 | 0.15423 | 176 | 6 | Summer | 0.48774 | 0.45859 | 0.45859 | 0.94971 | 0.19102 | 0.12102 | 0.1145 | 0 | 0.66443 | 0.85008 | 0.012532 | 0.018904 | 0.15423 | 0.49923 | 0.66443 | 0 | 0 | 0.85 | 0.85 | 0.85 | 0.85 | 0.94971 | 0.012532 | 0.5429 | 0.080149 | 0
2025-06-25 07:00 | 70701.2103 | 65035.8363 | 5416.1401 | 249.2339 | 0.2446 | 0.12217 | 0.12084 | 0.14633 | 176 | 7 | Summer | 0.5162 | 0.46934 | 0.46934 | 0.95016 | 0.20898 | 0.12084 | 0.2446 | 0 | 0.66478 | 0.85008 | 0.012392 | 0.018904 | 0.14633 | 0.50879 | 0.66478 | 0 | 0 | 0.85 | 0.85 | 0.85 | 0.85 | 0.95016 | 0.012392 | 0.545 | 0.17122 | 0
2025-06-25 08:00 | 71882.4447 | 63475.6447 | 8137.9233 | 268.8767 | 0.36753 | 0.1318 | 0.13066 | 0.15244 | 176 | 8 | Summer | 0.5354 | 0.4736 | 0.4736 | 0.95052 | 0.22514 | 0.13066 | 0.36753 | 0.19439 | 0.66478 | 0.85008 | 0.012602 | 0.018904 | 0.15244 | 0.53361 | 0.66478 | 0 | 0 | 0.85 | 0.85 | 0.85 | 0.85 | 0.95052 | 0.012602 | 0.54288 | 0.25727 | 0
2025-06-25 09:00 | 71553.2804 | 61000.2877 | 10269.0986 | 283.8941 | 0.46377 | 0.13916 | 0.13811 | 0.15814 | 176 | 9 | Summer | 0.54581 | 0.4857 | 0.4857 | 0.94978 | 0.24893 | 0.13811 | 0.46377 | 0.50389 | 0.66478 | 0.85008 | 0.014382 | 0.018904 | 0.15814 | 0.56932 | 0.66478 | 0 | 0 | 0.85 | 0.85 | 0.85 | 0.85 | 0.94978 | 0.014382 | 0.55471 | 0.32464 | 0
2025-06-25 10:00 | 70730.7192 | 58641.0468 | 11779.6658 | 310.0065 | 0.53199 | 0.15196 | 0.15131 | 0.16374 | 176 | 10 | Summer | 0.56661 | 0.50285 | 0.50285 | 0.94712 | 0.26186 | 0.15131 | 0.53199 | 0.61316 | 0.66501 | 0.85008 | 0.014068 | 0.018915 | 0.16374 | 0.61473 | 0.66501 | 0 | 0 | 0.85 | 0.85 | 0.85 | 0.85 | 0.94712 | 0.014068 | 0.60127 | 0.3724 | 0
2025-06-25 11:00 | 69206.7414 | 56300.3619 | 12568.557 | 337.8225 | 0.56762 | 0.1656 | 0.16548 | 0.16784 | 176 | 11 | Summer | 0.60096 | 0.52041 | 0.52041 | 0.94453 | 0.27752 | 0.16548 | 0.56762 | 0.62169 | 0.6656 | 0.85008 | 0.014417 | 0.023029 | 0.16784 | 0.67643 | 0.6656 | 0 | 0 | 0.85 | 0.85 | 0.85 | 0.85 | 0.94453 | 0.014417 | 0.64142 | 0.39733 | 0.0015394
2025-06-25 12:00 | 69145.0511 | 56351.0754 | 12431.4763 | 362.4993 | 0.56143 | 0.1777 | 0.17827 | 0.16728 | 176 | 12 | Summer | 0.62291 | 0.53799 | 0.53799 | 0.94362 | 0.31341 | 0.17827 | 0.56143 | 0.62222 | 0.6656 | 0.85008 | 0.013928 | 0.037669 | 0.16728 | 0.70982 | 0.6656 | 0 | 0 | 0.85 | 0.85 | 0.85 | 0.85 | 0.94362 | 0.013928 | 0.67439 | 0.393 | 0.13423
2025-06-25 13:00 | 69142.2513 | 56844.3114 | 11910.128 | 387.8118 | 0.53789 | 0.1901 | 0.19121 | 0.17012 | 176 | 13 | Summer | 0.63006 | 0.55564 | 0.55564 | 0.9422 | 0.37114 | 0.19121 | 0.53789 | 0.63828 | 0.6656 | 0.85008 | 0.014242 | 0.073749 | 0.17012 | 0.73201 | 0.6656 | 0 | 0 | 0.85 | 0.85 | 0.85 | 0.85 | 0.9422 | 0.014242 | 0.69376 | 0.37652 | 0.25305
2025-06-25 14:00 | 69309.6646 | 58035.0309 | 10869.0771 | 405.5566 | 0.49087 | 0.1988 | 0.20029 | 0.17191 | 176 | 14 | Summer | 0.6488 | 0.56826 | 0.56826 | 0.9398 | 0.41215 | 0.20029 | 0.49087 | 0.63061 | 0.66582 | 0.85008 | 0.014033 | 0.099397 | 0.17191 | 0.74849 | 0.66582 | 0 | 0 | 0.85 | 0.85 | 0.85 | 0.85 | 0.9398 | 0.014033 | 0.70785 | 0.34361 | 0.30697
2025-06-25 15:00 | 69919.0337 | 60308.7848 | 9199.2136 | 411.0353 | 0.41546 | 0.20149 | 0.20316 | 0.17121 | 176 | 15 | Summer | 0.65735 | 0.56817 | 0.56817 | 0.93752 | 0.45803 | 0.20316 | 0.41546 | 0.64444 | 0.66641 | 0.85008 | 0.013928 | 0.12232 | 0.17121 | 0.75815 | 0.66641 | 0 | 0 | 0.85 | 0.85 | 0.85 | 0.85 | 0.93752 | 0.013928 | 0.71964 | 0.29082 | 0.37998
2025-06-25 16:00 | 71984.8168 | 64934.2338 | 6647.8741 | 402.709 | 0.30023 | 0.19741 | 0.19921 | 0.16489 | 176 | 16 | Summer | 0.66113 | 0.57399 | 0.57399 | 0.93651 | 0.48967 | 0.19921 | 0.30023 | 0.62638 | 0.66641 | 0.85008 | 0.013195 | 0.14338 | 0.16489 | 0.76334 | 0.66641 | 0 | 0 | 0.85 | 0.85 | 0.85 | 0.85 | 0.93651 | 0.013195 | 0.72909 | 0.21016 | 0.58653
2025-06-25 17:00 | 73438.944 | 69214.7555 | 3845.0702 | 379.1183 | 0.17365 | 0.18584 | 0.18771 | 0.15201 | 176 | 17 | Summer | 0.65876 | 0.57144 | 0.57144 | 0.93752 | 0.50401 | 0.18771 | 0.17365 | 0.5801 | 0.66641 | 0.85008 | 0.01309 | 0.20336 | 0.15201 | 0.76686 | 0.66641 | 0 | 0 | 0.85 | 0.85 | 0.85 | 0.85 | 0.93752 | 0.01309 | 0.74086 | 0.12156 | 0.64515
2025-06-25 18:00 | 74112.777 | 72069.5179 | 1676.7503 | 366.5088 | 0.075725 | 0.17966 | 0.18119 | 0.15212 | 176 | 18 | Summer | 0.65784 | 0.57543 | 0.57543 | 0.9378 | 0.50368 | 0.18119 | 0.075725 | 0.50952 | 0.66641 | 0.85008 | 0.012846 | 0.22688 | 0.15212 | 0.77618 | 0.66641 | 0 | 0 | 0.85 | 0.85 | 0.85 | 0.85 | 0.9378 | 0.012846 | 0.75295 | 0.053008 | 0.64577
2025-06-25 19:00 | 74310.6638 | 73665.6126 | 265.3966 | 379.6546 | 0.011986 | 0.18611 | 0.18725 | 0.16537 | 176 | 19 | Summer | 0.65654 | 0.58215 | 0.58215 | 0.93722 | 0.47421 | 0.18725 | 0.011986 | 0.33059 | 0.66641 | 0.85008 | 0.011205 | 0.20175 | 0.16537 | 0.77565 | 0.66641 | 0 | 0 | 0.85 | 0.85 | 0.85 | 0.85 | 0.93722 | 0.011205 | 0.76424 | 0.0083901 | 0.70485
2025-06-25 20:00 | 70302.358 | 69917.3706 | 0 | 384.9875 | 0 | 0.18872 | 0.18908 | 0.1822 | 176 | 20 | Summer | 0.6677 | 0.58557 | 0.58557 | 0.93506 | 0.44805 | 0.18908 | 0 | 0.065097 | 0.66641 | 0.85008 | 0.01131 | 0.13977 | 0.1822 | 0.77193 | 0.66641 | 0 | 0 | 0.85 | 0.85 | 0.85 | 0.85 | 0.93506 | 0.01131 | 0.76712 | 0 | 0.71244
2025-06-25 21:00 | 66536.5527 | 66159.6264 | 0 | 376.9263 | 0 | 0.18477 | 0.18424 | 0.19433 | 176 | 21 | Summer | 0.65116 | 0.57136 | 0.57136 | 0.93281 | 0.42034 | 0.18424 | 0 | 0 | 0.66641 | 0.85008 | 0.011415 | 0.067558 | 0.19433 | 0.74633 | 0.66641 | 0 | 0 | 0.85 | 0.85 | 0.85 | 0.85 | 0.93281 | 0.011415 | 0.74851 | 0 | 0.38078
2025-06-25 22:00 | 61337.2527 | 60970.9792 | 0 | 366.2734 | 0 | 0.17955 | 0.17825 | 0.20293 | 176 | 22 | Summer | 0.61469 | 0.5457 | 0.5457 | 0.9302 | 0.41049 | 0.17825 | 0 | 0 | 0.6656 | 0.85008 | 0.011659 | 0.03136 | 0.20293 | 0.66421 | 0.6656 | 0 | 0 | 0.85 | 0.85 | 0.85 | 0.85 | 0.9302 | 0.011659 | 0.69584 | 0 | 0.15401
2025-06-25 23:00 | 56446.3156 | 56088.1374 | 0 | 358.1782 | 0 | 0.17558 | 0.17381 | 0.20748 | 176 | 23 | Summer | 0.59142 | 0.54754 | 0.54754 | 0.91095 | 0.36743 | 0.17381 | 0 | 0 | 0.66219 | 0.85008 | 0.011938 | 0.024002 | 0.20748 | 0.58272 | 0.66219 | 0 | 0 | 0.85 | 0.85 | 0.85 | 0.85 | 0.91095 | 0.011938 | 0.6334 | 0 | 0.13531
2025-06-26 00:00 | 54653.3389 | 54293.798 | 0 | 359.5409 | 0 | 0.17625 | 0.17405 | 0.21587 | 177 | 0 | Summer | 0.55471 | 0.48104 | 0.48104 | 0.94878 | 0.35614 | 0.17405 | 0 | 0 | 0.66443 | 0.85008 | 0.012218 | 0.019437 | 0.21587 | 0.52743 | 0.66443 | 0 | 0 | 0.85 | 0.85 | 0.85 | 0.85 | 0.94878 | 0.012218 | 0.59514 | 0 | 0.042639
2025-06-26 01:00 | 54036.7088 | 53670.5993 | 0 | 366.1094 | 0 | 0.17947 | 0.17654 | 0.23226 | 177 | 1 | Summer | 0.51573 | 0.45924 | 0.45924 | 0.94906 | 0.29865 | 0.17654 | 0 | 0 | 0.66443 | 0.85008 | 0.012287 | 0.019437 | 0.23226 | 0.48331 | 0.66443 | 0 | 0 | 0.85 | 0.85 | 0.85 | 0.85 | 0.94906 | 0.012287 | 0.55167 | 0 | 0
2025-06-26 02:00 | 53919.3586 | 53552.0485 | 0 | 367.3101 | 0 | 0.18005 | 0.17713 | 0.23296 | 177 | 2 | Summer | 0.47769 | 0.44425 | 0.44425 | 0.94941 | 0.25138 | 0.17713 | 0 | 0 | 0.66443 | 0.85008 | 0.012567 | 0.019191 | 0.23296 | 0.46524 | 0.66443 | 0 | 0 | 0.85 | 0.85 | 0.85 | 0.85 | 0.94941 | 0.012567 | 0.53289 | 0 | 0
2025-06-26 03:00 | 53922.409 | 53564.3467 | 0 | 358.0623 | 0 | 0.17552 | 0.17239 | 0.23218 | 177 | 3 | Summer | 0.46012 | 0.43819 | 0.43819 | 0.9491 | 0.22464 | 0.17239 | 0 | 0 | 0.66443 | 0.85008 | 0.012532 | 0.01917 | 0.23218 | 0.45789 | 0.66443 | 0 | 0 | 0.85 | 0.85 | 0.85 | 0.85 | 0.9491 | 0.012532 | 0.52986 | 0 | 0
2025-06-26 04:00 | 54440.0498 | 54079.9681 | 0 | 360.0816 | 0 | 0.17651 | 0.17307 | 0.23871 | 177 | 4 | Summer | 0.44971 | 0.43054 | 0.43054 | 0.94949 | 0.2044 | 0.17307 | 0 | 0 | 0.66443 | 0.85008 | 0.012532 | 0.01917 | 0.23871 | 0.46405 | 0.66443 | 0 | 0 | 0.85 | 0.85 | 0.85 | 0.85 | 0.94949 | 0.012532 | 0.53565 | 0 | 0
2025-06-26 05:00 | 58165.8816 | 57495.4914 | 302.2283 | 368.1618 | 0.013649 | 0.18047 | 0.17671 | 0.24854 | 177 | 5 | Summer | 0.45811 | 0.44299 | 0.44299 | 0.94957 | 0.18921 | 0.17671 | 0.013649 | 0 | 0.66443 | 0.85008 | 0.012567 | 0.01917 | 0.24854 | 0.49226 | 0.66443 | 0 | 0 | 0.85 | 0.85 | 0.85 | 0.85 | 0.94957 | 0.012567 | 0.54922 | 0.0095545 | 0
2025-06-26 06:00 | 63356.7381 | 61124.4749 | 1880.9647 | 351.2985 | 0.084948 | 0.17221 | 0.16823 | 0.2441 | 177 | 6 | Summer | 0.48774 | 0.45859 | 0.45859 | 0.94971 | 0.19102 | 0.16823 | 0.084948 | 0 | 0.66443 | 0.85008 | 0.012532 | 0.018904 | 0.2441 | 0.49923 | 0.66443 | 0 | 0 | 0.85 | 0.85 | 0.85 | 0.85 | 0.94971 | 0.012532 | 0.5429 | 0.059464 | 0
2025-06-26 07:00 | 71035.9697 | 66624.6213 | 4023.482 | 387.8664 | 0.18171 | 0.19013 | 0.18745 | 0.23853 | 177 | 7 | Summer | 0.5162 | 0.46934 | 0.46934 | 0.95016 | 0.20898 | 0.18745 | 0.18171 | 0 | 0.66478 | 0.85008 | 0.012392 | 0.018904 | 0.23853 | 0.50879 | 0.66478 | 0 | 0 | 0.85 | 0.85 | 0.85 | 0.85 | 0.95016 | 0.012392 | 0.545 | 0.1272 | 0
2025-06-26 08:00 | 73208.4887 | 66350.6828 | 6429.5675 | 428.2384 | 0.29037 | 0.20992 | 0.20808 | 0.24311 | 177 | 8 | Summer | 0.5354 | 0.4736 | 0.4736 | 0.95052 | 0.22514 | 0.20808 | 0.29037 | 0.19439 | 0.66478 | 0.85008 | 0.012602 | 0.018904 | 0.24311 | 0.53361 | 0.66478 | 0 | 0 | 0.85 | 0.85 | 0.85 | 0.85 | 0.95052 | 0.012602 | 0.54288 | 0.20326 | 0
2025-06-26 09:00 | 73295.8252 | 63981.8615 | 8840.7089 | 473.2548 | 0.39926 | 0.23199 | 0.23115 | 0.24718 | 177 | 9 | Summer | 0.54581 | 0.4857 | 0.4857 | 0.94978 | 0.24893 | 0.23115 | 0.39926 | 0.50389 | 0.66478 | 0.85008 | 0.014382 | 0.018904 | 0.24718 | 0.56932 | 0.66478 | 0 | 0 | 0.85 | 0.85 | 0.85 | 0.85 | 0.94978 | 0.014382 | 0.55471 | 0.27948 | 0
2025-06-26 10:00 | 72532.5354 | 61389.7855 | 10643.0142 | 499.7358 | 0.48066 | 0.24497 | 0.24441 | 0.25513 | 177 | 10 | Summer | 0.56661 | 0.50285 | 0.50285 | 0.94712 | 0.26186 | 0.24441 | 0.48066 | 0.61316 | 0.66501 | 0.85008 | 0.014068 | 0.018915 | 0.25513 | 0.61473 | 0.66501 | 0 | 0 | 0.85 | 0.85 | 0.85 | 0.85 | 0.94712 | 0.014068 | 0.60127 | 0.33646 | 0
2025-06-26 11:00 | 71070.4693 | 58912.7253 | 11633.0955 | 524.6484 | 0.52537 | 0.25718 | 0.25696 | 0.26113 | 177 | 11 | Summer | 0.60096 | 0.52041 | 0.52041 | 0.94453 | 0.27752 | 0.25696 | 0.52537 | 0.62169 | 0.6656 | 0.85008 | 0.014417 | 0.023029 | 0.26113 | 0.67643 | 0.6656 | 0 | 0 | 0.85 | 0.85 | 0.85 | 0.85 | 0.94453 | 0.014417 | 0.64142 | 0.36776 | 0.0015394
2025-06-26 12:00 | 71214.3836 | 58850.7954 | 11829.9409 | 533.6473 | 0.53426 | 0.26159 | 0.26156 | 0.26212 | 177 | 12 | Summer | 0.62291 | 0.53799 | 0.53799 | 0.94362 | 0.31341 | 0.26156 | 0.53426 | 0.62222 | 0.6656 | 0.85008 | 0.013928 | 0.037669 | 0.26212 | 0.70982 | 0.6656 | 0 | 0 | 0.85 | 0.85 | 0.85 | 0.85 | 0.94362 | 0.013928 | 0.67439 | 0.37398 | 0.13423
2025-06-26 13:00 | 71351.2286 | 59302.0647 | 11521.1251 | 528.0387 | 0.52032 | 0.25884 | 0.25893 | 0.25725 | 177 | 13 | Summer | 0.63006 | 0.55564 | 0.55564 | 0.9422 | 0.37114 | 0.25893 | 0.52032 | 0.63828 | 0.6656 | 0.85008 | 0.014242 | 0.073749 | 0.25725 | 0.73201 | 0.6656 | 0 | 0 | 0.85 | 0.85 | 0.85 | 0.85 | 0.9422 | 0.014242 | 0.69376 | 0.36422 | 0.25305
2025-06-26 14:00 | 71475.8351 | 60352.4246 | 10601.178 | 522.2325 | 0.47877 | 0.256 | 0.25612 | 0.25379 | 177 | 14 | Summer | 0.6488 | 0.56826 | 0.56826 | 0.9398 | 0.41215 | 0.25612 | 0.47877 | 0.63061 | 0.66582 | 0.85008 | 0.014033 | 0.099397 | 0.25379 | 0.74849 | 0.66582 | 0 | 0 | 0.85 | 0.85 | 0.85 | 0.85 | 0.9398 | 0.014033 | 0.70785 | 0.33514 | 0.30697
2025-06-26 15:00 | 72104.3029 | 62763.7859 | 8824.05 | 516.467 | 0.39851 | 0.25317 | 0.25302 | 0.2558 | 177 | 15 | Summer | 0.65735 | 0.56817 | 0.56817 | 0.93752 | 0.45803 | 0.25302 | 0.39851 | 0.64444 | 0.66641 | 0.85008 | 0.013928 | 0.12232 | 0.2558 | 0.75815 | 0.66641 | 0 | 0 | 0.85 | 0.85 | 0.85 | 0.85 | 0.93752 | 0.013928 | 0.71964 | 0.27896 | 0.37998
2025-06-26 16:00 | 74752.6136 | 67733.6365 | 6510.4128 | 508.5643 | 0.29402 | 0.2493 | 0.24885 | 0.25744 | 177 | 16 | Summer | 0.66113 | 0.57399 | 0.57399 | 0.93651 | 0.48967 | 0.24885 | 0.29402 | 0.62638 | 0.66641 | 0.85008 | 0.013195 | 0.14338 | 0.25744 | 0.76334 | 0.66641 | 0 | 0 | 0.85 | 0.85 | 0.85 | 0.85 | 0.93651 | 0.013195 | 0.72909 | 0.20582 | 0.58653
2025-06-26 17:00 | 77345.0475 | 72809.5066 | 4047.5053 | 488.0357 | 0.18279 | 0.23923 | 0.2384 | 0.2543 | 177 | 17 | Summer | 0.65876 | 0.57144 | 0.57144 | 0.93752 | 0.50401 | 0.2384 | 0.18279 | 0.5801 | 0.66641 | 0.85008 | 0.01309 | 0.20336 | 0.2543 | 0.76686 | 0.66641 | 0 | 0 | 0.85 | 0.85 | 0.85 | 0.85 | 0.93752 | 0.01309 | 0.74086 | 0.12796 | 0.64515
2025-06-26 18:00 | 79194.9828 | 76991.7396 | 1736.7356 | 466.5076 | 0.078434 | 0.22868 | 0.22763 | 0.24763 | 177 | 18 | Summer | 0.65784 | 0.57543 | 0.57543 | 0.9378 | 0.50368 | 0.22763 | 0.078434 | 0.50952 | 0.66641 | 0.85008 | 0.012846 | 0.22688 | 0.24763 | 0.77618 | 0.66641 | 0 | 0 | 0.85 | 0.85 | 0.85 | 0.85 | 0.9378 | 0.012846 | 0.75295 | 0.054904 | 0.64577
2025-06-26 19:00 | 78500.932 | 77780.3176 | 252.8419 | 467.7725 | 0.011419 | 0.2293 | 0.22837 | 0.24603 | 177 | 19 | Summer | 0.65654 | 0.58215 | 0.58215 | 0.93722 | 0.47421 | 0.22837 | 0.011419 | 0.33059 | 0.66641 | 0.85008 | 0.011205 | 0.20175 | 0.24603 | 0.77565 | 0.66641 | 0 | 0 | 0.85 | 0.85 | 0.85 | 0.85 | 0.93722 | 0.011205 | 0.76424 | 0.0079932 | 0.70485
2025-06-26 20:00 | 74049.3552 | 73574.8036 | 0 | 474.5515 | 0 | 0.23262 | 0.23157 | 0.25168 | 177 | 20 | Summer | 0.6677 | 0.58557 | 0.58557 | 0.93506 | 0.44805 | 0.23157 | 0 | 0.065097 | 0.66641 | 0.85008 | 0.01131 | 0.13977 | 0.25168 | 0.77193 | 0.66641 | 0 | 0 | 0.85 | 0.85 | 0.85 | 0.85 | 0.93506 | 0.01131 | 0.76712 | 0 | 0.71244
2025-06-26 21:00 | 69751.4083 | 69280.5501 | 0 | 470.8582 | 0 | 0.23081 | 0.2295 | 0.25454 | 177 | 21 | Summer | 0.65116 | 0.57136 | 0.57136 | 0.93281 | 0.42034 | 0.2295 | 0 | 0 | 0.66641 | 0.85008 | 0.011415 | 0.067558 | 0.25454 | 0.74633 | 0.66641 | 0 | 0 | 0.85 | 0.85 | 0.85 | 0.85 | 0.93281 | 0.011415 | 0.74851 | 0 | 0.38078
2025-06-26 22:00 | 64221.9666 | 63760.4214 | 0 | 461.5452 | 0 | 0.22625 | 0.22484 | 0.25171 | 177 | 22 | Summer | 0.61469 | 0.5457 | 0.5457 | 0.9302 | 0.41049 | 0.22484 | 0 | 0 | 0.6656 | 0.85008 | 0.011659 | 0.03136 | 0.25171 | 0.66421 | 0.6656 | 0 | 0 | 0.85 | 0.85 | 0.85 | 0.85 | 0.9302 | 0.011659 | 0.69584 | 0 | 0.15401
2025-06-26 23:00 | 58898.2033 | 58439.9695 | 0 | 458.2338 | 0 | 0.22462 | 0.22325 | 0.24943 | 177 | 23 | Summer | 0.59142 | 0.54754 | 0.54754 | 0.91095 | 0.36743 | 0.22325 | 0 | 0 | 0.66219 | 0.85008 | 0.011938 | 0.024002 | 0.24943 | 0.58272 | 0.66219 | 0 | 0 | 0.85 | 0.85 | 0.85 | 0.85 | 0.91095 | 0.011938 | 0.6334 | 0 | 0.13531
2025-06-27 00:00 | 56261.7547 | 55789.5714 | 0 | 472.1833 | 0 | 0.23146 | 0.23042 | 0.25023 | 178 | 0 | Summer | 0.55471 | 0.48104 | 0.48104 | 0.94878 | 0.35614 | 0.23042 | 0 | 0 | 0.66443 | 0.85008 | 0.012218 | 0.019437 | 0.25023 | 0.52743 | 0.66443 | 0 | 0 | 0.85 | 0.85 | 0.85 | 0.85 | 0.94878 | 0.012218 | 0.59514 | 0 | 0.042639
2025-06-27 01:00 | 55184.3735 | 54693.0879 | 0 | 491.2856 | 0 | 0.24083 | 0.24055 | 0.24584 | 178 | 1 | Summer | 0.51573 | 0.45924 | 0.45924 | 0.94906 | 0.29865 | 0.24055 | 0 | 0 | 0.66443 | 0.85008 | 0.012287 | 0.019437 | 0.24584 | 0.48331 | 0.66443 | 0 | 0 | 0.85 | 0.85 | 0.85 | 0.85 | 0.94906 | 0.012287 | 0.55167 | 0 | 0
2025-06-27 02:00 | 54813.8903 | 54319.2634 | 0 | 494.627 | 0 | 0.24246 | 0.24302 | 0.23242 | 178 | 2 | Summer | 0.47769 | 0.44425 | 0.44425 | 0.94941 | 0.25138 | 0.24302 | 0 | 0 | 0.66443 | 0.85008 | 0.012567 | 0.019191 | 0.23242 | 0.46524 | 0.66443 | 0 | 0 | 0.85 | 0.85 | 0.85 | 0.85 | 0.94941 | 0.012567 | 0.53289 | 0 | 0
2025-06-27 03:00 | 54676.0164 | 54207.1539 | 0 | 468.8625 | 0 | 0.22983 | 0.23034 | 0.22063 | 178 | 3 | Summer | 0.46012 | 0.43819 | 0.43819 | 0.9491 | 0.22464 | 0.23034 | 0 | 0 | 0.66443 | 0.85008 | 0.012532 | 0.01917 | 0.22063 | 0.45789 | 0.66443 | 0 | 0 | 0.85 | 0.85 | 0.85 | 0.85 | 0.9491 | 0.012532 | 0.52986 | 0 | 0
2025-06-27 04:00 | 54930.1901 | 54498.6511 | 0 | 431.539 | 0 | 0.21154 | 0.21138 | 0.21442 | 178 | 4 | Summer | 0.44971 | 0.43054 | 0.43054 | 0.94949 | 0.2044 | 0.21138 | 0 | 0 | 0.66443 | 0.85008 | 0.012532 | 0.01917 | 0.21442 | 0.46405 | 0.66443 | 0 | 0 | 0.85 | 0.85 | 0.85 | 0.85 | 0.94949 | 0.012532 | 0.53565 | 0 | 0
2025-06-27 05:00 | 58852.3163 | 58150.0116 | 303.6316 | 398.673 | 0.013713 | 0.19543 | 0.1944 | 0.21394 | 178 | 5 | Summer | 0.45811 | 0.44299 | 0.44299 | 0.94957 | 0.18921 | 0.1944 | 0.013713 | 0 | 0.66443 | 0.85008 | 0.012567 | 0.01917 | 0.21394 | 0.49226 | 0.66443 | 0 | 0 | 0.85 | 0.85 | 0.85 | 0.85 | 0.94957 | 0.012567 | 0.54922 | 0.0095988 | 0
2025-06-27 06:00 | 65859.2181 | 63535.2657 | 1968.9315 | 355.0209 | 0.088921 | 0.17403 | 0.17251 | 0.20156 | 178 | 6 | Summer | 0.48774 | 0.45859 | 0.45859 | 0.94971 | 0.19102 | 0.17251 | 0.088921 | 0 | 0.66443 | 0.85008 | 0.012532 | 0.018904 | 0.20156 | 0.49923 | 0.66443 | 0 | 0 | 0.85 | 0.85 | 0.85 | 0.85 | 0.94971 | 0.012532 | 0.5429 | 0.062245 | 0
2025-06-27 07:00 | 72335.1136 | 67606.6147 | 4367.5332 | 360.9657 | 0.19725 | 0.17694 | 0.17671 | 0.18126 | 178 | 7 | Summer | 0.5162 | 0.46934 | 0.46934 | 0.95016 | 0.20898 | 0.17671 | 0.19725 | 0 | 0.66478 | 0.85008 | 0.012392 | 0.018904 | 0.18126 | 0.50879 | 0.66478 | 0 | 0 | 0.85 | 0.85 | 0.85 | 0.85 | 0.95016 | 0.012392 | 0.545 | 0.13807 | 0
2025-06-27 08:00 | 73689.1622 | 66130.4953 | 7169.2512 | 389.4158 | 0.32378 | 0.19089 | 0.19207 | 0.1695 | 178 | 8 | Summer | 0.5354 | 0.4736 | 0.4736 | 0.95052 | 0.22514 | 0.19207 | 0.32378 | 0.19439 | 0.66478 | 0.85008 | 0.012602 | 0.018904 | 0.1695 | 0.53361 | 0.66478 | 0 | 0 | 0.85 | 0.85 | 0.85 | 0.85 | 0.95052 | 0.012602 | 0.54288 | 0.22664 | 0
2025-06-27 09:00 | 73545.4329 | 63310.4622 | 9822.7902 | 412.1806 | 0.44362 | 0.20205 | 0.20417 | 0.16377 | 178 | 9 | Summer | 0.54581 | 0.4857 | 0.4857 | 0.94978 | 0.24893 | 0.20417 | 0.44362 | 0.50389 | 0.66478 | 0.85008 | 0.014382 | 0.018904 | 0.16377 | 0.56932 | 0.66478 | 0 | 0 | 0.85 | 0.85 | 0.85 | 0.85 | 0.94978 | 0.014382 | 0.55471 | 0.31053 | 0
2025-06-27 10:00 | 72576.8593 | 60502.8475 | 11653.171 | 420.8408 | 0.52628 | 0.20629 | 0.20887 | 0.15978 | 178 | 10 | Summer | 0.56661 | 0.50285 | 0.50285 | 0.94712 | 0.26186 | 0.20887 | 0.52628 | 0.61316 | 0.66501 | 0.85008 | 0.014068 | 0.018915 | 0.15978 | 0.61473 | 0.66501 | 0 | 0 | 0.85 | 0.85 | 0.85 | 0.85 | 0.94712 | 0.014068 | 0.60127 | 0.3684 | 0
2025-06-27 11:00 | 70869.1746 | 57982.4164 | 12469.1384 | 417.6198 | 0.56313 | 0.20472 | 0.2073 | 0.15798 | 178 | 11 | Summer | 0.60096 | 0.52041 | 0.52041 | 0.94453 | 0.27752 | 0.2073 | 0.56313 | 0.62169 | 0.6656 | 0.85008 | 0.014417 | 0.023029 | 0.15798 | 0.67643 | 0.6656 | 0 | 0 | 0.85 | 0.85 | 0.85 | 0.85 | 0.94453 | 0.014417 | 0.64142 | 0.39419 | 0.0015394
2025-06-27 12:00 | 70813.6625 | 58016.6785 | 12384.8323 | 412.1516 | 0.55932 | 0.20204 | 0.20431 | 0.16096 | 178 | 12 | Summer | 0.62291 | 0.53799 | 0.53799 | 0.94362 | 0.31341 | 0.20431 | 0.55932 | 0.62222 | 0.6656 | 0.85008 | 0.013928 | 0.037669 | 0.16096 | 0.70982 | 0.6656 | 0 | 0 | 0.85 | 0.85 | 0.85 | 0.85 | 0.94362 | 0.013928 | 0.67439 | 0.39153 | 0.13423
2025-06-27 13:00 | 70558.5531 | 58311.0416 | 11837.3347 | 410.1768 | 0.5346 | 0.20107 | 0.20292 | 0.16754 | 178 | 13 | Summer | 0.63006 | 0.55564 | 0.55564 | 0.9422 | 0.37114 | 0.20292 | 0.5346 | 0.63828 | 0.6656 | 0.85008 | 0.014242 | 0.073749 | 0.16754 | 0.73201 | 0.6656 | 0 | 0 | 0.85 | 0.85 | 0.85 | 0.85 | 0.9422 | 0.014242 | 0.69376 | 0.37422 | 0.25305
2025-06-27 14:00 | 70299.1128 | 59122.7251 | 10768.0272 | 408.3605 | 0.48631 | 0.20018 | 0.20166 | 0.17344 | 178 | 14 | Summer | 0.6488 | 0.56826 | 0.56826 | 0.9398 | 0.41215 | 0.20166 | 0.48631 | 0.63061 | 0.66582 | 0.85008 | 0.014033 | 0.099397 | 0.17344 | 0.74849 | 0.66582 | 0 | 0 | 0.85 | 0.85 | 0.85 | 0.85 | 0.9398 | 0.014033 | 0.70785 | 0.34041 | 0.30697
2025-06-27 15:00 | 70760.1562 | 61426.4751 | 8921.3265 | 412.3546 | 0.40291 | 0.20213 | 0.20354 | 0.17665 | 178 | 15 | Summer | 0.65735 | 0.56817 | 0.56817 | 0.93752 | 0.45803 | 0.20354 | 0.40291 | 0.64444 | 0.66641 | 0.85008 | 0.013928 | 0.12232 | 0.17665 | 0.75815 | 0.66641 | 0 | 0 | 0.85 | 0.85 | 0.85 | 0.85 | 0.93752 | 0.013928 | 0.71964 | 0.28203 | 0.37998
2025-06-27 16:00 | 73208.0004 | 66269.8102 | 6528.877 | 409.3132 | 0.29486 | 0.20064 | 0.20168 | 0.18198 | 178 | 16 | Summer | 0.66113 | 0.57399 | 0.57399 | 0.93651 | 0.48967 | 0.20168 | 0.29486 | 0.62638 | 0.66641 | 0.85008 | 0.013195 | 0.14338 | 0.18198 | 0.76334 | 0.66641 | 0 | 0 | 0.85 | 0.85 | 0.85 | 0.85 | 0.93651 | 0.013195 | 0.72909 | 0.2064 | 0.58653
2025-06-27 17:00 | 75199.0064 | 70636.8298 | 4160.3507 | 401.8259 | 0.18789 | 0.19697 | 0.19732 | 0.19077 | 178 | 17 | Summer | 0.65876 | 0.57144 | 0.57144 | 0.93752 | 0.50401 | 0.19732 | 0.18789 | 0.5801 | 0.66641 | 0.85008 | 0.01309 | 0.20336 | 0.19077 | 0.76686 | 0.66641 | 0 | 0 | 0.85 | 0.85 | 0.85 | 0.85 | 0.93752 | 0.01309 | 0.74086 | 0.13152 | 0.64515
2025-06-27 18:00 | 76405.8172 | 74146.5369 | 1874.4984 | 384.7818 | 0.084656 | 0.18862 | 0.18826 | 0.19516 | 178 | 18 | Summer | 0.65784 | 0.57543 | 0.57543 | 0.9378 | 0.50368 | 0.18826 | 0.084656 | 0.50952 | 0.66641 | 0.85008 | 0.012846 | 0.22688 | 0.19516 | 0.77618 | 0.66641 | 0 | 0 | 0.85 | 0.85 | 0.85 | 0.85 | 0.9378 | 0.012846 | 0.75295 | 0.059259 | 0.64577
2025-06-27 19:00 | 77160.2026 | 76497.7101 | 282.3392 | 380.1533 | 0.012751 | 0.18635 | 0.18567 | 0.19872 | 178 | 19 | Summer | 0.65654 | 0.58215 | 0.58215 | 0.93722 | 0.47421 | 0.18567 | 0.012751 | 0.33059 | 0.66641 | 0.85008 | 0.011205 | 0.20175 | 0.19872 | 0.77565 | 0.66641 | 0 | 0 | 0.85 | 0.85 | 0.85 | 0.85 | 0.93722 | 0.011205 | 0.76424 | 0.0089257 | 0.70485
2025-06-27 20:00 | 73695.6386 | 73309.3194 | 0 | 386.3192 | 0 | 0.18937 | 0.1885 | 0.20518 | 178 | 20 | Summer | 0.6677 | 0.58557 | 0.58557 | 0.93506 | 0.44805 | 0.1885 | 0 | 0.065097 | 0.66641 | 0.85008 | 0.01131 | 0.13977 | 0.20518 | 0.77193 | 0.66641 | 0 | 0 | 0.85 | 0.85 | 0.85 | 0.85 | 0.93506 | 0.01131 | 0.76712 | 0 | 0.71244
2025-06-27 21:00 | 70236.5556 | 69845.245 | 0 | 391.3106 | 0 | 0.19182 | 0.19079 | 0.21046 | 178 | 21 | Summer | 0.65116 | 0.57136 | 0.57136 | 0.93281 | 0.42034 | 0.19079 | 0 | 0 | 0.66641 | 0.85008 | 0.011415 | 0.067558 | 0.21046 | 0.74633 | 0.66641 | 0 | 0 | 0.85 | 0.85 | 0.85 | 0.85 | 0.93281 | 0.011415 | 0.74851 | 0 | 0.38078
2025-06-27 22:00 | 65423.763 | 65024.8607 | 0 | 398.9022 | 0 | 0.19554 | 0.19458 | 0.21281 | 178 | 22 | Summer | 0.61469 | 0.5457 | 0.5457 | 0.9302 | 0.41049 | 0.19458 | 0 | 0 | 0.6656 | 0.85008 | 0.011659 | 0.03136 | 0.21281 | 0.66421 | 0.6656 | 0 | 0 | 0.85 | 0.85 | 0.85 | 0.85 | 0.9302 | 0.011659 | 0.69584 | 0 | 0.15401
2025-06-27 23:00 | 60748.2047 | 60350.3892 | 0 | 397.8155 | 0 | 0.19501 | 0.19428 | 0.2081 | 178 | 23 | Summer | 0.59142 | 0.54754 | 0.54754 | 0.91095 | 0.36743 | 0.19428 | 0 | 0 | 0.66219 | 0.85008 | 0.011938 | 0.024002 | 0.2081 | 0.58272 | 0.66219 | 0 | 0 | 0.85 | 0.85 | 0.85 | 0.85 | 0.91095 | 0.011938 | 0.6334 | 0 | 0.13531
2025-06-28 00:00 | 35745.4117 | 35356.5817 | 0 | 388.83 | 0 | 0.1906 | 0.18992 | 0.20287 | 179 | 0 | Spring | 0.27877 | 0.32807 | 0.32807 | 0.86806 | 0.41526 | 0.18992 | 0 | 0 | 0.64562 | 0.85008 | 0.0133 | 0.00079999 | 0.20287 | 0.22892 | 0.64562 | 0 | 0 | 0.85 | 0.85 | 0.85 | 0.85 | 0.86806 | 0.0133 | 0.36461 | 0 | 0.048952
2025-06-28 01:00 | 34600.0609 | 34203.3769 | 0 | 396.684 | 0 | 0.19445 | 0.19446 | 0.19425 | 179 | 1 | Spring | 0.27126 | 0.31736 | 0.31736 | 0.87726 | 0.38 | 0.19446 | 0 | 0 | 0.64562 | 0.85008 | 0.012357 | 0.00079999 | 0.19425 | 0.2248 | 0.64562 | 0 | 0 | 0.85 | 0.85 | 0.85 | 0.85 | 0.87726 | 0.012357 | 0.36019 | 0 | 0
2025-06-28 02:00 | 33964.7299 | 33564.1447 | 0 | 400.5852 | 0 | 0.19637 | 0.19728 | 0.17989 | 179 | 2 | Spring | 0.2611 | 0.30561 | 0.30561 | 0.87644 | 0.34552 | 0.19728 | 0 | 0 | 0.64562 | 0.85008 | 0.012462 | 0.00079999 | 0.17989 | 0.21959 | 0.64562 | 0 | 0 | 0.85 | 0.85 | 0.85 | 0.85 | 0.87644 | 0.012462 | 0.35507 | 0 | 0.0076969
2025-06-28 03:00 | 33515.6856 | 33134.9233 | 0 | 380.7623 | 0 | 0.18665 | 0.18767 | 0.16811 | 179 | 3 | Spring | 0.25348 | 0.29808 | 0.29808 | 0.87591 | 0.33422 | 0.18767 | 0 | 0 | 0.64562 | 0.85008 | 0.013439 | 0.00079999 | 0.16811 | 0.21762 | 0.64562 | 0 | 0 | 0.85 | 0.85 | 0.85 | 0.85 | 0.87591 | 0.013439 | 0.3547 | 0 | 0
2025-06-28 04:00 | 33487.6179 | 33122.5386 | 0 | 365.0792 | 0 | 0.17896 | 0.17938 | 0.17143 | 179 | 4 | Spring | 0.24517 | 0.29516 | 0.29516 | 0.87706 | 0.32769 | 0.17938 | 0 | 0 | 0.64562 | 0.85008 | 0.013579 | 0.00079999 | 0.17143 | 0.22054 | 0.64562 | 0 | 0 | 0.85 | 0.85 | 0.85 | 0.85 | 0.87706 | 0.013579 | 0.36068 | 0 | 0
2025-06-28 05:00 | 35456.8285 | 34752.5662 | 352.822 | 351.4403 | 0.015934 | 0.17227 | 0.17164 | 0.1837 | 179 | 5 | Spring | 0.24319 | 0.29542 | 0.29542 | 0.87925 | 0.32324 | 0.17164 | 0.015934 | 0 | 0.64562 | 0.85008 | 0.013719 | 0.00079999 | 0.1837 | 0.24903 | 0.64562 | 0 | 0 | 0.85 | 0.85 | 0.85 | 0.85 | 0.87925 | 0.013719 | 0.38813 | 0.011154 | 0
2025-06-28 06:00 | 38621.1299 | 36169.7806 | 2126.5285 | 324.8209 | 0.096038 | 0.15923 | 0.15826 | 0.17662 | 179 | 6 | Spring | 0.25416 | 0.29826 | 0.29826 | 0.88123 | 0.35611 | 0.15826 | 0.096038 | 0 | 0.6501 | 0.85008 | 0.013404 | 0.00083936 | 0.17662 | 0.30317 | 0.6501 | 0 | 0 | 0.85 | 0.85 | 0.85 | 0.85 | 0.88123 | 0.013404 | 0.4151 | 0.067227 | 0
2025-06-28 07:00 | 43040.117 | 38342.3352 | 4380.0585 | 317.7233 | 0.19781 | 0.15575 | 0.15499 | 0.16945 | 179 | 7 | Spring | 0.26383 | 0.30635 | 0.30635 | 0.88211 | 0.39696 | 0.15499 | 0.19781 | 0 | 0.65669 | 0.85008 | 0.012671 | 0.0010882 | 0.16945 | 0.29 | 0.65669 | 0 | 0 | 0.85 | 0.85 | 0.85 | 0.85 | 0.88211 | 0.012671 | 0.40054 | 0.13847 | 0.0096656
2025-06-28 08:00 | 48341.7254 | 41208.2892 | 6813.6738 | 319.7623 | 0.30772 | 0.15675 | 0.15599 | 0.17036 | 179 | 8 | Spring | 0.26441 | 0.30255 | 0.30255 | 0.88442 | 0.42633 | 0.15599 | 0.30772 | 0 | 0.65669 | 0.85008 | 0.012183 | 0.0010228 | 0.17036 | 0.28372 | 0.65669 | 0 | 0 | 0.85 | 0.85 | 0.85 | 0.85 | 0.88442 | 0.012183 | 0.39226 | 0.2154 | 0.029613
2025-06-28 09:00 | 53162.1814 | 43659.7126 | 9182.0969 | 320.3719 | 0.41468 | 0.15705 | 0.15609 | 0.17424 | 179 | 9 | Spring | 0.25911 | 0.30095 | 0.30095 | 0.88542 | 0.45108 | 0.15609 | 0.41468 | 0.38061 | 0.65642 | 0.85008 | 0.011659 | 0.00079999 | 0.17424 | 0.26073 | 0.65642 | 0 | 0 | 0.85 | 0.85 | 0.85 | 0.85 | 0.88542 | 0.011659 | 0.37528 | 0.29028 | 0
2025-06-28 10:00 | 55470.2007 | 44205.7114 | 10943.2262 | 321.2631 | 0.49422 | 0.15748 | 0.15631 | 0.17858 | 179 | 10 | Spring | 0.26146 | 0.29721 | 0.29721 | 0.88641 | 0.4463 | 0.15631 | 0.49422 | 0.64871 | 0.65688 | 0.85008 | 0.011484 | 0.00079999 | 0.17858 | 0.27476 | 0.65688 | 0 | 0 | 0.85 | 0.85 | 0.85 | 0.85 | 0.88641 | 0.011484 | 0.37825 | 0.34595 | 0
2025-06-28 11:00 | 56610.0611 | 44313.4112 | 11972.9497 | 323.7001 | 0.54072 | 0.15868 | 0.15764 | 0.1774 | 179 | 11 | Spring | 0.25473 | 0.28311 | 0.28311 | 0.88809 | 0.41276 | 0.15764 | 0.54072 | 0.69148 | 0.65688 | 0.85008 | 0.01138 | 0.00079999 | 0.1774 | 0.29695 | 0.65688 | 0 | 0 | 0.85 | 0.85 | 0.85 | 0.85 | 0.88809 | 0.01138 | 0.38376 | 0.37851 | 0.0092363
2025-06-28 12:00 | 56897.4942 | 44297.5892 | 12268.3446 | 331.5604 | 0.55406 | 0.16253 | 0.16154 | 0.18046 | 179 | 12 | Spring | 0.24979 | 0.27224 | 0.27224 | 0.88874 | 0.38152 | 0.16154 | 0.55406 | 0.67553 | 0.65688 | 0.85008 | 0.011484 | 0.00080167 | 0.18046 | 0.31905 | 0.65688 | 0 | 0 | 0.85 | 0.85 | 0.85 | 0.85 | 0.88874 | 0.011484 | 0.39243 | 0.38784 | 0.0092363
2025-06-28 13:00 | 55649.1741 | 43843.9946 | 11464.5006 | 340.6789 | 0.51776 | 0.167 | 0.1657 | 0.19055 | 179 | 13 | Spring | 0.2448 | 0.25993 | 0.25993 | 0.88865 | 0.35645 | 0.1657 | 0.51776 | 0.66427 | 0.65688 | 0.85008 | 0.010123 | 0.00079999 | 0.19055 | 0.32335 | 0.65688 | 0 | 0 | 0.85 | 0.85 | 0.85 | 0.85 | 0.88865 | 0.010123 | 0.40028 | 0.36243 | 0.0092363
2025-06-28 14:00 | 55610.5918 | 45370.9269 | 9893.937 | 345.7279 | 0.44683 | 0.16947 | 0.16803 | 0.19564 | 179 | 14 | Spring | 0.24385 | 0.25881 | 0.25881 | 0.88747 | 0.34975 | 0.16803 | 0.44683 | 0.65679 | 0.65688 | 0.85008 | 0.0099835 | 0.0013328 | 0.19564 | 0.32489 | 0.65688 | 0 | 0 | 0.85 | 0.85 | 0.85 | 0.85 | 0.88747 | 0.0099835 | 0.40115 | 0.31278 | 0.0094141
2025-06-28 15:00 | 55778.8193 | 47522.7252 | 7919.8454 | 336.2487 | 0.35768 | 0.16483 | 0.16337 | 0.19125 | 179 | 15 | Spring | 0.24372 | 0.26351 | 0.26351 | 0.88663 | 0.34492 | 0.16337 | 0.35768 | 0.66692 | 0.65688 | 0.85008 | 0.010088 | 0.0013328 | 0.19125 | 0.33518 | 0.65688 | 0 | 0 | 0.85 | 0.85 | 0.85 | 0.85 | 0.88663 | 0.010088 | 0.4158 | 0.25037 | 0.0094141
2025-06-28 16:00 | 55611.9346 | 49533.083 | 5757.4436 | 321.408 | 0.26002 | 0.15755 | 0.15597 | 0.18611 | 179 | 16 | Spring | 0.24178 | 0.27908 | 0.27908 | 0.87629 | 0.34371 | 0.15597 | 0.26002 | 0.67652 | 0.66614 | 0.85008 | 0.010018 | 0.0013328 | 0.18611 | 0.36047 | 0.66614 | 0 | 0 | 0.85 | 0.85 | 0.85 | 0.85 | 0.87629 | 0.010018 | 0.43848 | 0.18201 | 0.0092363
2025-06-28 17:00 | 55402.6972 | 51658.2661 | 3433.731 | 310.7001 | 0.15507 | 0.1523 | 0.15081 | 0.1793 | 179 | 17 | Spring | 0.24363 | 0.29823 | 0.29823 | 0.87688 | 0.36264 | 0.15081 | 0.15507 | 0.6679 | 0.66614 | 0.85008 | 0.010018 | 0.0035317 | 0.1793 | 0.37417 | 0.66614 | 0 | 0 | 0.85 | 0.85 | 0.85 | 0.85 | 0.87688 | 0.010018 | 0.48342 | 0.10855 | 0.28272
2025-06-28 18:00 | 55037.4612 | 53262.6285 | 1477.4697 | 297.363 | 0.066726 | 0.14577 | 0.1441 | 0.17587 | 179 | 18 | Spring | 0.25066 | 0.31384 | 0.31384 | 0.87696 | 0.40118 | 0.1441 | 0.066726 | 0.58773 | 0.66614 | 0.85008 | 0.010158 | 0.027398 | 0.17587 | 0.3962 | 0.66614 | 0 | 0 | 0.85 | 0.85 | 0.85 | 0.85 | 0.87696 | 0.010158 | 0.50599 | 0.046708 | 0.42211
2025-06-28 19:00 | 54760.4022 | 54220.2934 | 234.9476 | 305.1612 | 0.010611 | 0.14959 | 0.14794 | 0.17944 | 179 | 19 | Spring | 0.26664 | 0.33067 | 0.33067 | 0.8775 | 0.42487 | 0.14794 | 0.010611 | 0.23069 | 0.66641 | 0.85008 | 0.010612 | 0.027398 | 0.17944 | 0.41363 | 0.66641 | 0 | 0 | 0.85 | 0.85 | 0.85 | 0.85 | 0.8775 | 0.010612 | 0.52452 | 0.0074275 | 0.39185
2025-06-28 20:00 | 51497.984 | 51177.8971 | 0 | 320.087 | 0 | 0.15691 | 0.15521 | 0.18755 | 179 | 20 | Spring | 0.28392 | 0.33907 | 0.33907 | 0.87706 | 0.44583 | 0.15521 | 0 | 0 | 0.66641 | 0.85008 | 0.010717 | 0.013216 | 0.18755 | 0.41376 | 0.66641 | 0 | 0 | 0.85 | 0.85 | 0.85 | 0.85 | 0.87706 | 0.010717 | 0.52178 | 0 | 0.34357
2025-06-28 21:00 | 48033.5323 | 47709.2956 | 0 | 324.2367 | 0 | 0.15894 | 0.15704 | 0.19331 | 179 | 21 | Spring | 0.28852 | 0.33774 | 0.33774 | 0.87764 | 0.44688 | 0.15704 | 0 | 0 | 0.66641 | 0.85008 | 0.010682 | 0.0013328 | 0.19331 | 0.40821 | 0.66641 | 0 | 0 | 0.85 | 0.85 | 0.85 | 0.85 | 0.87764 | 0.010682 | 0.49219 | 0 | 0.10075
2025-06-28 22:00 | 44085.8096 | 43754.5386 | 0 | 331.271 | 0 | 0.16239 | 0.16081 | 0.19082 | 179 | 22 | Spring | 0.27883 | 0.33192 | 0.33192 | 0.87863 | 0.45017 | 0.16081 | 0 | 0 | 0.66641 | 0.85008 | 0.010717 | 0.0013328 | 0.19082 | 0.36384 | 0.66641 | 0 | 0 | 0.85 | 0.85 | 0.85 | 0.85 | 0.87863 | 0.010717 | 0.43629 | 0 | 0.081544
2025-06-28 23:00 | 40055.7519 | 39714.6515 | 0 | 341.1004 | 0 | 0.16721 | 0.16646 | 0.1807 | 179 | 23 | Spring | 0.26601 | 0.32932 | 0.32932 | 0.87267 | 0.42104 | 0.16646 | 0 | 0 | 0.65528 | 0.85008 | 0.011973 | 0.0013328 | 0.1807 | 0.30433 | 0.65528 | 0 | 0 | 0.85 | 0.85 | 0.85 | 0.85 | 0.87267 | 0.011973 | 0.38142 | 0 | 0.039465
2025-06-29 00:00 | 37235.0755 | 36888.1548 | 0 | 346.9207 | 0 | 0.17006 | 0.16996 | 0.17194 | 180 | 0 | Spring | 0.27877 | 0.32807 | 0.32807 | 0.86806 | 0.41526 | 0.16996 | 0 | 0 | 0.64562 | 0.85008 | 0.0133 | 0.00079999 | 0.17194 | 0.22892 | 0.64562 | 0 | 0 | 0.85 | 0.85 | 0.85 | 0.85 | 0.86806 | 0.0133 | 0.36461 | 0 | 0.048952
2025-06-29 01:00 | 36068.1302 | 35710.6018 | 0 | 357.5283 | 0 | 0.17526 | 0.17566 | 0.168 | 180 | 1 | Spring | 0.27126 | 0.31736 | 0.31736 | 0.87726 | 0.38 | 0.17566 | 0 | 0 | 0.64562 | 0.85008 | 0.012357 | 0.00079999 | 0.168 | 0.2248 | 0.64562 | 0 | 0 | 0.85 | 0.85 | 0.85 | 0.85 | 0.87726 | 0.012357 | 0.36019 | 0 | 0
2025-06-29 02:00 | 35444.9655 | 35091.94 | 0 | 353.0256 | 0 | 0.17305 | 0.17357 | 0.16366 | 180 | 2 | Spring | 0.2611 | 0.30561 | 0.30561 | 0.87644 | 0.34552 | 0.17357 | 0 | 0 | 0.64562 | 0.85008 | 0.012462 | 0.00079999 | 0.16366 | 0.21959 | 0.64562 | 0 | 0 | 0.85 | 0.85 | 0.85 | 0.85 | 0.87644 | 0.012462 | 0.35507 | 0 | 0.0076969
2025-06-29 03:00 | 35064.8637 | 34725.3089 | 0 | 339.5548 | 0 | 0.16645 | 0.1668 | 0.16007 | 180 | 3 | Spring | 0.25348 | 0.29808 | 0.29808 | 0.87591 | 0.33422 | 0.1668 | 0 | 0 | 0.64562 | 0.85008 | 0.013439 | 0.00079999 | 0.16007 | 0.21762 | 0.64562 | 0 | 0 | 0.85 | 0.85 | 0.85 | 0.85 | 0.87591 | 0.013439 | 0.3547 | 0 | 0
2025-06-29 04:00 | 35087.489 | 34748.264 | 0 | 339.225 | 0 | 0.16629 | 0.16658 | 0.16098 | 180 | 4 | Spring | 0.24517 | 0.29516 | 0.29516 | 0.87706 | 0.32769 | 0.16658 | 0 | 0 | 0.64562 | 0.85008 | 0.013579 | 0.00079999 | 0.16098 | 0.22054 | 0.64562 | 0 | 0 | 0.85 | 0.85 | 0.85 | 0.85 | 0.87706 | 0.013579 | 0.36068 | 0 | 0
2025-06-29 05:00 | 37375.2739 | 36750.2369 | 291.9363 | 333.1007 | 0.013184 | 0.16328 | 0.16341 | 0.16109 | 180 | 5 | Spring | 0.24319 | 0.29542 | 0.29542 | 0.87925 | 0.32324 | 0.16341 | 0.013184 | 0 | 0.64562 | 0.85008 | 0.013719 | 0.00079999 | 0.16109 | 0.24903 | 0.64562 | 0 | 0 | 0.85 | 0.85 | 0.85 | 0.85 | 0.87925 | 0.013719 | 0.38813 | 0.0092291 | 0
2025-06-29 06:00 | 40601.3284 | 38470.1016 | 1832.406 | 298.8209 | 0.082755 | 0.14648 | 0.14587 | 0.15755 | 180 | 6 | Spring | 0.25416 | 0.29826 | 0.29826 | 0.88123 | 0.35611 | 0.14587 | 0.082755 | 0 | 0.6501 | 0.85008 | 0.013404 | 0.00083936 | 0.15755 | 0.30317 | 0.6501 | 0 | 0 | 0.85 | 0.85 | 0.85 | 0.85 | 0.88123 | 0.013404 | 0.4151 | 0.057929 | 0
2025-06-29 07:00 | 44961.7549 | 40725.8363 | 3950.0723 | 285.8463 | 0.17839 | 0.14012 | 0.13954 | 0.15062 | 180 | 7 | Spring | 0.26383 | 0.30635 | 0.30635 | 0.88211 | 0.39696 | 0.13954 | 0.17839 | 0 | 0.65669 | 0.85008 | 0.012671 | 0.0010882 | 0.15062 | 0.29 | 0.65669 | 0 | 0 | 0.85 | 0.85 | 0.85 | 0.85 | 0.88211 | 0.012671 | 0.40054 | 0.12488 | 0.0096656
2025-06-29 08:00 | 49075.412 | 42721.153 | 6068.6189 | 285.6401 | 0.27407 | 0.14002 | 0.13936 | 0.15196 | 180 | 8 | Spring | 0.26441 | 0.30255 | 0.30255 | 0.88442 | 0.42633 | 0.13936 | 0.27407 | 0 | 0.65669 | 0.85008 | 0.012183 | 0.0010228 | 0.15196 | 0.28372 | 0.65669 | 0 | 0 | 0.85 | 0.85 | 0.85 | 0.85 | 0.88442 | 0.012183 | 0.39226 | 0.19185 | 0.029613
2025-06-29 09:00 | 52752.9737 | 44361.719 | 8103.3022 | 287.9525 | 0.36596 | 0.14115 | 0.1398 | 0.16559 | 180 | 9 | Spring | 0.25911 | 0.30095 | 0.30095 | 0.88542 | 0.45108 | 0.1398 | 0.36596 | 0.38061 | 0.65642 | 0.85008 | 0.011659 | 0.00079999 | 0.16559 | 0.26073 | 0.65642 | 0 | 0 | 0.85 | 0.85 | 0.85 | 0.85 | 0.88542 | 0.011659 | 0.37528 | 0.25617 | 0
2025-06-29 10:00 | 54297.4821 | 44309.4493 | 9681.6162 | 306.4166 | 0.43724 | 0.1502 | 0.14892 | 0.17338 | 180 | 10 | Spring | 0.26146 | 0.29721 | 0.29721 | 0.88641 | 0.4463 | 0.14892 | 0.43724 | 0.64871 | 0.65688 | 0.85008 | 0.011484 | 0.00079999 | 0.17338 | 0.27476 | 0.65688 | 0 | 0 | 0.85 | 0.85 | 0.85 | 0.85 | 0.88641 | 0.011484 | 0.37825 | 0.30607 | 0
2025-06-29 11:00 | 54553.3207 | 43816.7116 | 10418.3231 | 318.286 | 0.47051 | 0.15602 | 0.15461 | 0.18161 | 180 | 11 | Spring | 0.25473 | 0.28311 | 0.28311 | 0.88809 | 0.41276 | 0.15461 | 0.47051 | 0.69148 | 0.65688 | 0.85008 | 0.01138 | 0.00079999 | 0.18161 | 0.29695 | 0.65688 | 0 | 0 | 0.85 | 0.85 | 0.85 | 0.85 | 0.88809 | 0.01138 | 0.38376 | 0.32936 | 0.0092363
2025-06-29 12:00 | 53835.4921 | 42890.4512 | 10621.1909 | 323.85 | 0.47967 | 0.15875 | 0.15704 | 0.1897 | 180 | 12 | Spring | 0.24979 | 0.27224 | 0.27224 | 0.88874 | 0.38152 | 0.15704 | 0.47967 | 0.67553 | 0.65688 | 0.85008 | 0.011484 | 0.00080167 | 0.1897 | 0.31905 | 0.65688 | 0 | 0 | 0.85 | 0.85 | 0.85 | 0.85 | 0.88874 | 0.011484 | 0.39243 | 0.33577 | 0.0092363
2025-06-29 13:00 | 51762.1494 | 40757.472 | 10674.2783 | 330.3992 | 0.48207 | 0.16196 | 0.16015 | 0.19465 | 180 | 13 | Spring | 0.2448 | 0.25993 | 0.25993 | 0.88865 | 0.35645 | 0.16015 | 0.48207 | 0.66427 | 0.65688 | 0.85008 | 0.010123 | 0.00079999 | 0.19465 | 0.32335 | 0.65688 | 0 | 0 | 0.85 | 0.85 | 0.85 | 0.85 | 0.88865 | 0.010123 | 0.40028 | 0.33745 | 0.0092363
2025-06-29 14:00 | 51166.7912 | 40708.9481 | 10114.9994 | 342.8437 | 0.45681 | 0.16806 | 0.16648 | 0.19663 | 180 | 14 | Spring | 0.24385 | 0.25881 | 0.25881 | 0.88747 | 0.34975 | 0.16648 | 0.45681 | 0.65679 | 0.65688 | 0.85008 | 0.0099835 | 0.0013328 | 0.19663 | 0.32489 | 0.65688 | 0 | 0 | 0.85 | 0.85 | 0.85 | 0.85 | 0.88747 | 0.0099835 | 0.40115 | 0.31977 | 0.0094141
2025-06-29 15:00 | 50907.1316 | 42062.9157 | 8489.2132 | 355.0028 | 0.38339 | 0.17402 | 0.17293 | 0.19377 | 180 | 15 | Spring | 0.24372 | 0.26351 | 0.26351 | 0.88663 | 0.34492 | 0.17293 | 0.38339 | 0.66692 | 0.65688 | 0.85008 | 0.010088 | 0.0013328 | 0.19377 | 0.33518 | 0.65688 | 0 | 0 | 0.85 | 0.85 | 0.85 | 0.85 | 0.88663 | 0.010088 | 0.4158 | 0.26837 | 0.0094141
2025-06-29 16:00 | 50363.3915 | 43670.4024 | 6341.4136 | 351.5756 | 0.28639 | 0.17234 | 0.17118 | 0.19331 | 180 | 16 | Spring | 0.24178 | 0.27908 | 0.27908 | 0.87629 | 0.34371 | 0.17118 | 0.28639 | 0.67652 | 0.66614 | 0.85008 | 0.010018 | 0.0013328 | 0.19331 | 0.36047 | 0.66614 | 0 | 0 | 0.85 | 0.85 | 0.85 | 0.85 | 0.87629 | 0.010018 | 0.43848 | 0.20047 | 0.0092363
2025-06-29 17:00 | 49742.4998 | 45443.9183 | 3957.0473 | 341.5342 | 0.17871 | 0.16742 | 0.16608 | 0.19165 | 180 | 17 | Spring | 0.24363 | 0.29823 | 0.29823 | 0.87688 | 0.36264 | 0.16608 | 0.17871 | 0.6679 | 0.66614 | 0.85008 | 0.010018 | 0.0035317 | 0.19165 | 0.37417 | 0.66614 | 0 | 0 | 0.85 | 0.85 | 0.85 | 0.85 | 0.87688 | 0.010018 | 0.48342 | 0.1251 | 0.28272
2025-06-29 18:00 | 50136.8138 | 48084.3553 | 1714.9849 | 337.4736 | 0.077452 | 0.16543 | 0.16429 | 0.186 | 180 | 18 | Spring | 0.25066 | 0.31384 | 0.31384 | 0.87696 | 0.40118 | 0.16429 | 0.077452 | 0.58773 | 0.66614 | 0.85008 | 0.010158 | 0.027398 | 0.186 | 0.3962 | 0.66614 | 0 | 0 | 0.85 | 0.85 | 0.85 | 0.85 | 0.87696 | 0.010158 | 0.50599 | 0.054217 | 0.42211
2025-06-29 19:00 | 53310.2899 | 52725.1835 | 243.6409 | 341.4655 | 0.011003 | 0.16739 | 0.16644 | 0.18447 | 180 | 19 | Spring | 0.26664 | 0.33067 | 0.33067 | 0.8775 | 0.42487 | 0.16644 | 0.011003 | 0.23069 | 0.66641 | 0.85008 | 0.010612 | 0.027398 | 0.18447 | 0.41363 | 0.66641 | 0 | 0 | 0.85 | 0.85 | 0.85 | 0.85 | 0.8775 | 0.010612 | 0.52452 | 0.0077023 | 0.39185
2025-06-29 20:00 | 52301.3402 | 51960.5687 | 0 | 340.7716 | 0 | 0.16704 | 0.16564 | 0.19251 | 180 | 20 | Spring | 0.28392 | 0.33907 | 0.33907 | 0.87706 | 0.44583 | 0.16564 | 0 | 0 | 0.66641 | 0.85008 | 0.010717 | 0.013216 | 0.19251 | 0.41376 | 0.66641 | 0 | 0 | 0.85 | 0.85 | 0.85 | 0.85 | 0.87706 | 0.010717 | 0.52178 | 0 | 0.34357
2025-06-29 21:00 | 50332.446 | 49990.3678 | 0 | 342.0782 | 0 | 0.16769 | 0.16604 | 0.19746 | 180 | 21 | Spring | 0.28852 | 0.33774 | 0.33774 | 0.87764 | 0.44688 | 0.16604 | 0 | 0 | 0.66641 | 0.85008 | 0.010682 | 0.0013328 | 0.19746 | 0.40821 | 0.66641 | 0 | 0 | 0.85 | 0.85 | 0.85 | 0.85 | 0.87764 | 0.010682 | 0.49219 | 0 | 0.10075
2025-06-29 22:00 | 47507.0678 | 47156.3832 | 0 | 350.6846 | 0 | 0.1719 | 0.17028 | 0.20132 | 180 | 22 | Spring | 0.27883 | 0.33192 | 0.33192 | 0.87863 | 0.45017 | 0.17028 | 0 | 0 | 0.66641 | 0.85008 | 0.010717 | 0.0013328 | 0.20132 | 0.36384 | 0.66641 | 0 | 0 | 0.85 | 0.85 | 0.85 | 0.85 | 0.87863 | 0.010717 | 0.43629 | 0 | 0.081544
2025-06-29 23:00 | 44424.2509 | 44072.2438 | 0 | 352.0072 | 0 | 0.17255 | 0.17088 | 0.20279 | 180 | 23 | Spring | 0.26601 | 0.32932 | 0.32932 | 0.87267 | 0.42104 | 0.17088 | 0 | 0 | 0.65528 | 0.85008 | 0.011973 | 0.0013328 | 0.20279 | 0.30433 | 0.65528 | 0 | 0 | 0.85 | 0.85 | 0.85 | 0.85 | 0.87267 | 0.011973 | 0.38142 | 0 | 0.039465
2025-06-30 00:00 | 65078.9543 | 64735.7728 | 0 | 343.1815 | 0 | 0.16823 | 0.16626 | 0.20379 | 181 | 0 | Summer Peak | 0.66085 | 0.54873 | 0.54873 | 0.93782 | 0.38915 | 0.16626 | 0 | 0 | 0.66478 | 0.85008 | 0.048067 | 0.018972 | 0.20379 | 0.5735 | 0.66478 | 0 | 0 | 0.85 | 0.85 | 0.85 | 0.85 | 0.93782 | 0.048067 | 0.60816 | 0 | 0.085277
2025-06-30 01:00 | 64578.8004 | 64253.1466 | 0 | 325.6538 | 0 | 0.15963 | 0.15728 | 0.20221 | 181 | 1 | Summer Peak | 0.60795 | 0.52302 | 0.52302 | 0.93903 | 0.34221 | 0.15728 | 0 | 0 | 0.66478 | 0.85008 | 0.033371 | 0.018972 | 0.20221 | 0.51885 | 0.66478 | 0 | 0 | 0.85 | 0.85 | 0.85 | 0.85 | 0.93903 | 0.033371 | 0.54715 | 0 | 0
2025-06-30 02:00 | 64468.2244 | 64152.356 | 0 | 315.8684 | 0 | 0.15484 | 0.15248 | 0.19749 | 181 | 2 | Summer Peak | 0.56488 | 0.4979 | 0.4979 | 0.93896 | 0.28723 | 0.15248 | 0 | 0 | 0.66478 | 0.85008 | 0.028135 | 0.018479 | 0.19749 | 0.48751 | 0.66478 | 0 | 0 | 0.85 | 0.85 | 0.85 | 0.85 | 0.93896 | 0.028135 | 0.52145 | 0 | 0
2025-06-30 03:00 | 64330.3505 | 64024.6342 | 0 | 305.7163 | 0 | 0.14986 | 0.14786 | 0.18608 | 181 | 3 | Summer Peak | 0.53882 | 0.47726 | 0.47726 | 0.93932 | 0.24901 | 0.14786 | 0 | 0 | 0.66478 | 0.85008 | 0.028694 | 0.018439 | 0.18608 | 0.47281 | 0.66478 | 0 | 0 | 0.85 | 0.85 | 0.85 | 0.85 | 0.93932 | 0.028694 | 0.51743 | 0 | 0
2025-06-30 04:00 | 64772.4232 | 64486.1812 | 0 | 286.2419 | 0 | 0.14031 | 0.1385 | 0.1732 | 181 | 4 | Summer Peak | 0.52997 | 0.46957 | 0.46957 | 0.94042 | 0.23186 | 0.1385 | 0 | 0 | 0.66478 | 0.85008 | 0.028729 | 0.018439 | 0.1732 | 0.48381 | 0.66478 | 0 | 0 | 0.85 | 0.85 | 0.85 | 0.85 | 0.94042 | 0.028729 | 0.5208 | 0 | 0
2025-06-30 05:00 | 68434.4783 | 67855.9401 | 315.4191 | 263.1191 | 0.014245 | 0.12898 | 0.12676 | 0.16904 | 181 | 5 | Summer Peak | 0.53054 | 0.47882 | 0.47882 | 0.94133 | 0.22414 | 0.12676 | 0.014245 | 0 | 0.66478 | 0.85008 | 0.029636 | 0.018439 | 0.16904 | 0.51322 | 0.66478 | 0 | 0 | 0.85 | 0.85 | 0.85 | 0.85 | 0.94133 | 0.029636 | 0.53321 | 0.0099715 | 0
2025-06-30 06:00 | 72648.7519 | 70496.1173 | 1933.379 | 219.2556 | 0.087315 | 0.10748 | 0.10477 | 0.15651 | 181 | 6 | Summer Peak | 0.54996 | 0.49294 | 0.49294 | 0.94251 | 0.22328 | 0.10477 | 0.087315 | 0 | 0.66478 | 0.85008 | 0.031661 | 0.018439 | 0.15651 | 0.50951 | 0.66478 | 0 | 0 | 0.85 | 0.85 | 0.85 | 0.85 | 0.94251 | 0.031661 | 0.52179 | 0.061121 | 0
2025-06-30 07:00 | 76843.0909 | 72581.4314 | 4041.8372 | 219.8222 | 0.18254 | 0.10776 | 0.10559 | 0.14692 | 181 | 7 | Summer Peak | 0.58498 | 0.50378 | 0.50378 | 0.94422 | 0.23952 | 0.10559 | 0.18254 | 0 | 0.66478 | 0.85008 | 0.043006 | 0.018439 | 0.14692 | 0.54135 | 0.66478 | 0 | 0 | 0.85 | 0.85 | 0.85 | 0.85 | 0.94422 | 0.043006 | 0.53827 | 0.12778 | 0
2025-06-30 08:00 | 75419.0279 | 68888.473 | 6275.0606 | 255.4944 | 0.28339 | 0.12524 | 0.12349 | 0.15694 | 181 | 8 | Summer Peak | 0.61718 | 0.51602 | 0.51602 | 0.94452 | 0.25851 | 0.12349 | 0.28339 | 0.22208 | 0.66478 | 0.85008 | 0.059063 | 0.018439 | 0.15694 | 0.57843 | 0.66478 | 0 | 0 | 0.85 | 0.85 | 0.85 | 0.85 | 0.94452 | 0.059063 | 0.56762 | 0.19838 | 0
2025-06-30 09:00 | 74068.1963 | 65408.3193 | 8369.1784 | 290.6986 | 0.37797 | 0.1425 | 0.14091 | 0.17129 | 181 | 9 | Summer Peak | 0.62852 | 0.53273 | 0.53273 | 0.94402 | 0.27851 | 0.14091 | 0.37797 | 0.50665 | 0.66478 | 0.85008 | 0.083812 | 0.018439 | 0.17129 | 0.62398 | 0.66478 | 0 | 0 | 0.85 | 0.85 | 0.85 | 0.85 | 0.94402 | 0.083812 | 0.60185 | 0.26458 | 0
2025-06-30 10:00 | 72764.4626 | 62492.4904 | 9959.8267 | 312.1455 | 0.44981 | 0.15301 | 0.15101 | 0.18919 | 181 | 10 | Summer Peak | 0.6635 | 0.56377 | 0.56377 | 0.94296 | 0.29263 | 0.15101 | 0.44981 | 0.61289 | 0.66524 | 0.85008 | 0.11355 | 0.018462 | 0.18919 | 0.68019 | 0.66524 | 0 | 0 | 0.85 | 0.85 | 0.85 | 0.85 | 0.94296 | 0.11355 | 0.64287 | 0.31486 | 0
2025-06-30 11:00 | 70902.223 | 59814.1193 | 10755.8918 | 332.2119 | 0.48576 | 0.16285 | 0.15989 | 0.21632 | 181 | 11 | Summer Peak | 0.6962 | 0.60004 | 0.60004 | 0.9419 | 0.35197 | 0.15989 | 0.48576 | 0.61909 | 0.66641 | 0.85008 | 0.11554 | 0.026689 | 0.21632 | 0.74089 | 0.66641 | 0 | 0 | 0.85 | 0.85 | 0.85 | 0.85 | 0.9419 | 0.11554 | 0.69789 | 0.34003 | 0.0030788
2025-06-30 12:00 | 70462.7664 | 59226.3266 | 10883.4447 | 352.9951 | 0.49152 | 0.17304 | 0.16975 | 0.23237 | 181 | 12 | Summer Peak | 0.73007 | 0.63153 | 0.63153 | 0.94069 | 0.40099 | 0.16975 | 0.49152 | 0.62974 | 0.66641 | 0.85008 | 0.12556 | 0.055968 | 0.23237 | 0.77239 | 0.66641 | 0 | 0 | 0.85 | 0.85 | 0.85 | 0.85 | 0.94069 | 0.12556 | 0.71635 | 0.34406 | 0.26845
2025-06-30 13:00 | 69865.864 | 59464.2096 | 10034.4191 | 367.2353 | 0.45317 | 0.18002 | 0.17709 | 0.23298 | 181 | 13 | Summer Peak | 0.7516 | 0.65557 | 0.65557 | 0.94088 | 0.46995 | 0.17709 | 0.45317 | 0.6577 | 0.66641 | 0.85008 | 0.12863 | 0.12809 | 0.23298 | 0.78077 | 0.66641 | 0 | 0 | 0.85 | 0.85 | 0.85 | 0.85 | 0.94088 | 0.12863 | 0.7268 | 0.31722 | 0.50611
2025-06-30 14:00 | 69728.2773 | 60703.5554 | 8647.1849 | 377.537 | 0.39052 | 0.18507 | 0.18269 | 0.228 | 181 | 14 | Summer Peak | 0.76878 | 0.67073 | 0.67073 | 0.94097 | 0.53463 | 0.18269 | 0.39052 | 0.64788 | 0.66641 | 0.85008 | 0.1441 | 0.17799 | 0.228 | 0.78216 | 0.66641 | 0 | 0 | 0.85 | 0.85 | 0.85 | 0.85 | 0.94097 | 0.1441 | 0.73226 | 0.27337 | 0.61394
2025-06-30 15:00 | 70464.3202 | 63158.6874 | 6915.028 | 390.6048 | 0.3123 | 0.19147 | 0.1894 | 0.22891 | 181 | 15 | Summer Peak | 0.7772 | 0.67923 | 0.67923 | 0.94166 | 0.5735 | 0.1894 | 0.3123 | 0.66571 | 0.66641 | 0.85008 | 0.14654 | 0.22333 | 0.22891 | 0.78664 | 0.66641 | 0 | 0 | 0.85 | 0.85 | 0.85 | 0.85 | 0.94166 | 0.14654 | 0.73676 | 0.21861 | 0.62604
2025-06-30 16:00 | 73031.6518 | 67632.762 | 4990.8618 | 408.0281 | 0.2254 | 0.20001 | 0.19822 | 0.23242 | 181 | 16 | Summer Peak | 0.78314 | 0.68706 | 0.68706 | 0.94152 | 0.61016 | 0.19822 | 0.2254 | 0.67009 | 0.66641 | 0.85008 | 0.16455 | 0.25334 | 0.23242 | 0.78825 | 0.66641 | 0 | 0 | 0.85 | 0.85 | 0.85 | 0.85 | 0.94152 | 0.16455 | 0.7439 | 0.15778 | 0.63934
2025-06-30 17:00 | 75103.2838 | 71531.1641 | 3160.0173 | 412.1024 | 0.14271 | 0.20201 | 0.20011 | 0.23638 | 181 | 17 | Summer Peak | 0.78861 | 0.68392 | 0.68392 | 0.94174 | 0.63791 | 0.20011 | 0.14271 | 0.64629 | 0.66641 | 0.85008 | 0.16623 | 0.30592 | 0.23638 | 0.79057 | 0.66641 | 0 | 0 | 0.85 | 0.85 | 0.85 | 0.85 | 0.94174 | 0.16623 | 0.7483 | 0.099899 | 0.64577
2025-06-30 18:00 | 76846.2693 | 74973.1867 | 1462.5947 | 410.4879 | 0.066054 | 0.20122 | 0.19882 | 0.24453 | 181 | 18 | Summer Peak | 0.77717 | 0.6836 | 0.6836 | 0.94203 | 0.63783 | 0.19882 | 0.066054 | 0.60617 | 0.66641 | 0.85008 | 0.1346 | 0.34292 | 0.24453 | 0.79262 | 0.66641 | 0 | 0 | 0.85 | 0.85 | 0.85 | 0.85 | 0.94203 | 0.1346 | 0.75998 | 0.046238 | 0.64577
2025-06-30 19:00 | 78596.6984 | 77944.4279 | 223.9988 | 428.2718 | 0.010116 | 0.20994 | 0.20742 | 0.2554 | 181 | 19 | Summer Peak | 0.76366 | 0.68109 | 0.68109 | 0.94271 | 0.60381 | 0.20742 | 0.010116 | 0.44937 | 0.66641 | 0.85008 | 0.12071 | 0.31855 | 0.2554 | 0.79179 | 0.66641 | 0 | 0 | 0.85 | 0.85 | 0.85 | 0.85 | 0.94271 | 0.12071 | 0.76663 | 0.0070814 | 0.63912
2025-06-30 20:00 | 75508.1861 | 75046.5114 | 0 | 461.6747 | 0 | 0.22631 | 0.2242 | 0.26454 | 181 | 20 | Summer Peak | 0.7569 | 0.67975 | 0.67975 | 0.94323 | 0.56051 | 0.2242 | 0 | 0.12967 | 0.66641 | 0.85008 | 0.11687 | 0.20126 | 0.26454 | 0.79043 | 0.66641 | 0 | 0 | 0.85 | 0.85 | 0.85 | 0.85 | 0.94323 | 0.11687 | 0.77989 | 0 | 0.73393
2025-06-30 21:00 | 72219.419 | 71739.517 | 0 | 479.9019 | 0 | 0.23525 | 0.23344 | 0.26794 | 181 | 21 | Summer Peak | 0.74352 | 0.65516 | 0.65516 | 0.94391 | 0.50938 | 0.23344 | 0 | 0 | 0.66641 | 0.85008 | 0.10298 | 0.088964 | 0.26794 | 0.77724 | 0.66641 | 0 | 0 | 0.85 | 0.85 | 0.85 | 0.85 | 0.94391 | 0.10298 | 0.77127 | 0 | 0.52035
2025-06-30 22:00 | 67573.7102 | 67093.9945 | 0 | 479.7157 | 0 | 0.23515 | 0.23344 | 0.2662 | 181 | 22 | Summer Peak | 0.71092 | 0.62055 | 0.62055 | 0.94151 | 0.47516 | 0.23344 | 0 | 0 | 0.66641 | 0.85008 | 0.074736 | 0.031525 | 0.2662 | 0.72238 | 0.66641 | 0 | 0 | 0.85 | 0.85 | 0.85 | 0.85 | 0.94151 | 0.074736 | 0.72371 | 0 | 0.14779
2025-06-30 23:00 | 63079.3273 | 62605.5143 | 0 | 473.813 | 0 | 0.23226 | 0.23075 | 0.25966 | 181 | 23 | Summer Peak | 0.70195 | 0.57992 | 0.57992 | 0.941 | 0.4275 | 0.23075 | 0 | 0 | 0.66478 | 0.85008 | 0.061507 | 0.02346 | 0.25966 | 0.65079 | 0.66478 | 0 | 0 | 0.85 | 0.85 | 0.85 | 0.85 | 0.941 | 0.061507 | 0.65847 | 0 | 0.14779
2025-07-01 00:00 | 60939.9382 | 60468.1681 | 0 | 471.7701 | 0 | 0.23126 | 0.2298 | 0.25762 | 182 | 0 | Winter | 0.38112 | 0.34822 | 0.34822 | 0.87184 | 0.31588 | 0.2298 | 0 | 0 | 0.65714 | 0.85008 | 0.011799 | 0.0012155 | 0.25762 | 0.39122 | 0.65714 | 0 | 0 | 0.85 | 0.85 | 0.85 | 0.85 | 0.87184 | 0.011799 | 0.48528 | 0 | 0.0029205
2025-07-01 01:00 | 59865.6553 | 59398.825 | 0 | 466.8303 | 0 | 0.22884 | 0.22751 | 0.25283 | 182 | 1 | Winter | 0.36674 | 0.33231 | 0.33231 | 0.87605 | 0.28158 | 0.22751 | 0 | 0 | 0.65714 | 0.85008 | 0.009774 | 0.00081967 | 0.25283 | 0.37856 | 0.65714 | 0 | 0 | 0.85 | 0.85 | 0.85 | 0.85 | 0.87605 | 0.009774 | 0.4777 | 0 | 0
2025-07-01 02:00 | 59433.8697 | 58967.3166 | 0 | 466.5531 | 0 | 0.2287 | 0.22795 | 0.24225 | 182 | 2 | Winter | 0.34679 | 0.32201 | 0.32201 | 0.8763 | 0.24925 | 0.22795 | 0 | 0 | 0.65714 | 0.85008 | 0.0098438 | 0.00079999 | 0.24225 | 0.37271 | 0.65714 | 0 | 0 | 0.85 | 0.85 | 0.85 | 0.85 | 0.8763 | 0.0098438 | 0.47491 | 0 | 0
2025-07-01 03:00 | 59077.0617 | 58610.1428 | 0 | 466.9189 | 0 | 0.22888 | 0.22837 | 0.23804 | 182 | 3 | Winter | 0.3338 | 0.31706 | 0.31706 | 0.87561 | 0.23438 | 0.22837 | 0 | 0 | 0.65714 | 0.85008 | 0.0098089 | 0.00079999 | 0.23804 | 0.37639 | 0.65714 | 0 | 0 | 0.85 | 0.85 | 0.85 | 0.85 | 0.87561 | 0.0098089 | 0.47708 | 0 | 0
2025-07-01 04:00 | 59274.837 | 58814.5377 | 0 | 460.2993 | 0 | 0.22564 | 0.22488 | 0.23933 | 182 | 4 | Winter | 0.33501 | 0.31839 | 0.31839 | 0.87687 | 0.215 | 0.22488 | 0 | 0 | 0.65714 | 0.85008 | 0.0099486 | 0.00079999 | 0.23933 | 0.39652 | 0.65714 | 0 | 0 | 0.85 | 0.85 | 0.85 | 0.85 | 0.87687 | 0.0099486 | 0.49014 | 0 | 0
2025-07-01 05:00 | 63125.823 | 62362.9171 | 309.9939 | 452.912 | 0.014 | 0.22202 | 0.22048 | 0.24978 | 182 | 5 | Winter | 0.34255 | 0.3212 | 0.3212 | 0.87819 | 0.21182 | 0.22048 | 0.014 | 0 | 0.65714 | 0.85008 | 0.010053 | 0.00079999 | 0.24978 | 0.45896 | 0.65714 | 0 | 0 | 0.85 | 0.85 | 0.85 | 0.85 | 0.87819 | 0.010053 | 0.52415 | 0.0098 | 0
2025-07-01 06:00 | 71123.654 | 68637.6947 | 2051.9943 | 433.965 | 0.092672 | 0.21273 | 0.21044 | 0.25417 | 182 | 6 | Winter | 0.3535 | 0.33148 | 0.33148 | 0.87914 | 0.24668 | 0.21044 | 0.092672 | 0 | 0.65714 | 0.85008 | 0.010088 | 0.00079999 | 0.25417 | 0.54134 | 0.65714 | 0 | 0 | 0.85 | 0.85 | 0.85 | 0.85 | 0.87914 | 0.010088 | 0.55421 | 0.064871 | 0.00017779
2025-07-01 07:00 | 79453.1961 | 74472.6661 | 4549.4559 | 431.0742 | 0.20546 | 0.21131 | 0.20913 | 0.25074 | 182 | 7 | Winter | 0.39334 | 0.34859 | 0.34859 | 0.8799 | 0.30623 | 0.20913 | 0.20546 | 0 | 0.65714 | 0.85008 | 0.011938 | 0.017261 | 0.25074 | 0.53641 | 0.65714 | 0 | 0 | 0.85 | 0.85 | 0.85 | 0.85 | 0.8799 | 0.011938 | 0.56215 | 0.14382 | 0.0038224
2025-07-01 08:00 | 81250.4435 | 73449.3149 | 7352.2836 | 448.845 | 0.33204 | 0.22002 | 0.21861 | 0.24552 | 182 | 8 | Winter | 0.43014 | 0.36227 | 0.36227 | 0.88068 | 0.34685 | 0.21861 | 0.33204 | 0 | 0.65714 | 0.85008 | 0.010821 | 0.0096506 | 0.24552 | 0.4851 | 0.65714 | 0 | 0 | 0.85 | 0.85 | 0.85 | 0.85 | 0.88068 | 0.010821 | 0.53053 | 0.23243 | 8.8894e-05
2025-07-01 09:00 | 81491.7229 | 70733.0169 | 10291.3005 | 467.4055 | 0.46478 | 0.22912 | 0.22833 | 0.24332 | 182 | 9 | Winter | 0.43228 | 0.35522 | 0.35522 | 0.88103 | 0.35924 | 0.22833 | 0.46478 | 0.040275 | 0.65714 | 0.85008 | 0.010961 | 0.00079999 | 0.24332 | 0.4407 | 0.65714 | 0 | 0 | 0.85 | 0.85 | 0.85 | 0.85 | 0.88103 | 0.010961 | 0.50047 | 0.32534 | 0
2025-07-01 10:00 | 80885.484 | 68063.5186 | 12345.5641 | 476.4013 | 0.55755 | 0.23353 | 0.23326 | 0.23847 | 182 | 10 | Winter | 0.4061 | 0.33487 | 0.33487 | 0.88085 | 0.36964 | 0.23326 | 0.55755 | 0.40566 | 0.65161 | 0.85008 | 0.013544 | 0.00079999 | 0.23847 | 0.43351 | 0.65161 | 0 | 0 | 0.85 | 0.85 | 0.85 | 0.85 | 0.88085 | 0.013544 | 0.48026 | 0.39029 | 0
2025-07-01 11:00 | 79678.5998 | 65611.7443 | 13586.2818 | 480.5737 | 0.61358 | 0.23558 | 0.23595 | 0.22883 | 182 | 11 | Winter | 0.3925 | 0.32321 | 0.32321 | 0.87126 | 0.35242 | 0.23595 | 0.61358 | 0.54927 | 0.65161 | 0.85008 | 0.013649 | 0.00079999 | 0.22883 | 0.42796 | 0.65161 | 0 | 0 | 0.85 | 0.85 | 0.85 | 0.85 | 0.87126 | 0.013649 | 0.46854 | 0.42951 | 0
2025-07-01 12:00 | 79974.1599 | 65620.3145 | 13871.869 | 481.9765 | 0.62648 | 0.23626 | 0.23709 | 0.22125 | 182 | 12 | Winter | 0.3815 | 0.31623 | 0.31623 | 0.87098 | 0.31489 | 0.23709 | 0.62648 | 0.54413 | 0.65161 | 0.85008 | 0.013788 | 0.00079999 | 0.22125 | 0.41662 | 0.65161 | 0 | 0 | 0.85 | 0.85 | 0.85 | 0.85 | 0.87098 | 0.013788 | 0.46441 | 0.43854 | 0
2025-07-01 13:00 | 80352.4027 | 66654.072 | 13219.6464 | 478.6842 | 0.59703 | 0.23465 | 0.23575 | 0.21479 | 182 | 13 | Winter | 0.37364 | 0.31803 | 0.31803 | 0.87056 | 0.27101 | 0.23575 | 0.59703 | 0.51602 | 0.65161 | 0.85008 | 0.010996 | 0.00079999 | 0.21479 | 0.39216 | 0.65161 | 0 | 0 | 0.85 | 0.85 | 0.85 | 0.85 | 0.87056 | 0.010996 | 0.45541 | 0.41792 | 0
2025-07-01 14:00 | 80494.6851 | 67584.1944 | 12440.3893 | 470.1014 | 0.56183 | 0.23044 | 0.23159 | 0.20971 | 182 | 14 | Winter | 0.36662 | 0.31876 | 0.31876 | 0.87131 | 0.25223 | 0.23159 | 0.56183 | 0.50431 | 0.65161 | 0.85008 | 0.011519 | 0.00079999 | 0.20971 | 0.38684 | 0.65161 | 0 | 0 | 0.85 | 0.85 | 0.85 | 0.85 | 0.87131 | 0.011519 | 0.45706 | 0.39328 | 0
2025-07-01 15:00 | 80919.5065 | 69311.5136 | 11151.7223 | 456.2706 | 0.50363 | 0.22366 | 0.22458 | 0.20711 | 182 | 15 | Winter | 0.35644 | 0.32325 | 0.32325 | 0.87285 | 0.24653 | 0.22458 | 0.50363 | 0.52622 | 0.65161 | 0.85008 | 0.011764 | 0.001192 | 0.20711 | 0.41154 | 0.65161 | 0 | 0 | 0.85 | 0.85 | 0.85 | 0.85 | 0.87285 | 0.011764 | 0.48176 | 0.35254 | 0
2025-07-01 16:00 | 83423.1285 | 74151.8478 | 8838.5022 | 432.7785 | 0.39916 | 0.21215 | 0.21289 | 0.19878 | 182 | 16 | Winter | 0.34271 | 0.32889 | 0.32889 | 0.87552 | 0.27001 | 0.21289 | 0.39916 | 0.54156 | 0.66088 | 0.85008 | 0.012567 | 0.0013328 | 0.19878 | 0.50479 | 0.66088 | 0 | 0 | 0.85 | 0.85 | 0.85 | 0.85 | 0.87552 | 0.012567 | 0.52016 | 0.27942 | 0
2025-07-01 17:00 | 85449.7767 | 79345.8041 | 5712.3567 | 391.6159 | 0.25798 | 0.19197 | 0.19189 | 0.19334 | 182 | 17 | Winter | 0.35239 | 0.34089 | 0.34089 | 0.87812 | 0.31218 | 0.19189 | 0.25798 | 0.47484 | 0.66641 | 0.85008 | 0.012811 | 0.0013818 | 0.19334 | 0.55841 | 0.66641 | 0 | 0 | 0.85 | 0.85 | 0.85 | 0.85 | 0.87812 | 0.012811 | 0.563 | 0.18059 | 0.108
2025-07-01 18:00 | 86824.9794 | 83902.0401 | 2580.2352 | 342.704 | 0.11653 | 0.16799 | 0.16674 | 0.19061 | 182 | 18 | Winter | 0.36908 | 0.35647 | 0.35647 | 0.8795 | 0.33257 | 0.16674 | 0.11653 | 0.15048 | 0.66641 | 0.85008 | 0.011554 | 0.0054852 | 0.19061 | 0.57233 | 0.66641 | 0 | 0 | 0.85 | 0.85 | 0.85 | 0.85 | 0.8795 | 0.011554 | 0.60036 | 0.08157 | 0.31896
2025-07-01 19:00 | 85151.415 | 84450.2408 | 377.6407 | 323.5336 | 0.017055 | 0.15859 | 0.1567 | 0.19291 | 182 | 19 | Winter | 0.39083 | 0.3598 | 0.3598 | 0.8799 | 0.35171 | 0.1567 | 0.017055 | 0 | 0.66641 | 0.85008 | 0.011624 | 0.0054852 | 0.19291 | 0.56127 | 0.66641 | 0 | 0 | 0.85 | 0.85 | 0.85 | 0.85 | 0.8799 | 0.011624 | 0.6033 | 0.011939 | 0.16946
2025-07-01 20:00 | 80057.224 | 79739.9002 | 0 | 317.3237 | 0 | 0.15555 | 0.15338 | 0.19476 | 182 | 20 | Winter | 0.38392 | 0.35256 | 0.35256 | 0.88015 | 0.35332 | 0.15338 | 0 | 0 | 0.66539 | 0.85008 | 0.011729 | 0.0079216 | 0.19476 | 0.55127 | 0.66539 | 0 | 0 | 0.85 | 0.85 | 0.85 | 0.85 | 0.88015 | 0.011729 | 0.58652 | 0 | 0.16317
2025-07-01 21:00 | 75842.6157 | 75542.0388 | 0 | 300.5769 | 0 | 0.14734 | 0.1446 | 0.19685 | 182 | 21 | Winter | 0.36841 | 0.34678 | 0.34678 | 0.88022 | 0.34293 | 0.1446 | 0 | 0 | 0.66206 | 0.85008 | 0.011764 | 0.0066981 | 0.19685 | 0.52537 | 0.66206 | 0 | 0 | 0.85 | 0.85 | 0.85 | 0.85 | 0.88022 | 0.011764 | 0.56856 | 0 | 0.14339
2025-07-01 22:00 | 70531.5662 | 70237.8978 | 0 | 293.6683 | 0 | 0.14396 | 0.14115 | 0.19471 | 182 | 22 | Winter | 0.35457 | 0.33613 | 0.33613 | 0.87928 | 0.32008 | 0.14115 | 0 | 0 | 0.66206 | 0.85008 | 0.011868 | 0.0013818 | 0.19471 | 0.46434 | 0.66206 | 0 | 0 | 0.85 | 0.85 | 0.85 | 0.85 | 0.87928 | 0.011868 | 0.54642 | 0 | 0.12674
2025-07-01 23:00 | 65509.8509 | 65213.7735 | 0 | 296.0773 | 0 | 0.14514 | 0.1431 | 0.18201 | 182 | 23 | Winter | 0.33817 | 0.32402 | 0.32402 | 0.87673 | 0.30333 | 0.1431 | 0 | 0 | 0.66044 | 0.85008 | 0.011659 | 0.0013818 | 0.18201 | 0.41028 | 0.66044 | 0 | 0 | 0.85 | 0.85 | 0.85 | 0.85 | 0.87673 | 0.011659 | 0.51856 | 0 | 0.039796
2025-07-02 00:00 | 62670.3349 | 62367.7447 | 0 | 302.5903 | 0 | 0.14833 | 0.14723 | 0.16811 | 183 | 0 | Winter | 0.38112 | 0.34822 | 0.34822 | 0.87184 | 0.31588 | 0.14723 | 0 | 0 | 0.65714 | 0.85008 | 0.011799 | 0.0012155 | 0.16811 | 0.39122 | 0.65714 | 0 | 0 | 0.85 | 0.85 | 0.85 | 0.85 | 0.87184 | 0.011799 | 0.48528 | 0 | 0.0029205
2025-07-02 01:00 | 61332.346 | 61019.5794 | 0 | 312.7666 | 0 | 0.15332 | 0.1531 | 0.15723 | 183 | 1 | Winter | 0.36674 | 0.33231 | 0.33231 | 0.87605 | 0.28158 | 0.1531 | 0 | 0 | 0.65714 | 0.85008 | 0.009774 | 0.00081967 | 0.15723 | 0.37856 | 0.65714 | 0 | 0 | 0.85 | 0.85 | 0.85 | 0.85 | 0.87605 | 0.009774 | 0.4777 | 0 | 0
2025-07-02 02:00 | 60718.447 | 60400.1631 | 0 | 318.2839 | 0 | 0.15602 | 0.1565 | 0.14746 | 183 | 2 | Winter | 0.34679 | 0.32201 | 0.32201 | 0.8763 | 0.24925 | 0.1565 | 0 | 0 | 0.65714 | 0.85008 | 0.0098438 | 0.00079999 | 0.14746 | 0.37271 | 0.65714 | 0 | 0 | 0.85 | 0.85 | 0.85 | 0.85 | 0.8763 | 0.0098438 | 0.47491 | 0 | 0
2025-07-02 03:00 | 60635.5757 | 60317.3415 | 0 | 318.2342 | 0 | 0.156 | 0.15692 | 0.13937 | 183 | 3 | Winter | 0.3338 | 0.31706 | 0.31706 | 0.87561 | 0.23438 | 0.15692 | 0 | 0 | 0.65714 | 0.85008 | 0.0098089 | 0.00079999 | 0.13937 | 0.37639 | 0.65714 | 0 | 0 | 0.85 | 0.85 | 0.85 | 0.85 | 0.87561 | 0.0098089 | 0.47708 | 0 | 0
2025-07-02 04:00 | 61139.2028 | 60828.4959 | 0 | 310.7069 | 0 | 0.15231 | 0.15346 | 0.13144 | 183 | 4 | Winter | 0.33501 | 0.31839 | 0.31839 | 0.87687 | 0.215 | 0.15346 | 0 | 0 | 0.65714 | 0.85008 | 0.0099486 | 0.00079999 | 0.13144 | 0.39652 | 0.65714 | 0 | 0 | 0.85 | 0.85 | 0.85 | 0.85 | 0.87687 | 0.0099486 | 0.49014 | 0 | 0
2025-07-02 05:00 | 64879.8518 | 64216.5442 | 363.3858 | 299.9217 | 0.016411 | 0.14702 | 0.14848 | 0.12064 | 183 | 5 | Winter | 0.34255 | 0.3212 | 0.3212 | 0.87819 | 0.21182 | 0.14848 | 0.016411 | 0 | 0.65714 | 0.85008 | 0.010053 | 0.00079999 | 0.12064 | 0.45896 | 0.65714 | 0 | 0 | 0.85 | 0.85 | 0.85 | 0.85 | 0.87819 | 0.010053 | 0.52415 | 0.011488 | 0
2025-07-02 06:00 | 70755.8406 | 68183.7934 | 2308.2697 | 263.7775 | 0.10425 | 0.1293 | 0.13066 | 0.10476 | 183 | 6 | Winter | 0.3535 | 0.33148 | 0.33148 | 0.87914 | 0.24668 | 0.13066 | 0.10425 | 0 | 0.65714 | 0.85008 | 0.010088 | 0.00079999 | 0.10476 | 0.54134 | 0.65714 | 0 | 0 | 0.85 | 0.85 | 0.85 | 0.85 | 0.87914 | 0.010088 | 0.55421 | 0.072972 | 0.00017779
2025-07-02 07:00 | 77687.7195 | 72401.2259 | 5026.156 | 260.3376 | 0.22699 | 0.12762 | 0.12948 | 0.094018 | 183 | 7 | Winter | 0.39334 | 0.34859 | 0.34859 | 0.8799 | 0.30623 | 0.12948 | 0.22699 | 0 | 0.65714 | 0.85008 | 0.011938 | 0.017261 | 0.094018 | 0.53641 | 0.65714 | 0 | 0 | 0.85 | 0.85 | 0.85 | 0.85 | 0.8799 | 0.011938 | 0.56215 | 0.15889 | 0.0038224
2025-07-02 08:00 | 78644.3698 | 70682.025 | 7709.5428 | 252.802 | 0.34818 | 0.12392 | 0.12624 | 0.082018 | 183 | 8 | Winter | 0.43014 | 0.36227 | 0.36227 | 0.88068 | 0.34685 | 0.12624 | 0.34818 | 0 | 0.65714 | 0.85008 | 0.010821 | 0.0096506 | 0.082018 | 0.4851 | 0.65714 | 0 | 0 | 0.85 | 0.85 | 0.85 | 0.85 | 0.88068 | 0.010821 | 0.53053 | 0.24372 | 8.8894e-05
2025-07-02 09:00 | 78267.5227 | 68226.1648 | 9804.6056 | 236.7523 | 0.4428 | 0.11606 | 0.11867 | 0.068839 | 183 | 9 | Winter | 0.43228 | 0.35522 | 0.35522 | 0.88103 | 0.35924 | 0.11867 | 0.4428 | 0.040275 | 0.65714 | 0.85008 | 0.010961 | 0.00079999 | 0.068839 | 0.4407 | 0.65714 | 0 | 0 | 0.85 | 0.85 | 0.85 | 0.85 | 0.88103 | 0.010961 | 0.50047 | 0.30996 | 0
2025-07-02 10:00 | 77461.5274 | 65967.6817 | 11275.3363 | 218.5095 | 0.50922 | 0.10711 | 0.10981 | 0.058393 | 183 | 10 | Winter | 0.4061 | 0.33487 | 0.33487 | 0.88085 | 0.36964 | 0.10981 | 0.50922 | 0.40566 | 0.65161 | 0.85008 | 0.013544 | 0.00079999 | 0.058393 | 0.43351 | 0.65161 | 0 | 0 | 0.85 | 0.85 | 0.85 | 0.85 | 0.88085 | 0.013544 | 0.48026 | 0.35645 | 0
2025-07-02 11:00 | 75831.2779 | 63282.1049 | 12349.0983 | 200.0747 | 0.55771 | 0.098076 | 0.10077 | 0.04942 | 183 | 11 | Winter | 0.3925 | 0.32321 | 0.32321 | 0.87126 | 0.35242 | 0.10077 | 0.55771 | 0.54927 | 0.65161 | 0.85008 | 0.013649 | 0.00079999 | 0.04942 | 0.42796 | 0.65161 | 0 | 0 | 0.85 | 0.85 | 0.85 | 0.85 | 0.87126 | 0.013649 | 0.46854 | 0.3904 | 0
2025-07-02 12:00 | 75246.0476 | 62280.6505 | 12777.5821 | 187.815 | 0.57706 | 0.092066 | 0.09446 | 0.048804 | 183 | 12 | Winter | 0.3815 | 0.31623 | 0.31623 | 0.87098 | 0.31489 | 0.09446 | 0.57706 | 0.54413 | 0.65161 | 0.85008 | 0.013788 | 0.00079999 | 0.048804 | 0.41662 | 0.65161 | 0 | 0 | 0.85 | 0.85 | 0.85 | 0.85 | 0.87098 | 0.013788 | 0.46441 | 0.40394 | 0
2025-07-02 13:00 | 75226.9249 | 62365.5137 | 12678.706 | 182.7052 | 0.5726 | 0.089561 | 0.091507 | 0.054402 | 183 | 13 | Winter | 0.37364 | 0.31803 | 0.31803 | 0.87056 | 0.27101 | 0.091507 | 0.5726 | 0.51602 | 0.65161 | 0.85008 | 0.010996 | 0.00079999 | 0.054402 | 0.39216 | 0.65161 | 0 | 0 | 0.85 | 0.85 | 0.85 | 0.85 | 0.87056 | 0.010996 | 0.45541 | 0.40082 | 0
2025-07-02 14:00 | 75429.6528 | 63447.8214 | 11801.3016 | 180.5299 | 0.53297 | 0.088495 | 0.08994 | 0.062384 | 183 | 14 | Winter | 0.36662 | 0.31876 | 0.31876 | 0.87131 | 0.25223 | 0.08994 | 0.53297 | 0.50431 | 0.65161 | 0.85008 | 0.011519 | 0.00079999 | 0.062384 | 0.38684 | 0.65161 | 0 | 0 | 0.85 | 0.85 | 0.85 | 0.85 | 0.87131 | 0.011519 | 0.45706 | 0.37308 | 0
2025-07-02 15:00 | 76176.4602 | 65894.2945 | 10102.5449 | 179.6208 | 0.45625 | 0.088049 | 0.089096 | 0.069134 | 183 | 15 | Winter | 0.35644 | 0.32325 | 0.32325 | 0.87285 | 0.24653 | 0.089096 | 0.45625 | 0.52622 | 0.65161 | 0.85008 | 0.011764 | 0.001192 | 0.069134 | 0.41154 | 0.65161 | 0 | 0 | 0.85 | 0.85 | 0.85 | 0.85 | 0.87285 | 0.011764 | 0.48176 | 0.31938 | 0
2025-07-02 16:00 | 78674.0011 | 70672.4089 | 7825.2736 | 176.3186 | 0.35341 | 0.086431 | 0.087047 | 0.075295 | 183 | 16 | Winter | 0.34271 | 0.32889 | 0.32889 | 0.87552 | 0.27001 | 0.087047 | 0.35341 | 0.54156 | 0.66088 | 0.85008 | 0.012567 | 0.0013328 | 0.075295 | 0.50479 | 0.66088 | 0 | 0 | 0.85 | 0.85 | 0.85 | 0.85 | 0.87552 | 0.012567 | 0.52016 | 0.24738 | 0
2025-07-02 17:00 | 80532.9371 | 75136.6672 | 5225.2333 | 171.0366 | 0.23598 | 0.083841 | 0.083873 | 0.083277 | 183 | 17 | Winter | 0.35239 | 0.34089 | 0.34089 | 0.87812 | 0.31218 | 0.083873 | 0.23598 | 0.47484 | 0.66641 | 0.85008 | 0.012811 | 0.0013818 | 0.083277 | 0.55841 | 0.66641 | 0 | 0 | 0.85 | 0.85 | 0.85 | 0.85 | 0.87812 | 0.012811 | 0.563 | 0.16519 | 0.108
2025-07-02 18:00 | 82355.8601 | 79697.1517 | 2488.0566 | 170.6518 | 0.11237 | 0.083653 | 0.083752 | 0.081857 | 183 | 18 | Winter | 0.36908 | 0.35647 | 0.35647 | 0.8795 | 0.33257 | 0.083752 | 0.11237 | 0.15048 | 0.66641 | 0.85008 | 0.011554 | 0.0054852 | 0.081857 | 0.57233 | 0.66641 | 0 | 0 | 0.85 | 0.85 | 0.85 | 0.85 | 0.8795 | 0.011554 | 0.60036 | 0.078656 | 0.31896
2025-07-02 19:00 | 83590.9043 | 83053.7104 | 364.8019 | 172.392 | 0.016475 | 0.084506 | 0.084636 | 0.082152 | 183 | 19 | Winter | 0.39083 | 0.3598 | 0.3598 | 0.8799 | 0.35171 | 0.084636 | 0.016475 | 0 | 0.66641 | 0.85008 | 0.011624 | 0.0054852 | 0.082152 | 0.56127 | 0.66641 | 0 | 0 | 0.85 | 0.85 | 0.85 | 0.85 | 0.8799 | 0.011624 | 0.6033 | 0.011533 | 0.16946
2025-07-02 20:00 | 80803.3686 | 80625.9824 | 0 | 177.3862 | 0 | 0.086954 | 0.087107 | 0.084187 | 183 | 20 | Winter | 0.38392 | 0.35256 | 0.35256 | 0.88015 | 0.35332 | 0.087107 | 0 | 0 | 0.66539 | 0.85008 | 0.011729 | 0.0079216 | 0.084187 | 0.55127 | 0.66539 | 0 | 0 | 0.85 | 0.85 | 0.85 | 0.85 | 0.88015 | 0.011729 | 0.58652 | 0 | 0.16317
2025-07-02 21:00 | 78061.4096 | 77883.1462 | 0 | 178.2635 | 0 | 0.087384 | 0.087549 | 0.084402 | 183 | 21 | Winter | 0.36841 | 0.34678 | 0.34678 | 0.88022 | 0.34293 | 0.087549 | 0 | 0 | 0.66206 | 0.85008 | 0.011764 | 0.0066981 | 0.084402 | 0.52537 | 0.66206 | 0 | 0 | 0.85 | 0.85 | 0.85 | 0.85 | 0.88022 | 0.011764 | 0.56856 | 0 | 0.14339
2025-07-02 22:00 | 73924.0889 | 73746.3835 | 0 | 177.7055 | 0 | 0.087111 | 0.087449 | 0.081 | 183 | 22 | Winter | 0.35457 | 0.33613 | 0.33613 | 0.87928 | 0.32008 | 0.087449 | 0 | 0 | 0.66206 | 0.85008 | 0.011868 | 0.0013818 | 0.081 | 0.46434 | 0.66206 | 0 | 0 | 0.85 | 0.85 | 0.85 | 0.85 | 0.87928 | 0.011868 | 0.54642 | 0 | 0.12674
2025-07-02 23:00 | 69866.0392 | 69687.4844 | 0 | 178.5547 | 0 | 0.087527 | 0.08779 | 0.082768 | 183 | 23 | Winter | 0.33817 | 0.32402 | 0.32402 | 0.87673 | 0.30333 | 0.08779 | 0 | 0 | 0.66044 | 0.85008 | 0.011659 | 0.0013818 | 0.082768 | 0.41028 | 0.66044 | 0 | 0 | 0.85 | 0.85 | 0.85 | 0.85 | 0.87673 | 0.011659 | 0.51856 | 0 | 0.039796
2025-07-03 00:00 | 67793.2544 | 67604.0138 | 0 | 189.2406 | 0 | 0.092765 | 0.092893 | 0.090455 | 184 | 0 | Winter | 0.38112 | 0.34822 | 0.34822 | 0.87184 | 0.31588 | 0.092893 | 0 | 0 | 0.65714 | 0.85008 | 0.011799 | 0.0012155 | 0.090455 | 0.39122 | 0.65714 | 0 | 0 | 0.85 | 0.85 | 0.85 | 0.85 | 0.87184 | 0.011799 | 0.48528 | 0 | 0.0029205
2025-07-03 01:00 | 67146.2551 | 66938.7388 | 0 | 207.5163 | 0 | 0.10172 | 0.10191 | 0.098304 | 184 | 1 | Winter | 0.36674 | 0.33231 | 0.33231 | 0.87605 | 0.28158 | 0.10191 | 0 | 0 | 0.65714 | 0.85008 | 0.009774 | 0.00081967 | 0.098304 | 0.37856 | 0.65714 | 0 | 0 | 0.85 | 0.85 | 0.85 | 0.85 | 0.87605 | 0.009774 | 0.4777 | 0 | 0
2025-07-03 02:00 | 66925.9073 | 66699.5663 | 0 | 226.341 | 0 | 0.11095 | 0.11117 | 0.10693 | 184 | 2 | Winter | 0.34679 | 0.32201 | 0.32201 | 0.8763 | 0.24925 | 0.11117 | 0 | 0 | 0.65714 | 0.85008 | 0.0098438 | 0.00079999 | 0.10693 | 0.37271 | 0.65714 | 0 | 0 | 0.85 | 0.85 | 0.85 | 0.85 | 0.8763 | 0.0098438 | 0.47491 | 0 | 0
2025-07-03 03:00 | 66566.4397 | 66316.1709 | 0 | 250.2688 | 0 | 0.12268 | 0.12309 | 0.11534 | 184 | 3 | Winter | 0.3338 | 0.31706 | 0.31706 | 0.87561 | 0.23438 | 0.12309 | 0 | 0 | 0.65714 | 0.85008 | 0.0098089 | 0.00079999 | 0.11534 | 0.37639 | 0.65714 | 0 | 0 | 0.85 | 0.85 | 0.85 | 0.85 | 0.87561 | 0.0098089 | 0.47708 | 0 | 0
2025-07-03 04:00 | 66503.5762 | 66236.3275 | 0 | 267.2486 | 0 | 0.131 | 0.13144 | 0.12305 | 184 | 4 | Winter | 0.33501 | 0.31839 | 0.31839 | 0.87687 | 0.215 | 0.13144 | 0 | 0 | 0.65714 | 0.85008 | 0.0099486 | 0.00079999 | 0.12305 | 0.39652 | 0.65714 | 0 | 0 | 0.85 | 0.85 | 0.85 | 0.85 | 0.87687 | 0.0099486 | 0.49014 | 0 | 0
2025-07-03 05:00 | 69380.4586 | 68778.7589 | 321.9285 | 279.7711 | 0.014539 | 0.13714 | 0.13695 | 0.14065 | 184 | 5 | Winter | 0.34255 | 0.3212 | 0.3212 | 0.87819 | 0.21182 | 0.13695 | 0.014539 | 0 | 0.65714 | 0.85008 | 0.010053 | 0.00079999 | 0.14065 | 0.45896 | 0.65714 | 0 | 0 | 0.85 | 0.85 | 0.85 | 0.85 | 0.87819 | 0.010053 | 0.52415 | 0.010177 | 0
2025-07-03 06:00 | 74573.4582 | 72258.5523 | 2055.0898 | 259.8161 | 0.092812 | 0.12736 | 0.12658 | 0.14143 | 184 | 6 | Winter | 0.3535 | 0.33148 | 0.33148 | 0.87914 | 0.24668 | 0.12658 | 0.092812 | 0 | 0.65714 | 0.85008 | 0.010088 | 0.00079999 | 0.14143 | 0.54134 | 0.65714 | 0 | 0 | 0.85 | 0.85 | 0.85 | 0.85 | 0.87914 | 0.010088 | 0.55421 | 0.064968 | 0.00017779
2025-07-03 07:00 | 81068.8607 | 76279.9774 | 4538.5206 | 250.3627 | 0.20497 | 0.12273 | 0.12192 | 0.13728 | 184 | 7 | Winter | 0.39334 | 0.34859 | 0.34859 | 0.8799 | 0.30623 | 0.12192 | 0.20497 | 0 | 0.65714 | 0.85008 | 0.011938 | 0.017261 | 0.13728 | 0.53641 | 0.65714 | 0 | 0 | 0.85 | 0.85 | 0.85 | 0.85 | 0.8799 | 0.011938 | 0.56215 | 0.14348 | 0.0038224
2025-07-03 08:00 | 81566.6215 | 74243.388 | 7058.3732 | 264.8603 | 0.31877 | 0.12983 | 0.12903 | 0.14429 | 184 | 8 | Winter | 0.43014 | 0.36227 | 0.36227 | 0.88068 | 0.34685 | 0.12903 | 0.31877 | 0 | 0.65714 | 0.85008 | 0.010821 | 0.0096506 | 0.14429 | 0.4851 | 0.65714 | 0 | 0 | 0.85 | 0.85 | 0.85 | 0.85 | 0.88068 | 0.010821 | 0.53053 | 0.22314 | 8.8894e-05
2025-07-03 09:00 | 81099.2983 | 71595.3296 | 9219.5659 | 284.4028 | 0.41637 | 0.13941 | 0.13831 | 0.15927 | 184 | 9 | Winter | 0.43228 | 0.35522 | 0.35522 | 0.88103 | 0.35924 | 0.13831 | 0.41637 | 0.040275 | 0.65714 | 0.85008 | 0.010961 | 0.00079999 | 0.15927 | 0.4407 | 0.65714 | 0 | 0 | 0.85 | 0.85 | 0.85 | 0.85 | 0.88103 | 0.010961 | 0.50047 | 0.29146 | 0
2025-07-03 10:00 | 80110.164 | 69039.2708 | 10764.7115 | 306.1817 | 0.48616 | 0.15009 | 0.14874 | 0.17446 | 184 | 10 | Winter | 0.4061 | 0.33487 | 0.33487 | 0.88085 | 0.36964 | 0.14874 | 0.48616 | 0.40566 | 0.65161 | 0.85008 | 0.013544 | 0.00079999 | 0.17446 | 0.43351 | 0.65161 | 0 | 0 | 0.85 | 0.85 | 0.85 | 0.85 | 0.88085 | 0.013544 | 0.48026 | 0.34031 | 0
2025-07-03 11:00 | 78576.2362 | 66805.6641 | 11437.7309 | 332.8413 | 0.51655 | 0.16316 | 0.16176 | 0.18844 | 184 | 11 | Winter | 0.3925 | 0.32321 | 0.32321 | 0.87126 | 0.35242 | 0.16176 | 0.51655 | 0.54927 | 0.65161 | 0.85008 | 0.013649 | 0.00079999 | 0.18844 | 0.42796 | 0.65161 | 0 | 0 | 0.85 | 0.85 | 0.85 | 0.85 | 0.87126 | 0.013649 | 0.46854 | 0.36159 | 0
2025-07-03 12:00 | 78400.6686 | 66451.7915 | 11586.5061 | 362.371 | 0.52327 | 0.17763 | 0.17654 | 0.1973 | 184 | 12 | Winter | 0.3815 | 0.31623 | 0.31623 | 0.87098 | 0.31489 | 0.17654 | 0.52327 | 0.54413 | 0.65161 | 0.85008 | 0.013788 | 0.00079999 | 0.1973 | 0.41662 | 0.65161 | 0 | 0 | 0.85 | 0.85 | 0.85 | 0.85 | 0.87098 | 0.013788 | 0.46441 | 0.36629 | 0
2025-07-03 13:00 | 78376.0089 | 66587.3102 | 11401.8881 | 386.8107 | 0.51493 | 0.18961 | 0.1887 | 0.20614 | 184 | 13 | Winter | 0.37364 | 0.31803 | 0.31803 | 0.87056 | 0.27101 | 0.1887 | 0.51493 | 0.51602 | 0.65161 | 0.85008 | 0.010996 | 0.00079999 | 0.20614 | 0.39216 | 0.65161 | 0 | 0 | 0.85 | 0.85 | 0.85 | 0.85 | 0.87056 | 0.010996 | 0.45541 | 0.36045 | 0
2025-07-03 14:00 | 78224.2541 | 67112.1205 | 10702.4239 | 409.7097 | 0.48334 | 0.20084 | 0.20021 | 0.2122 | 184 | 14 | Winter | 0.36662 | 0.31876 | 0.31876 | 0.87131 | 0.25223 | 0.20021 | 0.48334 | 0.50431 | 0.65161 | 0.85008 | 0.011519 | 0.00079999 | 0.2122 | 0.38684 | 0.65161 | 0 | 0 | 0.85 | 0.85 | 0.85 | 0.85 | 0.87131 | 0.011519 | 0.45706 | 0.33834 | 0
2025-07-03 15:00 | 78530.8038 | 68819.3093 | 9281.2586 | 430.2358 | 0.41916 | 0.2109 | 0.2107 | 0.21458 | 184 | 15 | Winter | 0.35644 | 0.32325 | 0.32325 | 0.87285 | 0.24653 | 0.2107 | 0.41916 | 0.52622 | 0.65161 | 0.85008 | 0.011764 | 0.001192 | 0.21458 | 0.41154 | 0.65161 | 0 | 0 | 0.85 | 0.85 | 0.85 | 0.85 | 0.87285 | 0.011764 | 0.48176 | 0.29341 | 0
2025-07-03 16:00 | 80548.8406 | 73041.7892 | 7076.3801 | 430.6713 | 0.31958 | 0.21111 | 0.21088 | 0.21538 | 184 | 16 | Winter | 0.34271 | 0.32889 | 0.32889 | 0.87552 | 0.27001 | 0.21088 | 0.31958 | 0.54156 | 0.66088 | 0.85008 | 0.012567 | 0.0013328 | 0.21538 | 0.50479 | 0.66088 | 0 | 0 | 0.85 | 0.85 | 0.85 | 0.85 | 0.87552 | 0.012567 | 0.52016 | 0.22371 | 0
2025-07-03 17:00 | 81675.6123 | 76808.178 | 4451.3902 | 416.0441 | 0.20103 | 0.20394 | 0.20314 | 0.21841 | 184 | 17 | Winter | 0.35239 | 0.34089 | 0.34089 | 0.87812 | 0.31218 | 0.20314 | 0.20103 | 0.47484 | 0.66641 | 0.85008 | 0.012811 | 0.0013818 | 0.21841 | 0.55841 | 0.66641 | 0 | 0 | 0.85 | 0.85 | 0.85 | 0.85 | 0.87812 | 0.012811 | 0.563 | 0.14072 | 0.108
2025-07-03 18:00 | 82457.3176 | 80104.8058 | 1940.6745 | 411.8373 | 0.087645 | 0.20188 | 0.20081 | 0.2212 | 184 | 18 | Winter | 0.36908 | 0.35647 | 0.35647 | 0.8795 | 0.33257 | 0.20081 | 0.087645 | 0.15048 | 0.66641 | 0.85008 | 0.011554 | 0.0054852 | 0.2212 | 0.57233 | 0.66641 | 0 | 0 | 0.85 | 0.85 | 0.85 | 0.85 | 0.8795 | 0.011554 | 0.60036 | 0.061351 | 0.31896
2025-07-03 19:00 | 81759.2228 | 81064.3581 | 274.2813 | 420.5834 | 0.012387 | 0.20617 | 0.20497 | 0.22781 | 184 | 19 | Winter | 0.39083 | 0.3598 | 0.3598 | 0.8799 | 0.35171 | 0.20497 | 0.012387 | 0 | 0.66641 | 0.85008 | 0.011624 | 0.0054852 | 0.22781 | 0.56127 | 0.66641 | 0 | 0 | 0.85 | 0.85 | 0.85 | 0.85 | 0.8799 | 0.011624 | 0.6033 | 0.008671 | 0.16946
2025-07-03 20:00 | 77463.98 | 77034.6352 | 0 | 429.3448 | 0 | 0.21046 | 0.20943 | 0.22912 | 184 | 20 | Winter | 0.38392 | 0.35256 | 0.35256 | 0.88015 | 0.35332 | 0.20943 | 0 | 0 | 0.66539 | 0.85008 | 0.011729 | 0.0079216 | 0.22912 | 0.55127 | 0.66539 | 0 | 0 | 0.85 | 0.85 | 0.85 | 0.85 | 0.88015 | 0.011729 | 0.58652 | 0 | 0.16317
2025-07-03 21:00 | 73873.272 | 73437.0402 | 0 | 436.2318 | 0 | 0.21384 | 0.21323 | 0.22489 | 184 | 21 | Winter | 0.36841 | 0.34678 | 0.34678 | 0.88022 | 0.34293 | 0.21323 | 0 | 0 | 0.66206 | 0.85008 | 0.011764 | 0.0066981 | 0.22489 | 0.52537 | 0.66206 | 0 | 0 | 0.85 | 0.85 | 0.85 | 0.85 | 0.88022 | 0.011764 | 0.56856 | 0 | 0.14339
2025-07-03 22:00 | 69029.6133 | 68590.6069 | 0 | 439.0065 | 0 | 0.2152 | 0.21506 | 0.21779 | 184 | 22 | Winter | 0.35457 | 0.33613 | 0.33613 | 0.87928 | 0.32008 | 0.21506 | 0 | 0 | 0.66206 | 0.85008 | 0.011868 | 0.0013818 | 0.21779 | 0.46434 | 0.66206 | 0 | 0 | 0.85 | 0.85 | 0.85 | 0.85 | 0.87928 | 0.011868 | 0.54642 | 0 | 0.12674
2025-07-03 23:00 | 64270.4772 | 63829.7853 | 0 | 440.6919 | 0 | 0.21603 | 0.21644 | 0.2085 | 184 | 23 | Winter | 0.33817 | 0.32402 | 0.32402 | 0.87673 | 0.30333 | 0.21644 | 0 | 0 | 0.66044 | 0.85008 | 0.011659 | 0.0013818 | 0.2085 | 0.41028 | 0.66044 | 0 | 0 | 0.85 | 0.85 | 0.85 | 0.85 | 0.87673 | 0.011659 | 0.51856 | 0 | 0.039796
2025-07-04 00:00 | 61451.9676 | 60999.7449 | 0 | 452.2227 | 0 | 0.22168 | 0.22241 | 0.20847 | 185 | 0 | Winter | 0.38112 | 0.34822 | 0.34822 | 0.87184 | 0.31588 | 0.22241 | 0 | 0 | 0.65714 | 0.85008 | 0.011799 | 0.0012155 | 0.20847 | 0.39122 | 0.65714 | 0 | 0 | 0.85 | 0.85 | 0.85 | 0.85 | 0.87184 | 0.011799 | 0.48528 | 0 | 0.0029205
2025-07-04 01:00 | 60164.2788 | 59697.0486 | 0 | 467.2302 | 0 | 0.22903 | 0.2297 | 0.21699 | 185 | 1 | Winter | 0.36674 | 0.33231 | 0.33231 | 0.87605 | 0.28158 | 0.2297 | 0 | 0 | 0.65714 | 0.85008 | 0.009774 | 0.00081967 | 0.21699 | 0.37856 | 0.65714 | 0 | 0 | 0.85 | 0.85 | 0.85 | 0.85 | 0.87605 | 0.009774 | 0.4777 | 0 | 0
2025-07-04 02:00 | 59513.6571 | 59042.2546 | 0 | 471.4026 | 0 | 0.23108 | 0.23113 | 0.23022 | 185 | 2 | Winter | 0.34679 | 0.32201 | 0.32201 | 0.8763 | 0.24925 | 0.23113 | 0 | 0 | 0.65714 | 0.85008 | 0.0098438 | 0.00079999 | 0.23022 | 0.37271 | 0.65714 | 0 | 0 | 0.85 | 0.85 | 0.85 | 0.85 | 0.8763 | 0.0098438 | 0.47491 | 0 | 0
2025-07-04 03:00 | 59045.1467 | 58577.9414 | 0 | 467.2054 | 0 | 0.22902 | 0.22892 | 0.23092 | 185 | 3 | Winter | 0.3338 | 0.31706 | 0.31706 | 0.87561 | 0.23438 | 0.22892 | 0 | 0 | 0.65714 | 0.85008 | 0.0098089 | 0.00079999 | 0.23092 | 0.37639 | 0.65714 | 0 | 0 | 0.85 | 0.85 | 0.85 | 0.85 | 0.87561 | 0.0098089 | 0.47708 | 0 | 0
2025-07-04 04:00 | 59093.9856 | 58630.9316 | 0 | 463.054 | 0 | 0.22699 | 0.22725 | 0.22224 | 185 | 4 | Winter | 0.33501 | 0.31839 | 0.31839 | 0.87687 | 0.215 | 0.22725 | 0 | 0 | 0.65714 | 0.85008 | 0.0099486 | 0.00079999 | 0.22224 | 0.39652 | 0.65714 | 0 | 0 | 0.85 | 0.85 | 0.85 | 0.85 | 0.87687 | 0.0099486 | 0.49014 | 0 | 0
2025-07-04 05:00 | 62981.4044 | 62227.5819 | 306.5171 | 447.3054 | 0.013843 | 0.21927 | 0.2199 | 0.20788 | 185 | 5 | Winter | 0.34255 | 0.3212 | 0.3212 | 0.87819 | 0.21182 | 0.2199 | 0.013843 | 0 | 0.65714 | 0.85008 | 0.010053 | 0.00079999 | 0.20788 | 0.45896 | 0.65714 | 0 | 0 | 0.85 | 0.85 | 0.85 | 0.85 | 0.87819 | 0.010053 | 0.52415 | 0.0096901 | 0
2025-07-04 06:00 | 71114.5846 | 68727.177 | 1988.9239 | 398.4837 | 0.089824 | 0.19534 | 0.19581 | 0.18675 | 185 | 6 | Winter | 0.3535 | 0.33148 | 0.33148 | 0.87914 | 0.24668 | 0.19581 | 0.089824 | 0 | 0.65714 | 0.85008 | 0.010088 | 0.00079999 | 0.18675 | 0.54134 | 0.65714 | 0 | 0 | 0.85 | 0.85 | 0.85 | 0.85 | 0.87914 | 0.010088 | 0.55421 | 0.062877 | 0.00017779
2025-07-04 07:00 | 79291.8601 | 74382.1776 | 4540.5137 | 369.1688 | 0.20506 | 0.18097 | 0.18157 | 0.17009 | 185 | 7 | Winter | 0.39334 | 0.34859 | 0.34859 | 0.8799 | 0.30623 | 0.18157 | 0.20506 | 0 | 0.65714 | 0.85008 | 0.011938 | 0.017261 | 0.17009 | 0.53641 | 0.65714 | 0 | 0 | 0.85 | 0.85 | 0.85 | 0.85 | 0.8799 | 0.011938 | 0.56215 | 0.14354 | 0.0038224
2025-07-04 08:00 | 81087.5639 | 73496.7915 | 7208.9641 | 381.8082 | 0.32557 | 0.18716 | 0.18844 | 0.16409 | 185 | 8 | Winter | 0.43014 | 0.36227 | 0.36227 | 0.88068 | 0.34685 | 0.18844 | 0.32557 | 0 | 0.65714 | 0.85008 | 0.010821 | 0.0096506 | 0.16409 | 0.4851 | 0.65714 | 0 | 0 | 0.85 | 0.85 | 0.85 | 0.85 | 0.88068 | 0.010821 | 0.53053 | 0.2279 | 8.8894e-05
2025-07-04 09:00 | 81257.2658 | 71392.3389 | 9472.7463 | 392.1806 | 0.42781 | 0.19225 | 0.19374 | 0.16521 | 185 | 9 | Winter | 0.43228 | 0.35522 | 0.35522 | 0.88103 | 0.35924 | 0.19374 | 0.42781 | 0.040275 | 0.65714 | 0.85008 | 0.010961 | 0.00079999 | 0.16521 | 0.4407 | 0.65714 | 0 | 0 | 0.85 | 0.85 | 0.85 | 0.85 | 0.88103 | 0.010961 | 0.50047 | 0.29947 | 0
2025-07-04 10:00 | 80759.9987 | 69250.1818 | 11112.9632 | 396.8537 | 0.50188 | 0.19454 | 0.19599 | 0.16824 | 185 | 10 | Winter | 0.4061 | 0.33487 | 0.33487 | 0.88085 | 0.36964 | 0.19599 | 0.50188 | 0.40566 | 0.65161 | 0.85008 | 0.013544 | 0.00079999 | 0.16824 | 0.43351 | 0.65161 | 0 | 0 | 0.85 | 0.85 | 0.85 | 0.85 | 0.88085 | 0.013544 | 0.48026 | 0.35132 | 0
2025-07-04 11:00 | 79764.7448 | 67331.0956 | 12038.1398 | 395.5095 | 0.54367 | 0.19388 | 0.19519 | 0.1702 | 185 | 11 | Winter | 0.3925 | 0.32321 | 0.32321 | 0.87126 | 0.35242 | 0.19519 | 0.54367 | 0.54927 | 0.65161 | 0.85008 | 0.013649 | 0.00079999 | 0.1702 | 0.42796 | 0.65161 | 0 | 0 | 0.85 | 0.85 | 0.85 | 0.85 | 0.87126 | 0.013649 | 0.46854 | 0.38057 | 0
2025-07-04 12:00 | 80278.1646 | 67738.8994 | 12152.0584 | 387.2067 | 0.54881 | 0.18981 | 0.19059 | 0.17571 | 185 | 12 | Winter | 0.3815 | 0.31623 | 0.31623 | 0.87098 | 0.31489 | 0.19059 | 0.54881 | 0.54413 | 0.65161 | 0.85008 | 0.013788 | 0.00079999 | 0.17571 | 0.41662 | 0.65161 | 0 | 0 | 0.85 | 0.85 | 0.85 | 0.85 | 0.87098 | 0.013788 | 0.46441 | 0.38417 | 0
2025-07-04 13:00 | 80778.1565 | 68958.3561 | 11442.8705 | 376.9298 | 0.51678 | 0.18477 | 0.18522 | 0.17657 | 185 | 13 | Winter | 0.37364 | 0.31803 | 0.31803 | 0.87056 | 0.27101 | 0.18522 | 0.51678 | 0.51602 | 0.65161 | 0.85008 | 0.010996 | 0.00079999 | 0.17657 | 0.39216 | 0.65161 | 0 | 0 | 0.85 | 0.85 | 0.85 | 0.85 | 0.87056 | 0.010996 | 0.45541 | 0.36175 | 0
2025-07-04 14:00 | 81004.2545 | 70360.1975 | 10276.1114 | 367.9456 | 0.46409 | 0.18037 | 0.18084 | 0.17172 | 185 | 14 | Winter | 0.36662 | 0.31876 | 0.31876 | 0.87131 | 0.25223 | 0.18084 | 0.46409 | 0.50431 | 0.65161 | 0.85008 | 0.011519 | 0.00079999 | 0.17172 | 0.38684 | 0.65161 | 0 | 0 | 0.85 | 0.85 | 0.85 | 0.85 | 0.87131 | 0.011519 | 0.45706 | 0.32486 | 0
2025-07-04 15:00 | 81654.4919 | 72787.5466 | 8509.8038 | 357.1416 | 0.38432 | 0.17507 | 0.17566 | 0.16438 | 185 | 15 | Winter | 0.35644 | 0.32325 | 0.32325 | 0.87285 | 0.24653 | 0.17566 | 0.38432 | 0.52622 | 0.65161 | 0.85008 | 0.011764 | 0.001192 | 0.16438 | 0.41154 | 0.65161 | 0 | 0 | 0.85 | 0.85 | 0.85 | 0.85 | 0.87285 | 0.011764 | 0.48176 | 0.26902 | 0
2025-07-04 16:00 | 84564.1073 | 77874.6781 | 6346.7409 | 342.6882 | 0.28663 | 0.16798 | 0.16871 | 0.15487 | 185 | 16 | Winter | 0.34271 | 0.32889 | 0.32889 | 0.87552 | 0.27001 | 0.16871 | 0.28663 | 0.54156 | 0.66088 | 0.85008 | 0.012567 | 0.0013328 | 0.15487 | 0.50479 | 0.66088 | 0 | 0 | 0.85 | 0.85 | 0.85 | 0.85 | 0.87552 | 0.012567 | 0.52016 | 0.20064 | 0
2025-07-04 17:00 | 86821.821 | 82537.5145 | 3973.5452 | 310.7613 | 0.17945 | 0.15233 | 0.15292 | 0.14175 | 185 | 17 | Winter | 0.35239 | 0.34089 | 0.34089 | 0.87812 | 0.31218 | 0.15292 | 0.17945 | 0.47484 | 0.66641 | 0.85008 | 0.012811 | 0.0013818 | 0.14175 | 0.55841 | 0.66641 | 0 | 0 | 0.85 | 0.85 | 0.85 | 0.85 | 0.87812 | 0.012811 | 0.563 | 0.12562 | 0.108
2025-07-04 18:00 | 88462.0428 | 86444.5577 | 1759.751 | 257.7341 | 0.079474 | 0.12634 | 0.12612 | 0.13031 | 185 | 18 | Winter | 0.36908 | 0.35647 | 0.35647 | 0.8795 | 0.33257 | 0.12612 | 0.079474 | 0.15048 | 0.66641 | 0.85008 | 0.011554 | 0.0054852 | 0.13031 | 0.57233 | 0.66641 | 0 | 0 | 0.85 | 0.85 | 0.85 | 0.85 | 0.8795 | 0.011554 | 0.60036 | 0.055632 | 0.31896
2025-07-04 19:00 | 87980.8002 | 87514.7919 | 234.5858 | 231.4224 | 0.010594 | 0.11344 | 0.11254 | 0.12975 | 185 | 19 | Winter | 0.39083 | 0.3598 | 0.3598 | 0.8799 | 0.35171 | 0.11254 | 0.010594 | 0 | 0.66641 | 0.85008 | 0.011624 | 0.0054852 | 0.12975 | 0.56127 | 0.66641 | 0 | 0 | 0.85 | 0.85 | 0.85 | 0.85 | 0.8799 | 0.011624 | 0.6033 | 0.0074161 | 0.16946
2025-07-04 20:00 | 84158.4106 | 83925.5723 | 0 | 232.8382 | 0 | 0.11414 | 0.11316 | 0.13173 | 185 | 20 | Winter | 0.38392 | 0.35256 | 0.35256 | 0.88015 | 0.35332 | 0.11316 | 0 | 0 | 0.66539 | 0.85008 | 0.011729 | 0.0079216 | 0.13173 | 0.55127 | 0.66539 | 0 | 0 | 0.85 | 0.85 | 0.85 | 0.85 | 0.88015 | 0.011729 | 0.58652 | 0 | 0.16317
2025-07-04 21:00 | 80902.5162 | 80661.1712 | 0 | 241.345 | 0 | 0.11831 | 0.11748 | 0.13321 | 185 | 21 | Winter | 0.36841 | 0.34678 | 0.34678 | 0.88022 | 0.34293 | 0.11748 | 0 | 0 | 0.66206 | 0.85008 | 0.011764 | 0.0066981 | 0.13321 | 0.52537 | 0.66206 | 0 | 0 | 0.85 | 0.85 | 0.85 | 0.85 | 0.88022 | 0.011764 | 0.56856 | 0 | 0.14339
2025-07-04 22:00 | 76074.6123 | 75824.7293 | 0 | 249.883 | 0 | 0.12249 | 0.12176 | 0.1357 | 185 | 22 | Winter | 0.35457 | 0.33613 | 0.33613 | 0.87928 | 0.32008 | 0.12176 | 0 | 0 | 0.66206 | 0.85008 | 0.011868 | 0.0013818 | 0.1357 | 0.46434 | 0.66206 | 0 | 0 | 0.85 | 0.85 | 0.85 | 0.85 | 0.87928 | 0.011868 | 0.54642 | 0 | 0.12674
2025-07-04 23:00 | 71192.0639 | 70929.9426 | 0 | 262.1213 | 0 | 0.12849 | 0.12827 | 0.13248 | 185 | 23 | Winter | 0.33817 | 0.32402 | 0.32402 | 0.87673 | 0.30333 | 0.12827 | 0 | 0 | 0.66044 | 0.85008 | 0.011659 | 0.0013818 | 0.13248 | 0.41028 | 0.66044 | 0 | 0 | 0.85 | 0.85 | 0.85 | 0.85 | 0.87673 | 0.011659 | 0.51856 | 0 | 0.039796
2025-07-05 00:00 | 47553.2631 | 47279.9052 | 0 | 273.3579 | 0 | 0.134 | 0.13436 | 0.12753 | 186 | 0 | Summer | 0.55471 | 0.48104 | 0.48104 | 0.94878 | 0.35614 | 0.13436 | 0 | 0 | 0.66443 | 0.85008 | 0.012218 | 0.019437 | 0.12753 | 0.52743 | 0.66443 | 0 | 0 | 0.85 | 0.85 | 0.85 | 0.85 | 0.94878 | 0.012218 | 0.59514 | 0 | 0.042639
2025-07-05 01:00 | 46149.422 | 45855.3654 | 0 | 294.0565 | 0 | 0.14415 | 0.1451 | 0.1268 | 186 | 1 | Summer | 0.51573 | 0.45924 | 0.45924 | 0.94906 | 0.29865 | 0.1451 | 0 | 0 | 0.66443 | 0.85008 | 0.012287 | 0.019437 | 0.1268 | 0.48331 | 0.66443 | 0 | 0 | 0.85 | 0.85 | 0.85 | 0.85 | 0.94906 | 0.012287 | 0.55167 | 0 | 0
2025-07-05 02:00 | 45135.6062 | 44828.2135 | 0 | 307.3927 | 0 | 0.15068 | 0.15224 | 0.1226 | 186 | 2 | Summer | 0.47769 | 0.44425 | 0.44425 | 0.94941 | 0.25138 | 0.15224 | 0 | 0 | 0.66443 | 0.85008 | 0.012567 | 0.019191 | 0.1226 | 0.46524 | 0.66443 | 0 | 0 | 0.85 | 0.85 | 0.85 | 0.85 | 0.94941 | 0.012567 | 0.53289 | 0 | 0
2025-07-05 03:00 | 44184.5358 | 43872.2411 | 0 | 312.2947 | 0 | 0.15309 | 0.15517 | 0.11542 | 186 | 3 | Summer | 0.46012 | 0.43819 | 0.43819 | 0.9491 | 0.22464 | 0.15517 | 0 | 0 | 0.66443 | 0.85008 | 0.012532 | 0.01917 | 0.11542 | 0.45789 | 0.66443 | 0 | 0 | 0.85 | 0.85 | 0.85 | 0.85 | 0.9491 | 0.012532 | 0.52986 | 0 | 0
2025-07-05 04:00 | 43553.2855 | 43235.0206 | 0 | 318.2648 | 0 | 0.15601 | 0.15842 | 0.11242 | 186 | 4 | Summer | 0.44971 | 0.43054 | 0.43054 | 0.94949 | 0.2044 | 0.15842 | 0 | 0 | 0.66443 | 0.85008 | 0.012532 | 0.01917 | 0.11242 | 0.46405 | 0.66443 | 0 | 0 | 0.85 | 0.85 | 0.85 | 0.85 | 0.94949 | 0.012532 | 0.53565 | 0 | 0
2025-07-05 05:00 | 44527.9705 | 43954.1106 | 266.3676 | 307.4923 | 0.01203 | 0.15073 | 0.1527 | 0.11518 | 186 | 5 | Summer | 0.45811 | 0.44299 | 0.44299 | 0.94957 | 0.18921 | 0.1527 | 0.01203 | 0 | 0.66443 | 0.85008 | 0.012567 | 0.01917 | 0.11518 | 0.49226 | 0.66443 | 0 | 0 | 0.85 | 0.85 | 0.85 | 0.85 | 0.94957 | 0.012567 | 0.54922 | 0.0084208 | 0
2025-07-05 06:00 | 44867.9425 | 42746.0457 | 1836.0255 | 285.8713 | 0.082919 | 0.14013 | 0.14177 | 0.11054 | 186 | 6 | Summer | 0.48774 | 0.45859 | 0.45859 | 0.94971 | 0.19102 | 0.14177 | 0.082919 | 0 | 0.66443 | 0.85008 | 0.012532 | 0.018904 | 0.11054 | 0.49923 | 0.66443 | 0 | 0 | 0.85 | 0.85 | 0.85 | 0.85 | 0.94971 | 0.012532 | 0.5429 | 0.058043 | 0
2025-07-05 07:00 | 47231.925 | 42635.423 | 4319.8945 | 276.6076 | 0.1951 | 0.13559 | 0.13773 | 0.096911 | 186 | 7 | Summer | 0.5162 | 0.46934 | 0.46934 | 0.95016 | 0.20898 | 0.13773 | 0.1951 | 0 | 0.66478 | 0.85008 | 0.012392 | 0.018904 | 0.096911 | 0.50879 | 0.66478 | 0 | 0 | 0.85 | 0.85 | 0.85 | 0.85 | 0.95016 | 0.012392 | 0.545 | 0.13657 | 0
2025-07-05 08:00 | 50472.4885 | 42928.6455 | 7261.733 | 282.1099 | 0.32795 | 0.13829 | 0.14141 | 0.081911 | 186 | 8 | Summer | 0.5354 | 0.4736 | 0.4736 | 0.95052 | 0.22514 | 0.14141 | 0.32795 | 0.19439 | 0.66478 | 0.85008 | 0.012602 | 0.018904 | 0.081911 | 0.53361 | 0.66478 | 0 | 0 | 0.85 | 0.85 | 0.85 | 0.85 | 0.95052 | 0.012602 | 0.54288 | 0.22957 | 0
2025-07-05 09:00 | 54895.0475 | 44367.6032 | 10243.993 | 283.4513 | 0.46264 | 0.13895 | 0.14239 | 0.076661 | 186 | 9 | Summer | 0.54581 | 0.4857 | 0.4857 | 0.94978 | 0.24893 | 0.14239 | 0.46264 | 0.50389 | 0.66478 | 0.85008 | 0.014382 | 0.018904 | 0.076661 | 0.56932 | 0.66478 | 0 | 0 | 0.85 | 0.85 | 0.85 | 0.85 | 0.94978 | 0.014382 | 0.55471 | 0.32385 | 0
2025-07-05 10:00 | 57583.8268 | 44833.1386 | 12468.0903 | 282.5979 | 0.56308 | 0.13853 | 0.14189 | 0.077759 | 186 | 10 | Summer | 0.56661 | 0.50285 | 0.50285 | 0.94712 | 0.26186 | 0.14189 | 0.56308 | 0.61316 | 0.66501 | 0.85008 | 0.014068 | 0.018915 | 0.077759 | 0.61473 | 0.66501 | 0 | 0 | 0.85 | 0.85 | 0.85 | 0.85 | 0.94712 | 0.014068 | 0.60127 | 0.39416 | 0
2025-07-05 11:00 | 59009.3422 | 44889.0985 | 13845.9948 | 274.249 | 0.62531 | 0.13444 | 0.13725 | 0.083571 | 186 | 11 | Summer | 0.60096 | 0.52041 | 0.52041 | 0.94453 | 0.27752 | 0.13725 | 0.62531 | 0.62169 | 0.6656 | 0.85008 | 0.014417 | 0.023029 | 0.083571 | 0.67643 | 0.6656 | 0 | 0 | 0.85 | 0.85 | 0.85 | 0.85 | 0.94453 | 0.014417 | 0.64142 | 0.43772 | 0.0015394
2025-07-05 12:00 | 59350.721 | 44794.4582 | 14297.7236 | 258.5392 | 0.64571 | 0.12673 | 0.12865 | 0.092089 | 186 | 12 | Summer | 0.62291 | 0.53799 | 0.53799 | 0.94362 | 0.31341 | 0.12865 | 0.64571 | 0.62222 | 0.6656 | 0.85008 | 0.013928 | 0.037669 | 0.092089 | 0.70982 | 0.6656 | 0 | 0 | 0.85 | 0.85 | 0.85 | 0.85 | 0.94362 | 0.013928 | 0.67439 | 0.452 | 0.13423
2025-07-05 13:00 | 58183.9714 | 43905.3205 | 14020.242 | 258.4089 | 0.63318 | 0.12667 | 0.12777 | 0.10685 | 186 | 13 | Summer | 0.63006 | 0.55564 | 0.55564 | 0.9422 | 0.37114 | 0.12777 | 0.63318 | 0.63828 | 0.6656 | 0.85008 | 0.014242 | 0.073749 | 0.10685 | 0.73201 | 0.6656 | 0 | 0 | 0.85 | 0.85 | 0.85 | 0.85 | 0.9422 | 0.014242 | 0.69376 | 0.44323 | 0.25305
2025-07-05 14:00 | 58193.4507 | 44938.4224 | 12991.0032 | 264.0251 | 0.5867 | 0.12942 | 0.12992 | 0.12051 | 186 | 14 | Summer | 0.6488 | 0.56826 | 0.56826 | 0.9398 | 0.41215 | 0.12992 | 0.5867 | 0.63061 | 0.66582 | 0.85008 | 0.014033 | 0.099397 | 0.12051 | 0.74849 | 0.66582 | 0 | 0 | 0.85 | 0.85 | 0.85 | 0.85 | 0.9398 | 0.014033 | 0.70785 | 0.41069 | 0.30697
2025-07-05 15:00 | 58529.6602 | 47141.2934 | 11117.6951 | 270.6717 | 0.5021 | 0.13268 | 0.13285 | 0.12964 | 186 | 15 | Summer | 0.65735 | 0.56817 | 0.56817 | 0.93752 | 0.45803 | 0.13285 | 0.5021 | 0.64444 | 0.66641 | 0.85008 | 0.013928 | 0.12232 | 0.12964 | 0.75815 | 0.66641 | 0 | 0 | 0.85 | 0.85 | 0.85 | 0.85 | 0.93752 | 0.013928 | 0.71964 | 0.35147 | 0.37998
2025-07-05 16:00 | 58475.9905 | 49629.8803 | 8565.0323 | 281.0778 | 0.38681 | 0.13778 | 0.13753 | 0.14234 | 186 | 16 | Summer | 0.66113 | 0.57399 | 0.57399 | 0.93651 | 0.48967 | 0.13753 | 0.38681 | 0.62638 | 0.66641 | 0.85008 | 0.013195 | 0.14338 | 0.14234 | 0.76334 | 0.66641 | 0 | 0 | 0.85 | 0.85 | 0.85 | 0.85 | 0.93651 | 0.013195 | 0.72909 | 0.27077 | 0.58653
2025-07-05 17:00 | 58087.2683 | 52246.0185 | 5556.0481 | 285.2018 | 0.25092 | 0.1398 | 0.139 | 0.15439 | 186 | 17 | Summer | 0.65876 | 0.57144 | 0.57144 | 0.93752 | 0.50401 | 0.139 | 0.25092 | 0.5801 | 0.66641 | 0.85008 | 0.01309 | 0.20336 | 0.15439 | 0.76686 | 0.66641 | 0 | 0 | 0.85 | 0.85 | 0.85 | 0.85 | 0.93752 | 0.01309 | 0.74086 | 0.17565 | 0.64515
2025-07-05 18:00 | 57852.3538 | 55034.1359 | 2539.7665 | 278.4514 | 0.1147 | 0.1365 | 0.13544 | 0.15554 | 186 | 18 | Summer | 0.65784 | 0.57543 | 0.57543 | 0.9378 | 0.50368 | 0.13544 | 0.1147 | 0.50952 | 0.66641 | 0.85008 | 0.012846 | 0.22688 | 0.15554 | 0.77618 | 0.66641 | 0 | 0 | 0.85 | 0.85 | 0.85 | 0.85 | 0.9378 | 0.012846 | 0.75295 | 0.080291 | 0.64577
2025-07-05 19:00 | 57700.5814 | 57076.3267 | 342.8061 | 281.4486 | 0.015482 | 0.13796 | 0.13679 | 0.15924 | 186 | 19 | Summer | 0.65654 | 0.58215 | 0.58215 | 0.93722 | 0.47421 | 0.13679 | 0.015482 | 0.33059 | 0.66641 | 0.85008 | 0.011205 | 0.20175 | 0.15924 | 0.77565 | 0.66641 | 0 | 0 | 0.85 | 0.85 | 0.85 | 0.85 | 0.93722 | 0.011205 | 0.76424 | 0.010837 | 0.70485
2025-07-05 20:00 | 54609.6389 | 54315.1142 | 0 | 294.5246 | 0 | 0.14437 | 0.14292 | 0.17076 | 186 | 20 | Summer | 0.6677 | 0.58557 | 0.58557 | 0.93506 | 0.44805 | 0.14292 | 0 | 0.065097 | 0.66641 | 0.85008 | 0.01131 | 0.13977 | 0.17076 | 0.77193 | 0.66641 | 0 | 0 | 0.85 | 0.85 | 0.85 | 0.85 | 0.93506 | 0.01131 | 0.76712 | 0 | 0.71244
2025-07-05 21:00 | 51726.8666 | 51416.3619 | 0 | 310.5046 | 0 | 0.15221 | 0.15073 | 0.17893 | 186 | 21 | Summer | 0.65116 | 0.57136 | 0.57136 | 0.93281 | 0.42034 | 0.15073 | 0 | 0 | 0.66641 | 0.85008 | 0.011415 | 0.067558 | 0.17893 | 0.74633 | 0.66641 | 0 | 0 | 0.85 | 0.85 | 0.85 | 0.85 | 0.93281 | 0.011415 | 0.74851 | 0 | 0.38078
2025-07-05 22:00 | 48265.6774 | 47933.2028 | 0 | 332.4746 | 0 | 0.16298 | 0.16158 | 0.18828 | 186 | 22 | Summer | 0.61469 | 0.5457 | 0.5457 | 0.9302 | 0.41049 | 0.16158 | 0 | 0 | 0.6656 | 0.85008 | 0.011659 | 0.03136 | 0.18828 | 0.66421 | 0.6656 | 0 | 0 | 0.85 | 0.85 | 0.85 | 0.85 | 0.9302 | 0.011659 | 0.69584 | 0 | 0.15401
2025-07-05 23:00 | 44668.206 | 44310.0163 | 0 | 358.1897 | 0 | 0.17558 | 0.17399 | 0.20432 | 186 | 23 | Summer | 0.59142 | 0.54754 | 0.54754 | 0.91095 | 0.36743 | 0.17399 | 0 | 0 | 0.66219 | 0.85008 | 0.011938 | 0.024002 | 0.20432 | 0.58272 | 0.66219 | 0 | 0 | 0.85 | 0.85 | 0.85 | 0.85 | 0.91095 | 0.011938 | 0.6334 | 0 | 0.13531
2025-07-06 00:00 | 42220.2803 | 41840.8649 | 0 | 379.4154 | 0 | 0.18599 | 0.18438 | 0.21506 | 187 | 0 | Summer | 0.55471 | 0.48104 | 0.48104 | 0.94878 | 0.35614 | 0.18438 | 0 | 0 | 0.66443 | 0.85008 | 0.012218 | 0.019437 | 0.21506 | 0.52743 | 0.66443 | 0 | 0 | 0.85 | 0.85 | 0.85 | 0.85 | 0.94878 | 0.012218 | 0.59514 | 0 | 0.042639
2025-07-06 01:00 | 41413.7288 | 41017.0598 | 0 | 396.669 | 0 | 0.19445 | 0.1933 | 0.21517 | 187 | 1 | Summer | 0.51573 | 0.45924 | 0.45924 | 0.94906 | 0.29865 | 0.1933 | 0 | 0 | 0.66443 | 0.85008 | 0.012287 | 0.019437 | 0.21517 | 0.48331 | 0.66443 | 0 | 0 | 0.85 | 0.85 | 0.85 | 0.85 | 0.94906 | 0.012287 | 0.55167 | 0 | 0
2025-07-06 02:00 | 41153.0785 | 40739.9988 | 0 | 413.0797 | 0 | 0.20249 | 0.20214 | 0.20885 | 187 | 2 | Summer | 0.47769 | 0.44425 | 0.44425 | 0.94941 | 0.25138 | 0.20214 | 0 | 0 | 0.66443 | 0.85008 | 0.012567 | 0.019191 | 0.20885 | 0.46524 | 0.66443 | 0 | 0 | 0.85 | 0.85 | 0.85 | 0.85 | 0.94941 | 0.012567 | 0.53289 | 0 | 0
2025-07-06 03:00 | 41153.375 | 40723.4963 | 0 | 429.8787 | 0 | 0.21072 | 0.21118 | 0.20253 | 187 | 3 | Summer | 0.46012 | 0.43819 | 0.43819 | 0.9491 | 0.22464 | 0.21118 | 0 | 0 | 0.66443 | 0.85008 | 0.012532 | 0.01917 | 0.20253 | 0.45789 | 0.66443 | 0 | 0 | 0.85 | 0.85 | 0.85 | 0.85 | 0.9491 | 0.012532 | 0.52986 | 0 | 0
2025-07-06 04:00 | 41542.2015 | 41111.6944 | 0 | 430.5071 | 0 | 0.21103 | 0.21166 | 0.19969 | 187 | 4 | Summer | 0.44971 | 0.43054 | 0.43054 | 0.94949 | 0.2044 | 0.21166 | 0 | 0 | 0.66443 | 0.85008 | 0.012532 | 0.01917 | 0.19969 | 0.46405 | 0.66443 | 0 | 0 | 0.85 | 0.85 | 0.85 | 0.85 | 0.94949 | 0.012532 | 0.53565 | 0 | 0
2025-07-06 05:00 | 43963.4253 | 43260.3666 | 274.9953 | 428.0634 | 0.012419 | 0.20984 | 0.21058 | 0.19645 | 187 | 5 | Summer | 0.45811 | 0.44299 | 0.44299 | 0.94957 | 0.18921 | 0.21058 | 0.012419 | 0 | 0.66443 | 0.85008 | 0.012567 | 0.01917 | 0.19645 | 0.49226 | 0.66443 | 0 | 0 | 0.85 | 0.85 | 0.85 | 0.85 | 0.94957 | 0.012567 | 0.54922 | 0.0086935 | 0
2025-07-06 06:00 | 46744.0451 | 44412.1819 | 1940.1872 | 391.6761 | 0.087623 | 0.192 | 0.19244 | 0.1841 | 187 | 6 | Summer | 0.48774 | 0.45859 | 0.45859 | 0.94971 | 0.19102 | 0.19244 | 0.087623 | 0 | 0.66443 | 0.85008 | 0.012532 | 0.018904 | 0.1841 | 0.49923 | 0.66443 | 0 | 0 | 0.85 | 0.85 | 0.85 | 0.85 | 0.94971 | 0.012532 | 0.5429 | 0.061336 | 0
2025-07-06 07:00 | 50839.8612 | 45843.1125 | 4626.97 | 369.7787 | 0.20896 | 0.18126 | 0.18171 | 0.17325 | 187 | 7 | Summer | 0.5162 | 0.46934 | 0.46934 | 0.95016 | 0.20898 | 0.18171 | 0.20896 | 0 | 0.66478 | 0.85008 | 0.012392 | 0.018904 | 0.17325 | 0.50879 | 0.66478 | 0 | 0 | 0.85 | 0.85 | 0.85 | 0.85 | 0.95016 | 0.012392 | 0.545 | 0.14627 | 0
2025-07-06 08:00 | 55332.3643 | 47046.3942 | 7889.3016 | 396.6684 | 0.3563 | 0.19445 | 0.19575 | 0.17087 | 187 | 8 | Summer | 0.5354 | 0.4736 | 0.4736 | 0.95052 | 0.22514 | 0.19575 | 0.3563 | 0.19439 | 0.66478 | 0.85008 | 0.012602 | 0.018904 | 0.17087 | 0.53361 | 0.66478 | 0 | 0 | 0.85 | 0.85 | 0.85 | 0.85 | 0.95052 | 0.012602 | 0.54288 | 0.24941 | 0
2025-07-06 09:00 | 60007.2016 | 48545.7565 | 11042.2608 | 419.1843 | 0.49869 | 0.20548 | 0.20698 | 0.17842 | 187 | 9 | Summer | 0.54581 | 0.4857 | 0.4857 | 0.94978 | 0.24893 | 0.20698 | 0.49869 | 0.50389 | 0.66478 | 0.85008 | 0.014382 | 0.018904 | 0.17842 | 0.56932 | 0.66478 | 0 | 0 | 0.85 | 0.85 | 0.85 | 0.85 | 0.94978 | 0.014382 | 0.55471 | 0.34908 | 0
2025-07-06 10:00 | 62053.385 | 48287.9636 | 13333.4125 | 432.0089 | 0.60216 | 0.21177 | 0.21283 | 0.19267 | 187 | 10 | Summer | 0.56661 | 0.50285 | 0.50285 | 0.94712 | 0.26186 | 0.21283 | 0.60216 | 0.61316 | 0.66501 | 0.85008 | 0.014068 | 0.018915 | 0.19267 | 0.61473 | 0.66501 | 0 | 0 | 0.85 | 0.85 | 0.85 | 0.85 | 0.94712 | 0.014068 | 0.60127 | 0.42151 | 0
2025-07-06 11:00 | 62930.8814 | 47878.432 | 14606.5299 | 445.9195 | 0.65966 | 0.21859 | 0.21944 | 0.20328 | 187 | 11 | Summer | 0.60096 | 0.52041 | 0.52041 | 0.94453 | 0.27752 | 0.21944 | 0.65966 | 0.62169 | 0.6656 | 0.85008 | 0.014417 | 0.023029 | 0.20328 | 0.67643 | 0.6656 | 0 | 0 | 0.85 | 0.85 | 0.85 | 0.85 | 0.94453 | 0.014417 | 0.64142 | 0.46176 | 0.0015394
2025-07-06 12:00 | 63085.4466 | 47857.2535 | 14770.1422 | 458.0509 | 0.66705 | 0.22453 | 0.22582 | 0.20124 | 187 | 12 | Summer | 0.62291 | 0.53799 | 0.53799 | 0.94362 | 0.31341 | 0.22582 | 0.66705 | 0.62222 | 0.6656 | 0.85008 | 0.013928 | 0.037669 | 0.20124 | 0.70982 | 0.6656 | 0 | 0 | 0.85 | 0.85 | 0.85 | 0.85 | 0.94362 | 0.013928 | 0.67439 | 0.46693 | 0.13423
2025-07-06 13:00 | 61975.367 | 47457.4283 | 14065.5362 | 452.4025 | 0.63523 | 0.22177 | 0.22287 | 0.2018 | 187 | 13 | Summer | 0.63006 | 0.55564 | 0.55564 | 0.9422 | 0.37114 | 0.22287 | 0.63523 | 0.63828 | 0.6656 | 0.85008 | 0.014242 | 0.073749 | 0.2018 | 0.73201 | 0.6656 | 0 | 0 | 0.85 | 0.85 | 0.85 | 0.85 | 0.9422 | 0.014242 | 0.69376 | 0.44466 | 0.25305
2025-07-06 14:00 | 61906.4831 | 48718.711 | 12743.4247 | 444.3474 | 0.57552 | 0.21782 | 0.21843 | 0.20673 | 187 | 14 | Summer | 0.6488 | 0.56826 | 0.56826 | 0.9398 | 0.41215 | 0.21843 | 0.57552 | 0.63061 | 0.66582 | 0.85008 | 0.014033 | 0.099397 | 0.20673 | 0.74849 | 0.66582 | 0 | 0 | 0.85 | 0.85 | 0.85 | 0.85 | 0.9398 | 0.014033 | 0.70785 | 0.40286 | 0.30697
2025-07-06 15:00 | 61756.9122 | 50488.633 | 10830.6134 | 437.6658 | 0.48913 | 0.21454 | 0.21506 | 0.20526 | 187 | 15 | Summer | 0.65735 | 0.56817 | 0.56817 | 0.93752 | 0.45803 | 0.21506 | 0.48913 | 0.64444 | 0.66641 | 0.85008 | 0.013928 | 0.12232 | 0.20526 | 0.75815 | 0.66641 | 0 | 0 | 0.85 | 0.85 | 0.85 | 0.85 | 0.93752 | 0.013928 | 0.71964 | 0.34239 | 0.37998
2025-07-06 16:00 | 61133.0527 | 52792.5211 | 7907.0194 | 433.5122 | 0.3571 | 0.21251 | 0.21329 | 0.19837 | 187 | 16 | Summer | 0.66113 | 0.57399 | 0.57399 | 0.93651 | 0.48967 | 0.21329 | 0.3571 | 0.62638 | 0.66641 | 0.85008 | 0.013195 | 0.14338 | 0.19837 | 0.76334 | 0.66641 | 0 | 0 | 0.85 | 0.85 | 0.85 | 0.85 | 0.93651 | 0.013195 | 0.72909 | 0.24997 | 0.58653
2025-07-06 17:00 | 60347.9832 | 55220.6649 | 4699.718 | 427.6003 | 0.21225 | 0.20961 | 0.2107 | 0.18994 | 187 | 17 | Summer | 0.65876 | 0.57144 | 0.57144 | 0.93752 | 0.50401 | 0.2107 | 0.21225 | 0.5801 | 0.66641 | 0.85008 | 0.01309 | 0.20336 | 0.18994 | 0.76686 | 0.66641 | 0 | 0 | 0.85 | 0.85 | 0.85 | 0.85 | 0.93752 | 0.01309 | 0.74086 | 0.14857 | 0.64515
2025-07-06 18:00 | 60324.4375 | 57874.5073 | 2028.0948 | 421.8354 | 0.091593 | 0.20678 | 0.20786 | 0.18723 | 187 | 18 | Summer | 0.65784 | 0.57543 | 0.57543 | 0.9378 | 0.50368 | 0.20786 | 0.091593 | 0.50952 | 0.66641 | 0.85008 | 0.012846 | 0.22688 | 0.18723 | 0.77618 | 0.66641 | 0 | 0 | 0.85 | 0.85 | 0.85 | 0.85 | 0.9378 | 0.012846 | 0.75295 | 0.064115 | 0.64577
2025-07-06 19:00 | 61907.4022 | 61183.1141 | 291.5609 | 432.7273 | 0.013167 | 0.21212 | 0.21311 | 0.1943 | 187 | 19 | Summer | 0.65654 | 0.58215 | 0.58215 | 0.93722 | 0.47421 | 0.21311 | 0.013167 | 0.33059 | 0.66641 | 0.85008 | 0.011205 | 0.20175 | 0.1943 | 0.77565 | 0.66641 | 0 | 0 | 0.85 | 0.85 | 0.85 | 0.85 | 0.93722 | 0.011205 | 0.76424 | 0.0092172 | 0.70485
2025-07-06 20:00 | 59801.3445 | 59364.2297 | 0 | 437.1148 | 0 | 0.21427 | 0.21512 | 0.19902 | 187 | 20 | Summer | 0.6677 | 0.58557 | 0.58557 | 0.93506 | 0.44805 | 0.21512 | 0 | 0.065097 | 0.66641 | 0.85008 | 0.01131 | 0.13977 | 0.19902 | 0.77193 | 0.66641 | 0 | 0 | 0.85 | 0.85 | 0.85 | 0.85 | 0.93506 | 0.01131 | 0.76712 | 0 | 0.71244
2025-07-06 21:00 | 57204.2679 | 56769.6591 | 0 | 434.6088 | 0 | 0.21304 | 0.21393 | 0.19701 | 187 | 21 | Summer | 0.65116 | 0.57136 | 0.57136 | 0.93281 | 0.42034 | 0.21393 | 0 | 0 | 0.66641 | 0.85008 | 0.011415 | 0.067558 | 0.19701 | 0.74633 | 0.66641 | 0 | 0 | 0.85 | 0.85 | 0.85 | 0.85 | 0.93281 | 0.011415 | 0.74851 | 0 | 0.38078
2025-07-06 22:00 | 53833.0642 | 53399.5218 | 0 | 433.5425 | 0 | 0.21252 | 0.21331 | 0.19829 | 187 | 22 | Summer | 0.61469 | 0.5457 | 0.5457 | 0.9302 | 0.41049 | 0.21331 | 0 | 0 | 0.6656 | 0.85008 | 0.011659 | 0.03136 | 0.19829 | 0.66421 | 0.6656 | 0 | 0 | 0.85 | 0.85 | 0.85 | 0.85 | 0.9302 | 0.011659 | 0.69584 | 0 | 0.15401
2025-07-06 23:00 | 50154.7171 | 49723.2414 | 0 | 431.4757 | 0 | 0.21151 | 0.21188 | 0.20475 | 187 | 23 | Summer | 0.59142 | 0.54754 | 0.54754 | 0.91095 | 0.36743 | 0.21188 | 0 | 0 | 0.66219 | 0.85008 | 0.011938 | 0.024002 | 0.20475 | 0.58272 | 0.66219 | 0 | 0 | 0.85 | 0.85 | 0.85 | 0.85 | 0.91095 | 0.011938 | 0.6334 | 0 | 0.13531
2025-07-07 00:00 | 68042.7046 | 67609.8364 | 0 | 432.8682 | 0 | 0.21219 | 0.21192 | 0.21704 | 188 | 0 | Winter | 0.38112 | 0.34822 | 0.34822 | 0.87184 | 0.31588 | 0.21192 | 0 | 0 | 0.65714 | 0.85008 | 0.011799 | 0.0012155 | 0.21704 | 0.39122 | 0.65714 | 0 | 0 | 0.85 | 0.85 | 0.85 | 0.85 | 0.87184 | 0.011799 | 0.48528 | 0 | 0.0029205
2025-07-07 01:00 | 66644.1448 | 66206.5506 | 0 | 437.5941 | 0 | 0.21451 | 0.21397 | 0.2242 | 188 | 1 | Winter | 0.36674 | 0.33231 | 0.33231 | 0.87605 | 0.28158 | 0.21397 | 0 | 0 | 0.65714 | 0.85008 | 0.009774 | 0.00081967 | 0.2242 | 0.37856 | 0.65714 | 0 | 0 | 0.85 | 0.85 | 0.85 | 0.85 | 0.87605 | 0.009774 | 0.4777 | 0 | 0
2025-07-07 02:00 | 65878.0327 | 65443.9387 | 0 | 434.094 | 0 | 0.21279 | 0.21188 | 0.22923 | 188 | 2 | Winter | 0.34679 | 0.32201 | 0.32201 | 0.8763 | 0.24925 | 0.21188 | 0 | 0 | 0.65714 | 0.85008 | 0.0098438 | 0.00079999 | 0.22923 | 0.37271 | 0.65714 | 0 | 0 | 0.85 | 0.85 | 0.85 | 0.85 | 0.8763 | 0.0098438 | 0.47491 | 0 | 0
2025-07-07 03:00 | 65233.99 | 64791.2756 | 0 | 442.7144 | 0 | 0.21702 | 0.2159 | 0.23721 | 188 | 3 | Winter | 0.3338 | 0.31706 | 0.31706 | 0.87561 | 0.23438 | 0.2159 | 0 | 0 | 0.65714 | 0.85008 | 0.0098089 | 0.00079999 | 0.23721 | 0.37639 | 0.65714 | 0 | 0 | 0.85 | 0.85 | 0.85 | 0.85 | 0.87561 | 0.0098089 | 0.47708 | 0 | 0
2025-07-07 04:00 | 65261.5522 | 64818.9753 | 0 | 442.5769 | 0 | 0.21695 | 0.21572 | 0.2392 | 188 | 4 | Winter | 0.33501 | 0.31839 | 0.31839 | 0.87687 | 0.215 | 0.21572 | 0 | 0 | 0.65714 | 0.85008 | 0.0099486 | 0.00079999 | 0.2392 | 0.39652 | 0.65714 | 0 | 0 | 0.85 | 0.85 | 0.85 | 0.85 | 0.87687 | 0.0099486 | 0.49014 | 0 | 0
2025-07-07 05:00 | 68705.6302 | 68061.6093 | 201.262 | 442.7589 | 0.0090894 | 0.21704 | 0.21502 | 0.25361 | 188 | 5 | Winter | 0.34255 | 0.3212 | 0.3212 | 0.87819 | 0.21182 | 0.21502 | 0.0090894 | 0 | 0.65714 | 0.85008 | 0.010053 | 0.00079999 | 0.25361 | 0.45896 | 0.65714 | 0 | 0 | 0.85 | 0.85 | 0.85 | 0.85 | 0.87819 | 0.010053 | 0.52415 | 0.0063626 | 0
2025-07-07 06:00 | 74812.4707 | 72993.8594 | 1399.4724 | 419.1389 | 0.063203 | 0.20546 | 0.20272 | 0.25497 | 188 | 6 | Winter | 0.3535 | 0.33148 | 0.33148 | 0.87914 | 0.24668 | 0.20272 | 0.063203 | 0 | 0.65714 | 0.85008 | 0.010088 | 0.00079999 | 0.25497 | 0.54134 | 0.65714 | 0 | 0 | 0.85 | 0.85 | 0.85 | 0.85 | 0.87914 | 0.010088 | 0.55421 | 0.044242 | 0.00017779
2025-07-07 07:00 | 81725.7286 | 77888.9417 | 3417.7798 | 419.0071 | 0.15435 | 0.2054 | 0.20326 | 0.24394 | 188 | 7 | Winter | 0.39334 | 0.34859 | 0.34859 | 0.8799 | 0.30623 | 0.20326 | 0.15435 | 0 | 0.65714 | 0.85008 | 0.011938 | 0.017261 | 0.24394 | 0.53641 | 0.65714 | 0 | 0 | 0.85 | 0.85 | 0.85 | 0.85 | 0.8799 | 0.011938 | 0.56215 | 0.10805 | 0.0038224
2025-07-07 08:00 | 82448.0876 | 76439.8317 | 5573.4912 | 434.7646 | 0.25171 | 0.21312 | 0.2112 | 0.24785 | 188 | 8 | Winter | 0.43014 | 0.36227 | 0.36227 | 0.88068 | 0.34685 | 0.2112 | 0.25171 | 0 | 0.65714 | 0.85008 | 0.010821 | 0.0096506 | 0.24785 | 0.4851 | 0.65714 | 0 | 0 | 0.85 | 0.85 | 0.85 | 0.85 | 0.88068 | 0.010821 | 0.53053 | 0.1762 | 8.8894e-05
2025-07-07 09:00 | 81726.1799 | 74508.5166 | 6772.8386 | 444.8247 | 0.30588 | 0.21805 | 0.2156 | 0.26239 | 188 | 9 | Winter | 0.43228 | 0.35522 | 0.35522 | 0.88103 | 0.35924 | 0.2156 | 0.30588 | 0.040275 | 0.65714 | 0.85008 | 0.010961 | 0.00079999 | 0.26239 | 0.4407 | 0.65714 | 0 | 0 | 0.85 | 0.85 | 0.85 | 0.85 | 0.88103 | 0.010961 | 0.50047 | 0.21411 | 0
2025-07-07 10:00 | 80594.1788 | 72361.9847 | 7774.5044 | 457.6898 | 0.35111 | 0.22436 | 0.22221 | 0.26322 | 188 | 10 | Winter | 0.4061 | 0.33487 | 0.33487 | 0.88085 | 0.36964 | 0.22221 | 0.35111 | 0.40566 | 0.65161 | 0.85008 | 0.013544 | 0.00079999 | 0.26322 | 0.43351 | 0.65161 | 0 | 0 | 0.85 | 0.85 | 0.85 | 0.85 | 0.88085 | 0.013544 | 0.48026 | 0.24578 | 0
2025-07-07 11:00 | 79074.125 | 69852.0688 | 8747.4019 | 474.6543 | 0.39505 | 0.23267 | 0.23099 | 0.26317 | 188 | 11 | Winter | 0.3925 | 0.32321 | 0.32321 | 0.87126 | 0.35242 | 0.23099 | 0.39505 | 0.54927 | 0.65161 | 0.85008 | 0.013649 | 0.00079999 | 0.26317 | 0.42796 | 0.65161 | 0 | 0 | 0.85 | 0.85 | 0.85 | 0.85 | 0.87126 | 0.013649 | 0.46854 | 0.27654 | 0
2025-07-07 12:00 | 78832.9968 | 69007.8689 | 9350.2164 | 474.9115 | 0.42227 | 0.2328 | 0.23091 | 0.26703 | 188 | 12 | Winter | 0.3815 | 0.31623 | 0.31623 | 0.87098 | 0.31489 | 0.23091 | 0.42227 | 0.54413 | 0.65161 | 0.85008 | 0.013788 | 0.00079999 | 0.26703 | 0.41662 | 0.65161 | 0 | 0 | 0.85 | 0.85 | 0.85 | 0.85 | 0.87098 | 0.013788 | 0.46441 | 0.29559 | 0
2025-07-07 13:00 | 78706.1548 | 68648.8302 | 9578.7267 | 478.5978 | 0.43259 | 0.23461 | 0.233 | 0.26373 | 188 | 13 | Winter | 0.37364 | 0.31803 | 0.31803 | 0.87056 | 0.27101 | 0.233 | 0.43259 | 0.51602 | 0.65161 | 0.85008 | 0.010996 | 0.00079999 | 0.26373 | 0.39216 | 0.65161 | 0 | 0 | 0.85 | 0.85 | 0.85 | 0.85 | 0.87056 | 0.010996 | 0.45541 | 0.30282 | 0
2025-07-07 14:00 | 78612.6365 | 68906.0702 | 9220.6798 | 485.8865 | 0.41642 | 0.23818 | 0.23742 | 0.252 | 188 | 14 | Winter | 0.36662 | 0.31876 | 0.31876 | 0.87131 | 0.25223 | 0.23742 | 0.41642 | 0.50431 | 0.65161 | 0.85008 | 0.011519 | 0.00079999 | 0.252 | 0.38684 | 0.65161 | 0 | 0 | 0.85 | 0.85 | 0.85 | 0.85 | 0.87131 | 0.011519 | 0.45706 | 0.2915 | 0
2025-07-07 15:00 | 78998.386 | 70256.5712 | 8257.4304 | 484.3844 | 0.37292 | 0.23744 | 0.23729 | 0.24013 | 188 | 15 | Winter | 0.35644 | 0.32325 | 0.32325 | 0.87285 | 0.24653 | 0.23729 | 0.37292 | 0.52622 | 0.65161 | 0.85008 | 0.011764 | 0.001192 | 0.24013 | 0.41154 | 0.65161 | 0 | 0 | 0.85 | 0.85 | 0.85 | 0.85 | 0.87285 | 0.011764 | 0.48176 | 0.26105 | 0
2025-07-07 16:00 | 81392.7804 | 74272.3356 | 6632.3633 | 488.0816 | 0.29953 | 0.23926 | 0.23985 | 0.22859 | 188 | 16 | Winter | 0.34271 | 0.32889 | 0.32889 | 0.87552 | 0.27001 | 0.23985 | 0.29953 | 0.54156 | 0.66088 | 0.85008 | 0.012567 | 0.0013328 | 0.22859 | 0.50479 | 0.66088 | 0 | 0 | 0.85 | 0.85 | 0.85 | 0.85 | 0.87552 | 0.012567 | 0.52016 | 0.20967 | 0
2025-07-07 17:00 | 83272.8553 | 78279.4897 | 4509.773 | 483.5925 | 0.20367 | 0.23706 | 0.2384 | 0.21276 | 188 | 17 | Winter | 0.35239 | 0.34089 | 0.34089 | 0.87812 | 0.31218 | 0.2384 | 0.20367 | 0.47484 | 0.66641 | 0.85008 | 0.012811 | 0.0013818 | 0.21276 | 0.55841 | 0.66641 | 0 | 0 | 0.85 | 0.85 | 0.85 | 0.85 | 0.87812 | 0.012811 | 0.563 | 0.14257 | 0.108
2025-07-07 18:00 | 85189.0479 | 82599.5117 | 2129.1613 | 460.3749 | 0.096157 | 0.22567 | 0.22771 | 0.18884 | 188 | 18 | Winter | 0.36908 | 0.35647 | 0.35647 | 0.8795 | 0.33257 | 0.22771 | 0.096157 | 0.15048 | 0.66641 | 0.85008 | 0.011554 | 0.0054852 | 0.18884 | 0.57233 | 0.66641 | 0 | 0 | 0.85 | 0.85 | 0.85 | 0.85 | 0.8795 | 0.011554 | 0.60036 | 0.06731 | 0.31896
2025-07-07 19:00 | 86044.2319 | 85301.9878 | 301.0301 | 441.214 | 0.013595 | 0.21628 | 0.21833 | 0.17925 | 188 | 19 | Winter | 0.39083 | 0.3598 | 0.3598 | 0.8799 | 0.35171 | 0.21833 | 0.013595 | 0 | 0.66641 | 0.85008 | 0.011624 | 0.0054852 | 0.17925 | 0.56127 | 0.66641 | 0 | 0 | 0.85 | 0.85 | 0.85 | 0.85 | 0.8799 | 0.011624 | 0.6033 | 0.0095166 | 0.16946
2025-07-07 20:00 | 82908.7487 | 82479.681 | 0 | 429.0677 | 0 | 0.21033 | 0.21222 | 0.17606 | 188 | 20 | Winter | 0.38392 | 0.35256 | 0.35256 | 0.88015 | 0.35332 | 0.21222 | 0 | 0 | 0.66539 | 0.85008 | 0.011729 | 0.0079216 | 0.17606 | 0.55127 | 0.66539 | 0 | 0 | 0.85 | 0.85 | 0.85 | 0.85 | 0.88015 | 0.011729 | 0.58652 | 0 | 0.16317
2025-07-07 21:00 | 79852.1995 | 79439.3034 | 0 | 412.8961 | 0 | 0.2024 | 0.20427 | 0.16864 | 188 | 21 | Winter | 0.36841 | 0.34678 | 0.34678 | 0.88022 | 0.34293 | 0.20427 | 0 | 0 | 0.66206 | 0.85008 | 0.011764 | 0.0066981 | 0.16864 | 0.52537 | 0.66206 | 0 | 0 | 0.85 | 0.85 | 0.85 | 0.85 | 0.88022 | 0.011764 | 0.56856 | 0 | 0.14339
2025-07-07 22:00 | 75252.7395 | 74854.1271 | 0 | 398.6124 | 0 | 0.1954 | 0.19722 | 0.16254 | 188 | 22 | Winter | 0.35457 | 0.33613 | 0.33613 | 0.87928 | 0.32008 | 0.19722 | 0 | 0 | 0.66206 | 0.85008 | 0.011868 | 0.0013818 | 0.16254 | 0.46434 | 0.66206 | 0 | 0 | 0.85 | 0.85 | 0.85 | 0.85 | 0.87928 | 0.011868 | 0.54642 | 0 | 0.12674
2025-07-07 23:00 | 70766.6857 | 70378.0223 | 0 | 388.6633 | 0 | 0.19052 | 0.19237 | 0.15702 | 188 | 23 | Winter | 0.33817 | 0.32402 | 0.32402 | 0.87673 | 0.30333 | 0.19237 | 0 | 0 | 0.66044 | 0.85008 | 0.011659 | 0.0013818 | 0.15702 | 0.41028 | 0.66044 | 0 | 0 | 0.85 | 0.85 | 0.85 | 0.85 | 0.87673 | 0.011659 | 0.51856 | 0 | 0.039796
2025-07-08 00:00 | 68376.1801 | 67993.3603 | 0 | 382.8198 | 0 | 0.18766 | 0.18938 | 0.15648 | 189 | 0 | Winter | 0.38112 | 0.34822 | 0.34822 | 0.87184 | 0.31588 | 0.18938 | 0 | 0 | 0.65714 | 0.85008 | 0.011799 | 0.0012155 | 0.15648 | 0.39122 | 0.65714 | 0 | 0 | 0.85 | 0.85 | 0.85 | 0.85 | 0.87184 | 0.011799 | 0.48528 | 0 | 0.0029205
2025-07-08 01:00 | 67384.0968 | 67004.7223 | 0 | 379.3745 | 0 | 0.18597 | 0.18751 | 0.15804 | 189 | 1 | Winter | 0.36674 | 0.33231 | 0.33231 | 0.87605 | 0.28158 | 0.18751 | 0 | 0 | 0.65714 | 0.85008 | 0.009774 | 0.00081967 | 0.15804 | 0.37856 | 0.65714 | 0 | 0 | 0.85 | 0.85 | 0.85 | 0.85 | 0.87605 | 0.009774 | 0.4777 | 0 | 0
2025-07-08 02:00 | 66933.886 | 66559.6841 | 0 | 374.202 | 0 | 0.18343 | 0.1846 | 0.16232 | 189 | 2 | Winter | 0.34679 | 0.32201 | 0.32201 | 0.8763 | 0.24925 | 0.1846 | 0 | 0 | 0.65714 | 0.85008 | 0.0098438 | 0.00079999 | 0.16232 | 0.37271 | 0.65714 | 0 | 0 | 0.85 | 0.85 | 0.85 | 0.85 | 0.8763 | 0.0098438 | 0.47491 | 0 | 0
2025-07-08 03:00 | 66616.9717 | 66254.2273 | 0 | 362.7444 | 0 | 0.17782 | 0.17847 | 0.16594 | 189 | 3 | Winter | 0.3338 | 0.31706 | 0.31706 | 0.87561 | 0.23438 | 0.17847 | 0 | 0 | 0.65714 | 0.85008 | 0.0098089 | 0.00079999 | 0.16594 | 0.37639 | 0.65714 | 0 | 0 | 0.85 | 0.85 | 0.85 | 0.85 | 0.87561 | 0.0098089 | 0.47708 | 0 | 0
2025-07-08 04:00 | 66942.4069 | 66584.2633 | 0 | 358.1436 | 0 | 0.17556 | 0.17576 | 0.17194 | 189 | 4 | Winter | 0.33501 | 0.31839 | 0.31839 | 0.87687 | 0.215 | 0.17576 | 0 | 0 | 0.65714 | 0.85008 | 0.0099486 | 0.00079999 | 0.17194 | 0.39652 | 0.65714 | 0 | 0 | 0.85 | 0.85 | 0.85 | 0.85 | 0.87687 | 0.0099486 | 0.49014 | 0 | 0
2025-07-08 05:00 | 70559.4391 | 69894.5298 | 306.4161 | 358.4931 | 0.013838 | 0.17573 | 0.17576 | 0.17521 | 189 | 5 | Winter | 0.34255 | 0.3212 | 0.3212 | 0.87819 | 0.21182 | 0.17576 | 0.013838 | 0 | 0.65714 | 0.85008 | 0.010053 | 0.00079999 | 0.17521 | 0.45896 | 0.65714 | 0 | 0 | 0.85 | 0.85 | 0.85 | 0.85 | 0.87819 | 0.010053 | 0.52415 | 0.0096869 | 0
2025-07-08 06:00 | 76360.1426 | 74018.3081 | 2012.3955 | 329.4389 | 0.090884 | 0.16149 | 0.16188 | 0.15445 | 189 | 6 | Winter | 0.3535 | 0.33148 | 0.33148 | 0.87914 | 0.24668 | 0.16188 | 0.090884 | 0 | 0.65714 | 0.85008 | 0.010088 | 0.00079999 | 0.15445 | 0.54134 | 0.65714 | 0 | 0 | 0.85 | 0.85 | 0.85 | 0.85 | 0.87914 | 0.010088 | 0.55421 | 0.063619 | 0.00017779
2025-07-08 07:00 | 82507.0558 | 77840.1165 | 4338.8385 | 328.1008 | 0.19595 | 0.16083 | 0.16238 | 0.13286 | 189 | 7 | Winter | 0.39334 | 0.34859 | 0.34859 | 0.8799 | 0.30623 | 0.16238 | 0.19595 | 0 | 0.65714 | 0.85008 | 0.011938 | 0.017261 | 0.13286 | 0.53641 | 0.65714 | 0 | 0 | 0.85 | 0.85 | 0.85 | 0.85 | 0.8799 | 0.011938 | 0.56215 | 0.13717 | 0.0038224
2025-07-08 08:00 | 82302.4541 | 75238.082 | 6725.7327 | 338.6394 | 0.30375 | 0.166 | 0.16805 | 0.129 | 189 | 8 | Winter | 0.43014 | 0.36227 | 0.36227 | 0.88068 | 0.34685 | 0.16805 | 0.30375 | 0 | 0.65714 | 0.85008 | 0.010821 | 0.0096506 | 0.129 | 0.4851 | 0.65714 | 0 | 0 | 0.85 | 0.85 | 0.85 | 0.85 | 0.88068 | 0.010821 | 0.53053 | 0.21262 | 8.8894e-05
2025-07-08 09:00 | 81124.2405 | 72275.3076 | 8513.1064 | 335.8265 | 0.38447 | 0.16462 | 0.16682 | 0.12485 | 189 | 9 | Winter | 0.43228 | 0.35522 | 0.35522 | 0.88103 | 0.35924 | 0.16682 | 0.38447 | 0.040275 | 0.65714 | 0.85008 | 0.010961 | 0.00079999 | 0.12485 | 0.4407 | 0.65714 | 0 | 0 | 0.85 | 0.85 | 0.85 | 0.85 | 0.88103 | 0.010961 | 0.50047 | 0.26913 | 0
2025-07-08 10:00 | 79938.3686 | 69769.937 | 9843.8248 | 324.6068 | 0.44457 | 0.15912 | 0.16106 | 0.12415 | 189 | 10 | Winter | 0.4061 | 0.33487 | 0.33487 | 0.88085 | 0.36964 | 0.16106 | 0.44457 | 0.40566 | 0.65161 | 0.85008 | 0.013544 | 0.00079999 | 0.12415 | 0.43351 | 0.65161 | 0 | 0 | 0.85 | 0.85 | 0.85 | 0.85 | 0.88085 | 0.013544 | 0.48026 | 0.3112 | 0
2025-07-08 11:00 | 78566.0156 | 67665.9905 | 10580.0294 | 319.9958 | 0.47782 | 0.15686 | 0.15832 | 0.13042 | 189 | 11 | Winter | 0.3925 | 0.32321 | 0.32321 | 0.87126 | 0.35242 | 0.15832 | 0.47782 | 0.54927 | 0.65161 | 0.85008 | 0.013649 | 0.00079999 | 0.13042 | 0.42796 | 0.65161 | 0 | 0 | 0.85 | 0.85 | 0.85 | 0.85 | 0.87126 | 0.013649 | 0.46854 | 0.33447 | 0
2025-07-08 12:00 | 78530.5198 | 67403.9971 | 10803.7084 | 322.8143 | 0.48792 | 0.15824 | 0.15919 | 0.14116 | 189 | 12 | Winter | 0.3815 | 0.31623 | 0.31623 | 0.87098 | 0.31489 | 0.15919 | 0.48792 | 0.54413 | 0.65161 | 0.85008 | 0.013788 | 0.00079999 | 0.14116 | 0.41662 | 0.65161 | 0 | 0 | 0.85 | 0.85 | 0.85 | 0.85 | 0.87098 | 0.013788 | 0.46441 | 0.34154 | 0
2025-07-08 13:00 | 78522.4084 | 67822.2549 | 10373.1884 | 326.9651 | 0.46847 | 0.16028 | 0.16114 | 0.14475 | 189 | 13 | Winter | 0.37364 | 0.31803 | 0.31803 | 0.87056 | 0.27101 | 0.16114 | 0.46847 | 0.51602 | 0.65161 | 0.85008 | 0.010996 | 0.00079999 | 0.14475 | 0.39216 | 0.65161 | 0 | 0 | 0.85 | 0.85 | 0.85 | 0.85 | 0.87056 | 0.010996 | 0.45541 | 0.32793 | 0
2025-07-08 14:00 | 78119.128 | 68250.2214 | 9542.2952 | 326.6114 | 0.43095 | 0.1601 | 0.16098 | 0.14435 | 189 | 14 | Winter | 0.36662 | 0.31876 | 0.31876 | 0.87131 | 0.25223 | 0.16098 | 0.43095 | 0.50431 | 0.65161 | 0.85008 | 0.011519 | 0.00079999 | 0.14435 | 0.38684 | 0.65161 | 0 | 0 | 0.85 | 0.85 | 0.85 | 0.85 | 0.87131 | 0.011519 | 0.45706 | 0.30166 | 0
2025-07-08 15:00 | 78003.4667 | 69547.489 | 8144.0495 | 311.9282 | 0.3678 | 0.15291 | 0.1534 | 0.14395 | 189 | 15 | Winter | 0.35644 | 0.32325 | 0.32325 | 0.87285 | 0.24653 | 0.1534 | 0.3678 | 0.52622 | 0.65161 | 0.85008 | 0.011764 | 0.001192 | 0.14395 | 0.41154 | 0.65161 | 0 | 0 | 0.85 | 0.85 | 0.85 | 0.85 | 0.87285 | 0.011764 | 0.48176 | 0.25746 | 0
2025-07-08 16:00 | 80028.1489 | 73470.0572 | 6268.2751 | 289.8166 | 0.28309 | 0.14207 | 0.14221 | 0.13945 | 189 | 16 | Winter | 0.34271 | 0.32889 | 0.32889 | 0.87552 | 0.27001 | 0.14221 | 0.28309 | 0.54156 | 0.66088 | 0.85008 | 0.012567 | 0.0013328 | 0.13945 | 0.50479 | 0.66088 | 0 | 0 | 0.85 | 0.85 | 0.85 | 0.85 | 0.87552 | 0.012567 | 0.52016 | 0.19816 | 0
2025-07-08 17:00 | 81681.8678 | 77427.0574 | 3985.8302 | 268.9802 | 0.18001 | 0.13185 | 0.13179 | 0.13307 | 189 | 17 | Winter | 0.35239 | 0.34089 | 0.34089 | 0.87812 | 0.31218 | 0.13179 | 0.18001 | 0.47484 | 0.66641 | 0.85008 | 0.012811 | 0.0013818 | 0.13307 | 0.55841 | 0.66641 | 0 | 0 | 0.85 | 0.85 | 0.85 | 0.85 | 0.87812 | 0.012811 | 0.563 | 0.12601 | 0.108
2025-07-08 18:00 | 83539.7778 | 81519.0227 | 1774.0447 | 246.7104 | 0.080119 | 0.12094 | 0.1207 | 0.12528 | 189 | 18 | Winter | 0.36908 | 0.35647 | 0.35647 | 0.8795 | 0.33257 | 0.1207 | 0.080119 | 0.15048 | 0.66641 | 0.85008 | 0.011554 | 0.0054852 | 0.12528 | 0.57233 | 0.66641 | 0 | 0 | 0.85 | 0.85 | 0.85 | 0.85 | 0.8795 | 0.011554 | 0.60036 | 0.056084 | 0.31896
2025-07-08 19:00 | 84688.3782 | 84217.9094 | 239.2409 | 231.2279 | 0.010805 | 0.11335 | 0.11294 | 0.12067 | 189 | 19 | Winter | 0.39083 | 0.3598 | 0.3598 | 0.8799 | 0.35171 | 0.11294 | 0.010805 | 0 | 0.66641 | 0.85008 | 0.011624 | 0.0054852 | 0.12067 | 0.56127 | 0.66641 | 0 | 0 | 0.85 | 0.85 | 0.85 | 0.85 | 0.8799 | 0.011624 | 0.6033 | 0.0075632 | 0.16946
2025-07-08 20:00 | 81873.0165 | 81645.9364 | 0 | 227.0801 | 0 | 0.11131 | 0.11099 | 0.11711 | 189 | 20 | Winter | 0.38392 | 0.35256 | 0.35256 | 0.88015 | 0.35332 | 0.11099 | 0 | 0 | 0.66539 | 0.85008 | 0.011729 | 0.0079216 | 0.11711 | 0.55127 | 0.66539 | 0 | 0 | 0.85 | 0.85 | 0.85 | 0.85 | 0.88015 | 0.011729 | 0.58652 | 0 | 0.16317
2025-07-08 21:00 | 78990.9399 | 78762.1607 | 0 | 228.7792 | 0 | 0.11215 | 0.11212 | 0.11266 | 189 | 21 | Winter | 0.36841 | 0.34678 | 0.34678 | 0.88022 | 0.34293 | 0.11212 | 0 | 0 | 0.66206 | 0.85008 | 0.011764 | 0.0066981 | 0.11266 | 0.52537 | 0.66206 | 0 | 0 | 0.85 | 0.85 | 0.85 | 0.85 | 0.88022 | 0.011764 | 0.56856 | 0 | 0.14339
2025-07-08 22:00 | 74475.5052 | 74238.2793 | 0 | 237.2258 | 0 | 0.11629 | 0.11662 | 0.1103 | 189 | 22 | Winter | 0.35457 | 0.33613 | 0.33613 | 0.87928 | 0.32008 | 0.11662 | 0 | 0 | 0.66206 | 0.85008 | 0.011868 | 0.0013818 | 0.1103 | 0.46434 | 0.66206 | 0 | 0 | 0.85 | 0.85 | 0.85 | 0.85 | 0.87928 | 0.011868 | 0.54642 | 0 | 0.12674
2025-07-08 23:00 | 69866.0392 | 69622.6461 | 0 | 243.3931 | 0 | 0.11931 | 0.11979 | 0.1106 | 189 | 23 | Winter | 0.33817 | 0.32402 | 0.32402 | 0.87673 | 0.30333 | 0.11979 | 0 | 0 | 0.66044 | 0.85008 | 0.011659 | 0.0013818 | 0.1106 | 0.41028 | 0.66044 | 0 | 0 | 0.85 | 0.85 | 0.85 | 0.85 | 0.87673 | 0.011659 | 0.51856 | 0 | 0.039796
2025-07-09 00:00 | 67268.0961 | 67004.5303 | 0 | 263.5658 | 0 | 0.1292 | 0.12962 | 0.12166 | 190 | 0 | Winter | 0.38112 | 0.34822 | 0.34822 | 0.87184 | 0.31588 | 0.12962 | 0 | 0 | 0.65714 | 0.85008 | 0.011799 | 0.0012155 | 0.12166 | 0.39122 | 0.65714 | 0 | 0 | 0.85 | 0.85 | 0.85 | 0.85 | 0.87184 | 0.011799 | 0.48528 | 0 | 0.0029205
2025-07-09 01:00 | 66068.0392 | 65787.8148 | 0 | 280.2244 | 0 | 0.13736 | 0.13721 | 0.14017 | 190 | 1 | Winter | 0.36674 | 0.33231 | 0.33231 | 0.87605 | 0.28158 | 0.13721 | 0 | 0 | 0.65714 | 0.85008 | 0.009774 | 0.00081967 | 0.14017 | 0.37856 | 0.65714 | 0 | 0 | 0.85 | 0.85 | 0.85 | 0.85 | 0.87605 | 0.009774 | 0.4777 | 0 | 0
2025-07-09 02:00 | 65465.7977 | 65180.2675 | 0 | 285.5303 | 0 | 0.13997 | 0.13942 | 0.14984 | 190 | 2 | Winter | 0.34679 | 0.32201 | 0.32201 | 0.8763 | 0.24925 | 0.13942 | 0 | 0 | 0.65714 | 0.85008 | 0.0098438 | 0.00079999 | 0.14984 | 0.37271 | 0.65714 | 0 | 0 | 0.85 | 0.85 | 0.85 | 0.85 | 0.8763 | 0.0098438 | 0.47491 | 0 | 0
2025-07-09 03:00 | 65026.5427 | 64738.7687 | 0 | 287.774 | 0 | 0.14107 | 0.1404 | 0.15303 | 190 | 3 | Winter | 0.3338 | 0.31706 | 0.31706 | 0.87561 | 0.23438 | 0.1404 | 0 | 0 | 0.65714 | 0.85008 | 0.0098089 | 0.00079999 | 0.15303 | 0.37639 | 0.65714 | 0 | 0 | 0.85 | 0.85 | 0.85 | 0.85 | 0.87561 | 0.0098089 | 0.47708 | 0 | 0
2025-07-09 04:00 | 65328.0417 | 65035.5316 | 0 | 292.5101 | 0 | 0.14339 | 0.14265 | 0.15664 | 190 | 4 | Winter | 0.33501 | 0.31839 | 0.31839 | 0.87687 | 0.215 | 0.14265 | 0 | 0 | 0.65714 | 0.85008 | 0.0099486 | 0.00079999 | 0.15664 | 0.39652 | 0.65714 | 0 | 0 | 0.85 | 0.85 | 0.85 | 0.85 | 0.87687 | 0.0099486 | 0.49014 | 0 | 0
2025-07-09 05:00 | 68755.5202 | 68224.8867 | 246.1547 | 284.4789 | 0.011117 | 0.13945 | 0.13833 | 0.15962 | 190 | 5 | Winter | 0.34255 | 0.3212 | 0.3212 | 0.87819 | 0.21182 | 0.13833 | 0.011117 | 0 | 0.65714 | 0.85008 | 0.010053 | 0.00079999 | 0.15962 | 0.45896 | 0.65714 | 0 | 0 | 0.85 | 0.85 | 0.85 | 0.85 | 0.87819 | 0.010053 | 0.52415 | 0.0077818 | 0
2025-07-09 06:00 | 74723.6432 | 72714.2351 | 1760.5224 | 248.8857 | 0.079509 | 0.122 | 0.12027 | 0.15324 | 190 | 6 | Winter | 0.3535 | 0.33148 | 0.33148 | 0.87914 | 0.24668 | 0.12027 | 0.079509 | 0 | 0.65714 | 0.85008 | 0.010088 | 0.00079999 | 0.15324 | 0.54134 | 0.65714 | 0 | 0 | 0.85 | 0.85 | 0.85 | 0.85 | 0.87914 | 0.010088 | 0.55421 | 0.055656 | 0.00017779
2025-07-09 07:00 | 81373.0943 | 77315.8204 | 3832.276 | 224.9979 | 0.17307 | 0.11029 | 0.10854 | 0.14194 | 190 | 7 | Winter | 0.39334 | 0.34859 | 0.34859 | 0.8799 | 0.30623 | 0.10854 | 0.17307 | 0 | 0.65714 | 0.85008 | 0.011938 | 0.017261 | 0.14194 | 0.53641 | 0.65714 | 0 | 0 | 0.85 | 0.85 | 0.85 | 0.85 | 0.8799 | 0.011938 | 0.56215 | 0.12115 | 0.0038224
2025-07-09 08:00 | 81562.789 | 75575.3325 | 5774.4836 | 212.9729 | 0.26079 | 0.1044 | 0.10237 | 0.14097 | 190 | 8 | Winter | 0.43014 | 0.36227 | 0.36227 | 0.88068 | 0.34685 | 0.10237 | 0.26079 | 0 | 0.65714 | 0.85008 | 0.010821 | 0.0096506 | 0.14097 | 0.4851 | 0.65714 | 0 | 0 | 0.85 | 0.85 | 0.85 | 0.85 | 0.88068 | 0.010821 | 0.53053 | 0.18255 | 8.8894e-05
2025-07-09 09:00 | 80322.7633 | 72457.781 | 7648.1706 | 216.8117 | 0.34541 | 0.10628 | 0.10436 | 0.14092 | 190 | 9 | Winter | 0.43228 | 0.35522 | 0.35522 | 0.88103 | 0.35924 | 0.10436 | 0.34541 | 0.040275 | 0.65714 | 0.85008 | 0.010961 | 0.00079999 | 0.14092 | 0.4407 | 0.65714 | 0 | 0 | 0.85 | 0.85 | 0.85 | 0.85 | 0.88103 | 0.010961 | 0.50047 | 0.24178 | 0
2025-07-09 10:00 | 78759.703 | 69339.5151 | 9194.4018 | 225.7861 | 0.41524 | 0.11068 | 0.10876 | 0.14531 | 190 | 10 | Winter | 0.4061 | 0.33487 | 0.33487 | 0.88085 | 0.36964 | 0.10876 | 0.41524 | 0.40566 | 0.65161 | 0.85008 | 0.013544 | 0.00079999 | 0.14531 | 0.43351 | 0.65161 | 0 | 0 | 0.85 | 0.85 | 0.85 | 0.85 | 0.88085 | 0.013544 | 0.48026 | 0.29067 | 0
2025-07-09 11:00 | 76787.633 | 66302.4769 | 10240.9852 | 244.1709 | 0.4625 | 0.11969 | 0.118 | 0.15019 | 190 | 11 | Winter | 0.3925 | 0.32321 | 0.32321 | 0.87126 | 0.35242 | 0.118 | 0.4625 | 0.54927 | 0.65161 | 0.85008 | 0.013649 | 0.00079999 | 0.15019 | 0.42796 | 0.65161 | 0 | 0 | 0.85 | 0.85 | 0.85 | 0.85 | 0.87126 | 0.013649 | 0.46854 | 0.32375 | 0
2025-07-09 12:00 | 76219.168 | 65346.1651 | 10612.3389 | 260.664 | 0.47927 | 0.12778 | 0.1264 | 0.15262 | 190 | 12 | Winter | 0.3815 | 0.31623 | 0.31623 | 0.87098 | 0.31489 | 0.1264 | 0.47927 | 0.54413 | 0.65161 | 0.85008 | 0.013788 | 0.00079999 | 0.15262 | 0.41662 | 0.65161 | 0 | 0 | 0.85 | 0.85 | 0.85 | 0.85 | 0.87098 | 0.013788 | 0.46441 | 0.33549 | 0
2025-07-09 13:00 | 76144.1629 | 65763.4717 | 10106.7795 | 273.9117 | 0.45644 | 0.13427 | 0.13321 | 0.1534 | 190 | 13 | Winter | 0.37364 | 0.31803 | 0.31803 | 0.87056 | 0.27101 | 0.13321 | 0.45644 | 0.51602 | 0.65161 | 0.85008 | 0.010996 | 0.00079999 | 0.1534 | 0.39216 | 0.65161 | 0 | 0 | 0.85 | 0.85 | 0.85 | 0.85 | 0.87056 | 0.010996 | 0.45541 | 0.31951 | 0
2025-07-09 14:00 | 76064.7895 | 67111.9365 | 8673.3629 | 279.49 | 0.39171 | 0.137 | 0.13619 | 0.15182 | 190 | 14 | Winter | 0.36662 | 0.31876 | 0.31876 | 0.87131 | 0.25223 | 0.13619 | 0.39171 | 0.50431 | 0.65161 | 0.85008 | 0.011519 | 0.00079999 | 0.15182 | 0.38684 | 0.65161 | 0 | 0 | 0.85 | 0.85 | 0.85 | 0.85 | 0.87131 | 0.011519 | 0.45706 | 0.27419 | 0
2025-07-09 15:00 | 76382.6146 | 69255.4192 | 6853.5842 | 273.6112 | 0.30952 | 0.13412 | 0.13343 | 0.1466 | 190 | 15 | Winter | 0.35644 | 0.32325 | 0.32325 | 0.87285 | 0.24653 | 0.13343 | 0.30952 | 0.52622 | 0.65161 | 0.85008 | 0.011764 | 0.001192 | 0.1466 | 0.41154 | 0.65161 | 0 | 0 | 0.85 | 0.85 | 0.85 | 0.85 | 0.87285 | 0.011764 | 0.48176 | 0.21667 | 0
2025-07-09 16:00 | 78418.8971 | 72963.7301 | 5190.2408 | 264.9262 | 0.2344 | 0.12987 | 0.12921 | 0.14164 | 190 | 16 | Winter | 0.34271 | 0.32889 | 0.32889 | 0.87552 | 0.27001 | 0.12921 | 0.2344 | 0.54156 | 0.66088 | 0.85008 | 0.012567 | 0.0013328 | 0.14164 | 0.50479 | 0.66088 | 0 | 0 | 0.85 | 0.85 | 0.85 | 0.85 | 0.87552 | 0.012567 | 0.52016 | 0.16408 | 0
2025-07-09 17:00 | 79976.1957 | 76353.3371 | 3364.2918 | 258.5667 | 0.15194 | 0.12675 | 0.12618 | 0.13701 | 190 | 17 | Winter | 0.35239 | 0.34089 | 0.34089 | 0.87812 | 0.31218 | 0.12618 | 0.15194 | 0.47484 | 0.66641 | 0.85008 | 0.012811 | 0.0013818 | 0.13701 | 0.55841 | 0.66641 | 0 | 0 | 0.85 | 0.85 | 0.85 | 0.85 | 0.87812 | 0.012811 | 0.563 | 0.10636 | 0.108
2025-07-09 18:00 | 81738.6031 | 80032.6449 | 1452.2249 | 253.7332 | 0.065585 | 0.12438 | 0.12375 | 0.13575 | 190 | 18 | Winter | 0.36908 | 0.35647 | 0.35647 | 0.8795 | 0.33257 | 0.12375 | 0.065585 | 0.15048 | 0.66641 | 0.85008 | 0.011554 | 0.0054852 | 0.13575 | 0.57233 | 0.66641 | 0 | 0 | 0.85 | 0.85 | 0.85 | 0.85 | 0.8795 | 0.011554 | 0.60036 | 0.04591 | 0.31896
2025-07-09 19:00 | 82915.5357 | 82463.189 | 186.6864 | 265.6602 | 0.0084311 | 0.13023 | 0.12948 | 0.14379 | 190 | 19 | Winter | 0.39083 | 0.3598 | 0.3598 | 0.8799 | 0.35171 | 0.12948 | 0.0084311 | 0 | 0.66641 | 0.85008 | 0.011624 | 0.0054852 | 0.14379 | 0.56127 | 0.66641 | 0 | 0 | 0.85 | 0.85 | 0.85 | 0.85 | 0.8799 | 0.011624 | 0.6033 | 0.0059018 | 0.16946
2025-07-09 20:00 | 80062.4418 | 79791.0348 | 0 | 271.4069 | 0 | 0.13304 | 0.13219 | 0.1485 | 190 | 20 | Winter | 0.38392 | 0.35256 | 0.35256 | 0.88015 | 0.35332 | 0.13219 | 0 | 0 | 0.66539 | 0.85008 | 0.011729 | 0.0079216 | 0.1485 | 0.55127 | 0.66539 | 0 | 0 | 0.85 | 0.85 | 0.85 | 0.85 | 0.88015 | 0.011729 | 0.58652 | 0 | 0.16317
2025-07-09 21:00 | 77226.4079 | 76963.6653 | 0 | 262.7426 | 0 | 0.1288 | 0.12751 | 0.15209 | 190 | 21 | Winter | 0.36841 | 0.34678 | 0.34678 | 0.88022 | 0.34293 | 0.12751 | 0 | 0 | 0.66206 | 0.85008 | 0.011764 | 0.0066981 | 0.15209 | 0.52537 | 0.66206 | 0 | 0 | 0.85 | 0.85 | 0.85 | 0.85 | 0.88022 | 0.011764 | 0.56856 | 0 | 0.14339
2025-07-09 22:00 | 72931.5397 | 72677.9947 | 0 | 253.545 | 0 | 0.12429 | 0.12224 | 0.16122 | 190 | 22 | Winter | 0.35457 | 0.33613 | 0.33613 | 0.87928 | 0.32008 | 0.12224 | 0 | 0 | 0.66206 | 0.85008 | 0.011868 | 0.0013818 | 0.16122 | 0.46434 | 0.66206 | 0 | 0 | 0.85 | 0.85 | 0.85 | 0.85 | 0.87928 | 0.011868 | 0.54642 | 0 | 0.12674
2025-07-09 23:00 | 68660.8008 | 68405.1024 | 0 | 255.6984 | 0 | 0.12534 | 0.12267 | 0.17373 | 190 | 23 | Winter | 0.33817 | 0.32402 | 0.32402 | 0.87673 | 0.30333 | 0.12267 | 0 | 0 | 0.66044 | 0.85008 | 0.011659 | 0.0013818 | 0.17373 | 0.41028 | 0.66044 | 0 | 0 | 0.85 | 0.85 | 0.85 | 0.85 | 0.87673 | 0.011659 | 0.51856 | 0 | 0.039796
2025-07-10 00:00 | 66380.5785 | 66110.9978 | 0 | 269.5807 | 0 | 0.13215 | 0.12913 | 0.18662 | 191 | 0 | Winter | 0.38112 | 0.34822 | 0.34822 | 0.87184 | 0.31588 | 0.12913 | 0 | 0 | 0.65714 | 0.85008 | 0.011799 | 0.0012155 | 0.18662 | 0.39122 | 0.65714 | 0 | 0 | 0.85 | 0.85 | 0.85 | 0.85 | 0.87184 | 0.011799 | 0.48528 | 0 | 0.0029205
2025-07-10 01:00 | 65563.2862 | 65283.7415 | 0 | 279.5447 | 0 | 0.13703 | 0.13424 | 0.18755 | 191 | 1 | Winter | 0.36674 | 0.33231 | 0.33231 | 0.87605 | 0.28158 | 0.13424 | 0 | 0 | 0.65714 | 0.85008 | 0.009774 | 0.00081967 | 0.18755 | 0.37856 | 0.65714 | 0 | 0 | 0.85 | 0.85 | 0.85 | 0.85 | 0.87605 | 0.009774 | 0.4777 | 0 | 0
2025-07-10 02:00 | 65314.2017 | 65029.7655 | 0 | 284.4361 | 0 | 0.13943 | 0.13639 | 0.19444 | 191 | 2 | Winter | 0.34679 | 0.32201 | 0.32201 | 0.8763 | 0.24925 | 0.13639 | 0 | 0 | 0.65714 | 0.85008 | 0.0098438 | 0.00079999 | 0.19444 | 0.37271 | 0.65714 | 0 | 0 | 0.85 | 0.85 | 0.85 | 0.85 | 0.8763 | 0.0098438 | 0.47491 | 0 | 0
2025-07-10 03:00 | 65319.0965 | 65034.663 | 0 | 284.4336 | 0 | 0.13943 | 0.13643 | 0.19369 | 191 | 3 | Winter | 0.3338 | 0.31706 | 0.31706 | 0.87561 | 0.23438 | 0.13643 | 0 | 0 | 0.65714 | 0.85008 | 0.0098089 | 0.00079999 | 0.19369 | 0.37639 | 0.65714 | 0 | 0 | 0.85 | 0.85 | 0.85 | 0.85 | 0.87561 | 0.0098089 | 0.47708 | 0 | 0
2025-07-10 04:00 | 65905.1706 | 65621.9501 | 0 | 283.2205 | 0 | 0.13883 | 0.13627 | 0.18525 | 191 | 4 | Winter | 0.33501 | 0.31839 | 0.31839 | 0.87687 | 0.215 | 0.13627 | 0 | 0 | 0.65714 | 0.85008 | 0.0099486 | 0.00079999 | 0.18525 | 0.39652 | 0.65714 | 0 | 0 | 0.85 | 0.85 | 0.85 | 0.85 | 0.87687 | 0.0099486 | 0.49014 | 0 | 0
2025-07-10 05:00 | 69530.1287 | 69046.8625 | 204.9387 | 278.3275 | 0.0092554 | 0.13644 | 0.1341 | 0.17871 | 191 | 5 | Winter | 0.34255 | 0.3212 | 0.3212 | 0.87819 | 0.21182 | 0.1341 | 0.0092554 | 0 | 0.65714 | 0.85008 | 0.010053 | 0.00079999 | 0.17871 | 0.45896 | 0.65714 | 0 | 0 | 0.85 | 0.85 | 0.85 | 0.85 | 0.87819 | 0.010053 | 0.52415 | 0.0064788 | 0
2025-07-10 06:00 | 74983.2387 | 73336.4925 | 1391.8986 | 254.8476 | 0.062861 | 0.12493 | 0.12285 | 0.16251 | 191 | 6 | Winter | 0.3535 | 0.33148 | 0.33148 | 0.87914 | 0.24668 | 0.12285 | 0.062861 | 0 | 0.65714 | 0.85008 | 0.010088 | 0.00079999 | 0.16251 | 0.54134 | 0.65714 | 0 | 0 | 0.85 | 0.85 | 0.85 | 0.85 | 0.87914 | 0.010088 | 0.55421 | 0.044003 | 0.00017779
2025-07-10 07:00 | 81080.3847 | 77575.2325 | 3251.2611 | 253.8911 | 0.14683 | 0.12446 | 0.12307 | 0.14957 | 191 | 7 | Winter | 0.39334 | 0.34859 | 0.34859 | 0.8799 | 0.30623 | 0.12307 | 0.14683 | 0 | 0.65714 | 0.85008 | 0.011938 | 0.017261 | 0.14957 | 0.53641 | 0.65714 | 0 | 0 | 0.85 | 0.85 | 0.85 | 0.85 | 0.8799 | 0.011938 | 0.56215 | 0.10278 | 0.0038224
2025-07-10 08:00 | 80848.035 | 75462.7616 | 5112.6528 | 272.6206 | 0.2309 | 0.13364 | 0.13243 | 0.15549 | 191 | 8 | Winter | 0.43014 | 0.36227 | 0.36227 | 0.88068 | 0.34685 | 0.13243 | 0.2309 | 0 | 0.65714 | 0.85008 | 0.010821 | 0.0096506 | 0.15549 | 0.4851 | 0.65714 | 0 | 0 | 0.85 | 0.85 | 0.85 | 0.85 | 0.88068 | 0.010821 | 0.53053 | 0.16163 | 8.8894e-05
2025-07-10 09:00 | 79958.6066 | 73085.536 | 6578.7137 | 294.3569 | 0.29711 | 0.14429 | 0.14308 | 0.16629 | 191 | 9 | Winter | 0.43228 | 0.35522 | 0.35522 | 0.88103 | 0.35924 | 0.14308 | 0.29711 | 0.040275 | 0.65714 | 0.85008 | 0.010961 | 0.00079999 | 0.16629 | 0.4407 | 0.65714 | 0 | 0 | 0.85 | 0.85 | 0.85 | 0.85 | 0.88103 | 0.010961 | 0.50047 | 0.20798 | 0
2025-07-10 10:00 | 79152.5915 | 71037.4833 | 7799.0644 | 316.0439 | 0.35222 | 0.15492 | 0.15382 | 0.1748 | 191 | 10 | Winter | 0.4061 | 0.33487 | 0.33487 | 0.88085 | 0.36964 | 0.15382 | 0.35222 | 0.40566 | 0.65161 | 0.85008 | 0.013544 | 0.00079999 | 0.1748 | 0.43351 | 0.65161 | 0 | 0 | 0.85 | 0.85 | 0.85 | 0.85 | 0.88085 | 0.013544 | 0.48026 | 0.24656 | 0
2025-07-10 11:00 | 77920.6584 | 69087.6554 | 8492.0112 | 340.9919 | 0.38352 | 0.16715 | 0.16614 | 0.18549 | 191 | 11 | Winter | 0.3925 | 0.32321 | 0.32321 | 0.87126 | 0.35242 | 0.16614 | 0.38352 | 0.54927 | 0.65161 | 0.85008 | 0.013649 | 0.00079999 | 0.18549 | 0.42796 | 0.65161 | 0 | 0 | 0.85 | 0.85 | 0.85 | 0.85 | 0.87126 | 0.013649 | 0.46854 | 0.26846 | 0
2025-07-10 12:00 | 77920.9829 | 68837.4024 | 8721.4925 | 362.088 | 0.39388 | 0.17749 | 0.17608 | 0.20301 | 191 | 12 | Winter | 0.3815 | 0.31623 | 0.31623 | 0.87098 | 0.31489 | 0.17608 | 0.39388 | 0.54413 | 0.65161 | 0.85008 | 0.013788 | 0.00079999 | 0.20301 | 0.41662 | 0.65161 | 0 | 0 | 0.85 | 0.85 | 0.85 | 0.85 | 0.87098 | 0.013788 | 0.46441 | 0.27572 | 0
2025-07-10 13:00 | 78048.8508 | 69177.3322 | 8494.9246 | 376.5939 | 0.38365 | 0.1846 | 0.18261 | 0.22063 | 191 | 13 | Winter | 0.37364 | 0.31803 | 0.31803 | 0.87056 | 0.27101 | 0.18261 | 0.38365 | 0.51602 | 0.65161 | 0.85008 | 0.010996 | 0.00079999 | 0.22063 | 0.39216 | 0.65161 | 0 | 0 | 0.85 | 0.85 | 0.85 | 0.85 | 0.87056 | 0.010996 | 0.45541 | 0.26855 | 0
2025-07-10 14:00 | 78035.9032 | 69968.2789 | 7673.9793 | 393.645 | 0.34657 | 0.19296 | 0.19075 | 0.23301 | 191 | 14 | Winter | 0.36662 | 0.31876 | 0.31876 | 0.87131 | 0.25223 | 0.19075 | 0.34657 | 0.50431 | 0.65161 | 0.85008 | 0.011519 | 0.00079999 | 0.23301 | 0.38684 | 0.65161 | 0 | 0 | 0.85 | 0.85 | 0.85 | 0.85 | 0.87131 | 0.011519 | 0.45706 | 0.2426 | 0
2025-07-10 15:00 | 78290.2903 | 71302.6714 | 6565.9586 | 421.6602 | 0.29653 | 0.2067 | 0.20457 | 0.24514 | 191 | 15 | Winter | 0.35644 | 0.32325 | 0.32325 | 0.87285 | 0.24653 | 0.20457 | 0.29653 | 0.52622 | 0.65161 | 0.85008 | 0.011764 | 0.001192 | 0.24514 | 0.41154 | 0.65161 | 0 | 0 | 0.85 | 0.85 | 0.85 | 0.85 | 0.87285 | 0.011764 | 0.48176 | 0.20757 | 0
2025-07-10 16:00 | 80389.8374 | 74882.6693 | 5059.2421 | 447.926 | 0.22849 | 0.21957 | 0.21743 | 0.25835 | 191 | 16 | Winter | 0.34271 | 0.32889 | 0.32889 | 0.87552 | 0.27001 | 0.21743 | 0.22849 | 0.54156 | 0.66088 | 0.85008 | 0.012567 | 0.0013328 | 0.25835 | 0.50479 | 0.66088 | 0 | 0 | 0.85 | 0.85 | 0.85 | 0.85 | 0.87552 | 0.012567 | 0.52016 | 0.15994 | 0
2025-07-10 17:00 | 81923.7479 | 78185.3425 | 3300.6637 | 437.7417 | 0.14906 | 0.21458 | 0.21236 | 0.25462 | 191 | 17 | Winter | 0.35239 | 0.34089 | 0.34089 | 0.87812 | 0.31218 | 0.21236 | 0.14906 | 0.47484 | 0.66641 | 0.85008 | 0.012811 | 0.0013818 | 0.25462 | 0.55841 | 0.66641 | 0 | 0 | 0.85 | 0.85 | 0.85 | 0.85 | 0.87812 | 0.012811 | 0.563 | 0.10435 | 0.108
2025-07-10 18:00 | 83039.7071 | 81263.0577 | 1365.3969 | 411.2525 | 0.061664 | 0.20159 | 0.19914 | 0.24587 | 191 | 18 | Winter | 0.36908 | 0.35647 | 0.35647 | 0.8795 | 0.33257 | 0.19914 | 0.061664 | 0.15048 | 0.66641 | 0.85008 | 0.011554 | 0.0054852 | 0.24587 | 0.57233 | 0.66641 | 0 | 0 | 0.85 | 0.85 | 0.85 | 0.85 | 0.8795 | 0.011554 | 0.60036 | 0.043165 | 0.31896
2025-07-10 19:00 | 82692.971 | 82122.5998 | 164.7598 | 405.6114 | 0.0074409 | 0.19883 | 0.19603 | 0.2494 | 191 | 19 | Winter | 0.39083 | 0.3598 | 0.3598 | 0.8799 | 0.35171 | 0.19603 | 0.0074409 | 0 | 0.66641 | 0.85008 | 0.011624 | 0.0054852 | 0.2494 | 0.56127 | 0.66641 | 0 | 0 | 0.85 | 0.85 | 0.85 | 0.85 | 0.8799 | 0.011624 | 0.6033 | 0.0052086 | 0.16946
2025-07-10 20:00 | 78794.5177 | 78378.4483 | 0 | 416.0694 | 0 | 0.20396 | 0.20075 | 0.26186 | 191 | 20 | Winter | 0.38392 | 0.35256 | 0.35256 | 0.88015 | 0.35332 | 0.20075 | 0 | 0 | 0.66539 | 0.85008 | 0.011729 | 0.0079216 | 0.26186 | 0.55127 | 0.66539 | 0 | 0 | 0.85 | 0.85 | 0.85 | 0.85 | 0.88015 | 0.011729 | 0.58652 | 0 | 0.16317
2025-07-10 21:00 | 75201.9225 | 74775.3929 | 0 | 426.5296 | 0 | 0.20908 | 0.20594 | 0.26598 | 191 | 21 | Winter | 0.36841 | 0.34678 | 0.34678 | 0.88022 | 0.34293 | 0.20594 | 0 | 0 | 0.66206 | 0.85008 | 0.011764 | 0.0066981 | 0.26598 | 0.52537 | 0.66206 | 0 | 0 | 0.85 | 0.85 | 0.85 | 0.85 | 0.88022 | 0.011764 | 0.56856 | 0 | 0.14339
2025-07-10 22:00 | 70114.0653 | 69676.6486 | 0 | 437.4167 | 0 | 0.21442 | 0.21148 | 0.26756 | 191 | 22 | Winter | 0.35457 | 0.33613 | 0.33613 | 0.87928 | 0.32008 | 0.21148 | 0 | 0 | 0.66206 | 0.85008 | 0.011868 | 0.0013818 | 0.26756 | 0.46434 | 0.66206 | 0 | 0 | 0.85 | 0.85 | 0.85 | 0.85 | 0.87928 | 0.011868 | 0.54642 | 0 | 0.12674
2025-07-10 23:00 | 64974.1894 | 64518.8774 | 0 | 455.312 | 0 | 0.22319 | 0.22058 | 0.2704 | 191 | 23 | Winter | 0.33817 | 0.32402 | 0.32402 | 0.87673 | 0.30333 | 0.22058 | 0 | 0 | 0.66044 | 0.85008 | 0.011659 | 0.0013818 | 0.2704 | 0.41028 | 0.66044 | 0 | 0 | 0.85 | 0.85 | 0.85 | 0.85 | 0.87673 | 0.011659 | 0.51856 | 0 | 0.039796
2025-07-11 00:00 | 62103.1639 | 61630.9969 | 0 | 472.167 | 0 | 0.23145 | 0.22874 | 0.28058 | 192 | 0 | Winter | 0.38112 | 0.34822 | 0.34822 | 0.87184 | 0.31588 | 0.22874 | 0 | 0 | 0.65714 | 0.85008 | 0.011799 | 0.0012155 | 0.28058 | 0.39122 | 0.65714 | 0 | 0 | 0.85 | 0.85 | 0.85 | 0.85 | 0.87184 | 0.011799 | 0.48528 | 0 | 0.0029205
2025-07-11 01:00 | 60824.9503 | 60354.1654 | 0 | 470.7849 | 0 | 0.23078 | 0.22713 | 0.29671 | 192 | 1 | Winter | 0.36674 | 0.33231 | 0.33231 | 0.87605 | 0.28158 | 0.22713 | 0 | 0 | 0.65714 | 0.85008 | 0.009774 | 0.00081967 | 0.29671 | 0.37856 | 0.65714 | 0 | 0 | 0.85 | 0.85 | 0.85 | 0.85 | 0.87605 | 0.009774 | 0.4777 | 0 | 0
2025-07-11 02:00 | 60237.063 | 59774.7391 | 0 | 462.3239 | 0 | 0.22663 | 0.22227 | 0.30546 | 192 | 2 | Winter | 0.34679 | 0.32201 | 0.32201 | 0.8763 | 0.24925 | 0.22227 | 0 | 0 | 0.65714 | 0.85008 | 0.0098438 | 0.00079999 | 0.30546 | 0.37271 | 0.65714 | 0 | 0 | 0.85 | 0.85 | 0.85 | 0.85 | 0.8763 | 0.0098438 | 0.47491 | 0 | 0
2025-07-11 03:00 | 59827.0633 | 59364.9762 | 0 | 462.0871 | 0 | 0.22651 | 0.22203 | 0.30761 | 192 | 3 | Winter | 0.3338 | 0.31706 | 0.31706 | 0.87561 | 0.23438 | 0.22203 | 0 | 0 | 0.65714 | 0.85008 | 0.0098089 | 0.00079999 | 0.30761 | 0.37639 | 0.65714 | 0 | 0 | 0.85 | 0.85 | 0.85 | 0.85 | 0.87561 | 0.0098089 | 0.47708 | 0 | 0
2025-07-11 04:00 | 59875.9022 | 59393.7894 | 0 | 482.1128 | 0 | 0.23633 | 0.23227 | 0.30967 | 192 | 4 | Winter | 0.33501 | 0.31839 | 0.31839 | 0.87687 | 0.215 | 0.23227 | 0 | 0 | 0.65714 | 0.85008 | 0.0099486 | 0.00079999 | 0.30967 | 0.39652 | 0.65714 | 0 | 0 | 0.85 | 0.85 | 0.85 | 0.85 | 0.87687 | 0.0099486 | 0.49014 | 0 | 0
2025-07-11 05:00 | 63561.7044 | 62913.7872 | 171.7577 | 476.1595 | 0.0077569 | 0.23341 | 0.22916 | 0.31029 | 192 | 5 | Winter | 0.34255 | 0.3212 | 0.3212 | 0.87819 | 0.21182 | 0.22916 | 0.0077569 | 0 | 0.65714 | 0.85008 | 0.010053 | 0.00079999 | 0.31029 | 0.45896 | 0.65714 | 0 | 0 | 0.85 | 0.85 | 0.85 | 0.85 | 0.87819 | 0.010053 | 0.52415 | 0.0054298 | 0
2025-07-11 06:00 | 71587.2624 | 69976.8774 | 1180.7465 | 429.6385 | 0.053325 | 0.21061 | 0.20656 | 0.28379 | 192 | 6 | Winter | 0.3535 | 0.33148 | 0.33148 | 0.87914 | 0.24668 | 0.20656 | 0.053325 | 0 | 0.65714 | 0.85008 | 0.010088 | 0.00079999 | 0.28379 | 0.54134 | 0.65714 | 0 | 0 | 0.85 | 0.85 | 0.85 | 0.85 | 0.87914 | 0.010088 | 0.55421 | 0.037327 | 0.00017779
2025-07-11 07:00 | 79921.0704 | 76889.6326 | 2622.89 | 408.5478 | 0.11846 | 0.20027 | 0.19712 | 0.25725 | 192 | 7 | Winter | 0.39334 | 0.34859 | 0.34859 | 0.8799 | 0.30623 | 0.19712 | 0.11846 | 0 | 0.65714 | 0.85008 | 0.011938 | 0.017261 | 0.25725 | 0.53641 | 0.65714 | 0 | 0 | 0.85 | 0.85 | 0.85 | 0.85 | 0.8799 | 0.011938 | 0.56215 | 0.082919 | 0.0038224
2025-07-11 08:00 | 81652.8519 | 76825.5968 | 4408.7613 | 418.4937 | 0.19911 | 0.20514 | 0.20318 | 0.24059 | 192 | 8 | Winter | 0.43014 | 0.36227 | 0.36227 | 0.88068 | 0.34685 | 0.20318 | 0.19911 | 0 | 0.65714 | 0.85008 | 0.010821 | 0.0096506 | 0.24059 | 0.4851 | 0.65714 | 0 | 0 | 0.85 | 0.85 | 0.85 | 0.85 | 0.88068 | 0.010821 | 0.53053 | 0.13938 | 8.8894e-05
2025-07-11 09:00 | 81185.7647 | 74090.187 | 6668.7368 | 426.841 | 0.30117 | 0.20924 | 0.2069 | 0.25146 | 192 | 9 | Winter | 0.43228 | 0.35522 | 0.35522 | 0.88103 | 0.35924 | 0.2069 | 0.30117 | 0.040275 | 0.65714 | 0.85008 | 0.010961 | 0.00079999 | 0.25146 | 0.4407 | 0.65714 | 0 | 0 | 0.85 | 0.85 | 0.85 | 0.85 | 0.88103 | 0.010961 | 0.50047 | 0.21082 | 0
2025-07-11 10:00 | 79944.3441 | 70957.6482 | 8540.0747 | 446.6213 | 0.38569 | 0.21893 | 0.21727 | 0.24905 | 192 | 10 | Winter | 0.4061 | 0.33487 | 0.33487 | 0.88085 | 0.36964 | 0.21727 | 0.38569 | 0.40566 | 0.65161 | 0.85008 | 0.013544 | 0.00079999 | 0.24905 | 0.43351 | 0.65161 | 0 | 0 | 0.85 | 0.85 | 0.85 | 0.85 | 0.88085 | 0.013544 | 0.48026 | 0.26998 | 0
2025-07-11 11:00 | 78186.3937 | 68266.4776 | 9465.0668 | 454.8493 | 0.42746 | 0.22297 | 0.22309 | 0.22069 | 192 | 11 | Winter | 0.3925 | 0.32321 | 0.32321 | 0.87126 | 0.35242 | 0.22309 | 0.42746 | 0.54927 | 0.65161 | 0.85008 | 0.013649 | 0.00079999 | 0.22069 | 0.42796 | 0.65161 | 0 | 0 | 0.85 | 0.85 | 0.85 | 0.85 | 0.87126 | 0.013649 | 0.46854 | 0.29922 | 0
2025-07-11 12:00 | 77763.6338 | 67388.8734 | 9944.344 | 430.4163 | 0.44911 | 0.21099 | 0.2116 | 0.19993 | 192 | 12 | Winter | 0.3815 | 0.31623 | 0.31623 | 0.87098 | 0.31489 | 0.2116 | 0.44911 | 0.54413 | 0.65161 | 0.85008 | 0.013788 | 0.00079999 | 0.19993 | 0.41662 | 0.65161 | 0 | 0 | 0.85 | 0.85 | 0.85 | 0.85 | 0.87098 | 0.013788 | 0.46441 | 0.31437 | 0
2025-07-11 13:00 | 77578.2808 | 67525.3067 | 9667.0547 | 385.9194 | 0.43658 | 0.18918 | 0.18866 | 0.19854 | 192 | 13 | Winter | 0.37364 | 0.31803 | 0.31803 | 0.87056 | 0.27101 | 0.18866 | 0.43658 | 0.51602 | 0.65161 | 0.85008 | 0.010996 | 0.00079999 | 0.19854 | 0.39216 | 0.65161 | 0 | 0 | 0.85 | 0.85 | 0.85 | 0.85 | 0.87056 | 0.010996 | 0.45541 | 0.30561 | 0
2025-07-11 14:00 | 77219.7161 | 67898.4145 | 8960.4381 | 360.8635 | 0.40467 | 0.17689 | 0.17556 | 0.201 | 192 | 14 | Winter | 0.36662 | 0.31876 | 0.31876 | 0.87131 | 0.25223 | 0.17556 | 0.40467 | 0.50431 | 0.65161 | 0.85008 | 0.011519 | 0.00079999 | 0.201 | 0.38684 | 0.65161 | 0 | 0 | 0.85 | 0.85 | 0.85 | 0.85 | 0.87131 | 0.011519 | 0.45706 | 0.28327 | 0
2025-07-11 15:00 | 77202.7508 | 69247.993 | 7611.1912 | 343.5666 | 0.34374 | 0.16842 | 0.1666 | 0.20121 | 192 | 15 | Winter | 0.35644 | 0.32325 | 0.32325 | 0.87285 | 0.24653 | 0.1666 | 0.34374 | 0.52622 | 0.65161 | 0.85008 | 0.011764 | 0.001192 | 0.20121 | 0.41154 | 0.65161 | 0 | 0 | 0.85 | 0.85 | 0.85 | 0.85 | 0.87285 | 0.011764 | 0.48176 | 0.24062 | 0
2025-07-11 16:00 | 78981.5237 | 72857.6163 | 5793.8698 | 330.0376 | 0.26166 | 0.16178 | 0.15971 | 0.19926 | 192 | 16 | Winter | 0.34271 | 0.32889 | 0.32889 | 0.87552 | 0.27001 | 0.15971 | 0.26166 | 0.54156 | 0.66088 | 0.85008 | 0.012567 | 0.0013328 | 0.19926 | 0.50479 | 0.66088 | 0 | 0 | 0.85 | 0.85 | 0.85 | 0.85 | 0.87552 | 0.012567 | 0.52016 | 0.18316 | 0
2025-07-11 17:00 | 80197.2241 | 76195.0558 | 3692.0217 | 310.1465 | 0.16674 | 0.15203 | 0.15001 | 0.18865 | 192 | 17 | Winter | 0.35239 | 0.34089 | 0.34089 | 0.87812 | 0.31218 | 0.15001 | 0.16674 | 0.47484 | 0.66641 | 0.85008 | 0.012811 | 0.0013818 | 0.18865 | 0.55841 | 0.66641 | 0 | 0 | 0.85 | 0.85 | 0.85 | 0.85 | 0.87812 | 0.012811 | 0.563 | 0.11672 | 0.108
2025-07-11 18:00 | 81441.1857 | 79540.4608 | 1632.142 | 268.5829 | 0.073711 | 0.13166 | 0.12974 | 0.16639 | 192 | 18 | Winter | 0.36908 | 0.35647 | 0.35647 | 0.8795 | 0.33257 | 0.12974 | 0.073711 | 0.15048 | 0.66641 | 0.85008 | 0.011554 | 0.0054852 | 0.16639 | 0.57233 | 0.66641 | 0 | 0 | 0.85 | 0.85 | 0.85 | 0.85 | 0.8795 | 0.011554 | 0.60036 | 0.051598 | 0.31896
2025-07-11 19:00 | 81375.4906 | 80937.5496 | 200.0761 | 237.8649 | 0.0090358 | 0.1166 | 0.11503 | 0.14496 | 192 | 19 | Winter | 0.39083 | 0.3598 | 0.3598 | 0.8799 | 0.35171 | 0.11503 | 0.0090358 | 0 | 0.66641 | 0.85008 | 0.011624 | 0.0054852 | 0.14496 | 0.56127 | 0.66641 | 0 | 0 | 0.85 | 0.85 | 0.85 | 0.85 | 0.8799 | 0.011624 | 0.6033 | 0.0063251 | 0.16946
2025-07-11 20:00 | 77537.0292 | 77313.1077 | 0 | 223.9215 | 0 | 0.10977 | 0.10844 | 0.13369 | 192 | 20 | Winter | 0.38392 | 0.35256 | 0.35256 | 0.88015 | 0.35332 | 0.10844 | 0 | 0 | 0.66539 | 0.85008 | 0.011729 | 0.0079216 | 0.13369 | 0.55127 | 0.66539 | 0 | 0 | 0.85 | 0.85 | 0.85 | 0.85 | 0.88015 | 0.011729 | 0.58652 | 0 | 0.16317
2025-07-11 21:00 | 74062.329 | 73848.8926 | 0 | 213.4364 | 0 | 0.10463 | 0.10356 | 0.12388 | 192 | 21 | Winter | 0.36841 | 0.34678 | 0.34678 | 0.88022 | 0.34293 | 0.10356 | 0 | 0 | 0.66206 | 0.85008 | 0.011764 | 0.0066981 | 0.12388 | 0.52537 | 0.66206 | 0 | 0 | 0.85 | 0.85 | 0.85 | 0.85 | 0.88022 | 0.011764 | 0.56856 | 0 | 0.14339
2025-07-11 22:00 | 69092.6323 | 68884.9013 | 0 | 207.7311 | 0 | 0.10183 | 0.10083 | 0.11992 | 192 | 22 | Winter | 0.35457 | 0.33613 | 0.33613 | 0.87928 | 0.32008 | 0.10083 | 0 | 0 | 0.66206 | 0.85008 | 0.011868 | 0.0013818 | 0.11992 | 0.46434 | 0.66206 | 0 | 0 | 0.85 | 0.85 | 0.85 | 0.85 | 0.87928 | 0.011868 | 0.54642 | 0 | 0.12674
2025-07-11 23:00 | 64139.1876 | 63931.9286 | 0 | 207.259 | 0 | 0.1016 | 0.10091 | 0.11405 | 192 | 23 | Winter | 0.33817 | 0.32402 | 0.32402 | 0.87673 | 0.30333 | 0.10091 | 0 | 0 | 0.66044 | 0.85008 | 0.011659 | 0.0013818 | 0.11405 | 0.41028 | 0.66044 | 0 | 0 | 0.85 | 0.85 | 0.85 | 0.85 | 0.87673 | 0.011659 | 0.51856 | 0 | 0.039796
2025-07-12 00:00 | 40710.4501 | 40494.4341 | 0 | 216.016 | 0 | 0.10589 | 0.10571 | 0.10915 | 193 | 0 | Summer | 0.55471 | 0.48104 | 0.48104 | 0.94878 | 0.35614 | 0.10571 | 0 | 0 | 0.66443 | 0.85008 | 0.012218 | 0.019437 | 0.10915 | 0.52743 | 0.66443 | 0 | 0 | 0.85 | 0.85 | 0.85 | 0.85 | 0.94878 | 0.012218 | 0.59514 | 0 | 0.042639
2025-07-12 01:00 | 39600.8462 | 39372.6049 | 0 | 228.2413 | 0 | 0.11188 | 0.11202 | 0.10945 | 193 | 1 | Summer | 0.51573 | 0.45924 | 0.45924 | 0.94906 | 0.29865 | 0.11202 | 0 | 0 | 0.66443 | 0.85008 | 0.012287 | 0.019437 | 0.10945 | 0.48331 | 0.66443 | 0 | 0 | 0.85 | 0.85 | 0.85 | 0.85 | 0.94906 | 0.012287 | 0.55167 | 0 | 0
2025-07-12 02:00 | 38980.7907 | 38744.6576 | 0 | 236.1331 | 0 | 0.11575 | 0.11628 | 0.10626 | 193 | 2 | Summer | 0.47769 | 0.44425 | 0.44425 | 0.94941 | 0.25138 | 0.11628 | 0 | 0 | 0.66443 | 0.85008 | 0.012567 | 0.019191 | 0.10626 | 0.46524 | 0.66443 | 0 | 0 | 0.85 | 0.85 | 0.85 | 0.85 | 0.94941 | 0.012567 | 0.53289 | 0 | 0
2025-07-12 03:00 | 38510.6891 | 38271.4582 | 0 | 239.2309 | 0 | 0.11727 | 0.11821 | 0.10037 | 193 | 3 | Summer | 0.46012 | 0.43819 | 0.43819 | 0.9491 | 0.22464 | 0.11821 | 0 | 0 | 0.66443 | 0.85008 | 0.012532 | 0.01917 | 0.10037 | 0.45789 | 0.66443 | 0 | 0 | 0.85 | 0.85 | 0.85 | 0.85 | 0.9491 | 0.012532 | 0.52986 | 0 | 0
2025-07-12 04:00 | 38326.0527 | 38083.9172 | 0 | 242.1354 | 0 | 0.11869 | 0.11961 | 0.10211 | 193 | 4 | Summer | 0.44971 | 0.43054 | 0.43054 | 0.94949 | 0.2044 | 0.11961 | 0 | 0 | 0.66443 | 0.85008 | 0.012532 | 0.01917 | 0.10211 | 0.46405 | 0.66443 | 0 | 0 | 0.85 | 0.85 | 0.85 | 0.85 | 0.94949 | 0.012532 | 0.53565 | 0 | 0
2025-07-12 05:00 | 40295.1944 | 39779.654 | 274.3042 | 241.2362 | 0.012388 | 0.11825 | 0.11875 | 0.10931 | 193 | 5 | Summer | 0.45811 | 0.44299 | 0.44299 | 0.94957 | 0.18921 | 0.11875 | 0.012388 | 0 | 0.66443 | 0.85008 | 0.012567 | 0.01917 | 0.10931 | 0.49226 | 0.66443 | 0 | 0 | 0.85 | 0.85 | 0.85 | 0.85 | 0.94957 | 0.012567 | 0.54922 | 0.0086717 | 0
2025-07-12 06:00 | 43919.5575 | 41708.2791 | 2006.4723 | 204.8062 | 0.090616 | 0.1004 | 0.10065 | 0.095839 | 193 | 6 | Summer | 0.48774 | 0.45859 | 0.45859 | 0.94971 | 0.19102 | 0.10065 | 0.090616 | 0 | 0.66443 | 0.85008 | 0.012532 | 0.018904 | 0.095839 | 0.49923 | 0.66443 | 0 | 0 | 0.85 | 0.85 | 0.85 | 0.85 | 0.94971 | 0.012532 | 0.5429 | 0.063431 | 0
2025-07-12 07:00 | 48331.9942 | 43645.2773 | 4496.5118 | 190.2051 | 0.20307 | 0.093238 | 0.094038 | 0.078777 | 193 | 7 | Summer | 0.5162 | 0.46934 | 0.46934 | 0.95016 | 0.20898 | 0.094038 | 0.20307 | 0 | 0.66478 | 0.85008 | 0.012392 | 0.018904 | 0.078777 | 0.50879 | 0.66478 | 0 | 0 | 0.85 | 0.85 | 0.85 | 0.85 | 0.95016 | 0.012392 | 0.545 | 0.14215 | 0
2025-07-12 08:00 | 53409.6027 | 46066.6519 | 7147.6896 | 195.2611 | 0.3228 | 0.095716 | 0.09671 | 0.077759 | 193 | 8 | Summer | 0.5354 | 0.4736 | 0.4736 | 0.95052 | 0.22514 | 0.09671 | 0.3228 | 0.19439 | 0.66478 | 0.85008 | 0.012602 | 0.018904 | 0.077759 | 0.53361 | 0.66478 | 0 | 0 | 0.85 | 0.85 | 0.85 | 0.85 | 0.95052 | 0.012602 | 0.54288 | 0.22596 | 0
2025-07-12 09:00 | 58709.2851 | 49009.5008 | 9509.4016 | 190.3827 | 0.42946 | 0.093325 | 0.094219 | 0.07717 | 193 | 9 | Summer | 0.54581 | 0.4857 | 0.4857 | 0.94978 | 0.24893 | 0.094219 | 0.42946 | 0.50389 | 0.66478 | 0.85008 | 0.014382 | 0.018904 | 0.07717 | 0.56932 | 0.66478 | 0 | 0 | 0.85 | 0.85 | 0.85 | 0.85 | 0.94978 | 0.014382 | 0.55471 | 0.30062 | 0
2025-07-12 10:00 | 61514.8554 | 50339.9304 | 10993.8636 | 181.0614 | 0.49651 | 0.088756 | 0.089598 | 0.073527 | 193 | 10 | Summer | 0.56661 | 0.50285 | 0.50285 | 0.94712 | 0.26186 | 0.089598 | 0.49651 | 0.61316 | 0.66501 | 0.85008 | 0.014068 | 0.018915 | 0.073527 | 0.61473 | 0.66501 | 0 | 0 | 0.85 | 0.85 | 0.85 | 0.85 | 0.94712 | 0.014068 | 0.60127 | 0.34755 | 0
2025-07-12 11:00 | 62985.446 | 51177.2181 | 11634.7795 | 173.4485 | 0.52545 | 0.085024 | 0.085821 | 0.070607 | 193 | 11 | Summer | 0.60096 | 0.52041 | 0.52041 | 0.94453 | 0.27752 | 0.085821 | 0.52545 | 0.62169 | 0.6656 | 0.85008 | 0.014417 | 0.023029 | 0.070607 | 0.67643 | 0.6656 | 0 | 0 | 0.85 | 0.85 | 0.85 | 0.85 | 0.94453 | 0.014417 | 0.64142 | 0.36782 | 0.0015394
2025-07-12 12:00 | 63237.4549 | 51448.3879 | 11617.5707 | 171.4963 | 0.52467 | 0.084067 | 0.084937 | 0.06833 | 193 | 12 | Summer | 0.62291 | 0.53799 | 0.53799 | 0.94362 | 0.31341 | 0.084937 | 0.52467 | 0.62222 | 0.6656 | 0.85008 | 0.013928 | 0.037669 | 0.06833 | 0.70982 | 0.6656 | 0 | 0 | 0.85 | 0.85 | 0.85 | 0.85 | 0.94362 | 0.013928 | 0.67439 | 0.36727 | 0.13423
2025-07-12 13:00 | 61726.4486 | 50420.7339 | 11134.5682 | 171.1465 | 0.50286 | 0.083895 | 0.084716 | 0.069054 | 193 | 13 | Summer | 0.63006 | 0.55564 | 0.55564 | 0.9422 | 0.37114 | 0.084716 | 0.50286 | 0.63828 | 0.6656 | 0.85008 | 0.014242 | 0.073749 | 0.069054 | 0.73201 | 0.6656 | 0 | 0 | 0.85 | 0.85 | 0.85 | 0.85 | 0.9422 | 0.014242 | 0.69376 | 0.352 | 0.25305
2025-07-12 14:00 | 61138.9848 | 51095.9117 | 9873.5249 | 169.5482 | 0.44591 | 0.083112 | 0.083672 | 0.072991 | 193 | 14 | Summer | 0.6488 | 0.56826 | 0.56826 | 0.9398 | 0.41215 | 0.083672 | 0.44591 | 0.63061 | 0.66582 | 0.85008 | 0.014033 | 0.099397 | 0.072991 | 0.74849 | 0.66582 | 0 | 0 | 0.85 | 0.85 | 0.85 | 0.85 | 0.9398 | 0.014033 | 0.70785 | 0.31214 | 0.30697
2025-07-12 15:00 | 60732.6105 | 52851.5105 | 7710.6328 | 170.4672 | 0.34823 | 0.083562 | 0.083772 | 0.079768 | 193 | 15 | Summer | 0.65735 | 0.56817 | 0.56817 | 0.93752 | 0.45803 | 0.083772 | 0.34823 | 0.64444 | 0.66641 | 0.85008 | 0.013928 | 0.12232 | 0.079768 | 0.75815 | 0.66641 | 0 | 0 | 0.85 | 0.85 | 0.85 | 0.85 | 0.93752 | 0.013928 | 0.71964 | 0.24376 | 0.37998
2025-07-12 16:00 | 60110.5582 | 54480.5881 | 5455.3233 | 174.6468 | 0.24637 | 0.085611 | 0.08558 | 0.08617 | 193 | 16 | Summer | 0.66113 | 0.57399 | 0.57399 | 0.93651 | 0.48967 | 0.08558 | 0.24637 | 0.62638 | 0.66641 | 0.85008 | 0.013195 | 0.14338 | 0.08617 | 0.76334 | 0.66641 | 0 | 0 | 0.85 | 0.85 | 0.85 | 0.85 | 0.93651 | 0.013195 | 0.72909 | 0.17246 | 0.58653
2025-07-12 17:00 | 59613.7961 | 56409.2909 | 3034.7724 | 169.7328 | 0.13706 | 0.083202 | 0.082748 | 0.09142 | 193 | 17 | Summer | 0.65876 | 0.57144 | 0.57144 | 0.93752 | 0.50401 | 0.082748 | 0.13706 | 0.5801 | 0.66641 | 0.85008 | 0.01309 | 0.20336 | 0.09142 | 0.76686 | 0.66641 | 0 | 0 | 0.85 | 0.85 | 0.85 | 0.85 | 0.93752 | 0.01309 | 0.74086 | 0.09594 | 0.64515
2025-07-12 18:00 | 59607.821 | 58265.3567 | 1182.9508 | 159.5135 | 0.053424 | 0.078193 | 0.077243 | 0.095357 | 193 | 18 | Summer | 0.65784 | 0.57543 | 0.57543 | 0.9378 | 0.50368 | 0.077243 | 0.053424 | 0.50952 | 0.66641 | 0.85008 | 0.012846 | 0.22688 | 0.095357 | 0.77618 | 0.66641 | 0 | 0 | 0.85 | 0.85 | 0.85 | 0.85 | 0.9378 | 0.012846 | 0.75295 | 0.037397 | 0.64577
2025-07-12 19:00 | 59743.0797 | 59433.1037 | 150.6701 | 159.3059 | 0.0068046 | 0.078091 | 0.07654 | 0.10612 | 193 | 19 | Summer | 0.65654 | 0.58215 | 0.58215 | 0.93722 | 0.47421 | 0.07654 | 0.0068046 | 0.33059 | 0.66641 | 0.85008 | 0.011205 | 0.20175 | 0.10612 | 0.77565 | 0.66641 | 0 | 0 | 0.85 | 0.85 | 0.85 | 0.85 | 0.93722 | 0.011205 | 0.76424 | 0.0047632 | 0.70485
2025-07-12 20:00 | 56793.2859 | 56620.8826 | 0 | 172.4033 | 0 | 0.084511 | 0.082466 | 0.12147 | 193 | 20 | Summer | 0.6677 | 0.58557 | 0.58557 | 0.93506 | 0.44805 | 0.082466 | 0 | 0.065097 | 0.66641 | 0.85008 | 0.01131 | 0.13977 | 0.12147 | 0.77193 | 0.66641 | 0 | 0 | 0.85 | 0.85 | 0.85 | 0.85 | 0.93506 | 0.01131 | 0.76712 | 0 | 0.71244
2025-07-12 21:00 | 53596.4302 | 53405.5702 | 0 | 190.8601 | 0 | 0.093559 | 0.091567 | 0.12956 | 193 | 21 | Summer | 0.65116 | 0.57136 | 0.57136 | 0.93281 | 0.42034 | 0.091567 | 0 | 0 | 0.66641 | 0.85008 | 0.011415 | 0.067558 | 0.12956 | 0.74633 | 0.66641 | 0 | 0 | 0.85 | 0.85 | 0.85 | 0.85 | 0.93281 | 0.011415 | 0.74851 | 0 | 0.38078
2025-07-12 22:00 | 49716.2243 | 49510.0584 | 0 | 206.1659 | 0 | 0.10106 | 0.099261 | 0.13361 | 193 | 22 | Summer | 0.61469 | 0.5457 | 0.5457 | 0.9302 | 0.41049 | 0.099261 | 0 | 0 | 0.6656 | 0.85008 | 0.011659 | 0.03136 | 0.13361 | 0.66421 | 0.6656 | 0 | 0 | 0.85 | 0.85 | 0.85 | 0.85 | 0.9302 | 0.011659 | 0.69584 | 0 | 0.15401
2025-07-12 23:00 | 45497.8354 | 45283.7904 | 0 | 214.045 | 0 | 0.10492 | 0.103 | 0.13974 | 193 | 23 | Summer | 0.59142 | 0.54754 | 0.54754 | 0.91095 | 0.36743 | 0.103 | 0 | 0 | 0.66219 | 0.85008 | 0.011938 | 0.024002 | 0.13974 | 0.58272 | 0.66219 | 0 | 0 | 0.85 | 0.85 | 0.85 | 0.85 | 0.91095 | 0.011938 | 0.6334 | 0 | 0.13531
2025-07-13 00:00 | 42435.5952 | 42215.6517 | 0 | 219.9435 | 0 | 0.10782 | 0.10553 | 0.14914 | 194 | 0 | Summer | 0.55471 | 0.48104 | 0.48104 | 0.94878 | 0.35614 | 0.10553 | 0 | 0 | 0.66443 | 0.85008 | 0.012218 | 0.019437 | 0.14914 | 0.52743 | 0.66443 | 0 | 0 | 0.85 | 0.85 | 0.85 | 0.85 | 0.94878 | 0.012218 | 0.59514 | 0 | 0.042639
2025-07-13 01:00 | 41112.4626 | 40886.998 | 0 | 225.4645 | 0 | 0.11052 | 0.10778 | 0.1601 | 194 | 1 | Summer | 0.51573 | 0.45924 | 0.45924 | 0.94906 | 0.29865 | 0.10778 | 0 | 0 | 0.66443 | 0.85008 | 0.012287 | 0.019437 | 0.1601 | 0.48331 | 0.66443 | 0 | 0 | 0.85 | 0.85 | 0.85 | 0.85 | 0.94906 | 0.012287 | 0.55167 | 0 | 0
2025-07-13 02:00 | 40455.4094 | 40230.8377 | 0 | 224.5717 | 0 | 0.11008 | 0.107 | 0.16591 | 194 | 2 | Summer | 0.47769 | 0.44425 | 0.44425 | 0.94941 | 0.25138 | 0.107 | 0 | 0 | 0.66443 | 0.85008 | 0.012567 | 0.019191 | 0.16591 | 0.46524 | 0.66443 | 0 | 0 | 0.85 | 0.85 | 0.85 | 0.85 | 0.94941 | 0.012567 | 0.53289 | 0 | 0
2025-07-13 03:00 | 40091.0153 | 39870.7261 | 0 | 220.2892 | 0 | 0.10798 | 0.10487 | 0.16436 | 194 | 3 | Summer | 0.46012 | 0.43819 | 0.43819 | 0.9491 | 0.22464 | 0.10487 | 0 | 0 | 0.66443 | 0.85008 | 0.012532 | 0.01917 | 0.16436 | 0.45789 | 0.66443 | 0 | 0 | 0.85 | 0.85 | 0.85 | 0.85 | 0.9491 | 0.012532 | 0.52986 | 0 | 0
2025-07-13 04:00 | 40027.9424 | 39812.9056 | 0 | 215.0368 | 0 | 0.10541 | 0.10235 | 0.16063 | 194 | 4 | Summer | 0.44971 | 0.43054 | 0.43054 | 0.94949 | 0.2044 | 0.10235 | 0 | 0 | 0.66443 | 0.85008 | 0.012532 | 0.01917 | 0.16063 | 0.46405 | 0.66443 | 0 | 0 | 0.85 | 0.85 | 0.85 | 0.85 | 0.94949 | 0.012532 | 0.53565 | 0 | 0
2025-07-13 05:00 | 41742.0056 | 41289.1218 | 245.4714 | 207.4123 | 0.011086 | 0.10167 | 0.098578 | 0.15761 | 194 | 5 | Summer | 0.45811 | 0.44299 | 0.44299 | 0.94957 | 0.18921 | 0.098578 | 0.011086 | 0 | 0.66443 | 0.85008 | 0.012567 | 0.01917 | 0.15761 | 0.49226 | 0.66443 | 0 | 0 | 0.85 | 0.85 | 0.85 | 0.85 | 0.94957 | 0.012567 | 0.54922 | 0.0077602 | 0
2025-07-13 06:00 | 44745.4124 | 42805.3671 | 1768.9356 | 171.1097 | 0.079889 | 0.083877 | 0.080458 | 0.14569 | 194 | 6 | Summer | 0.48774 | 0.45859 | 0.45859 | 0.94971 | 0.19102 | 0.080458 | 0.079889 | 0 | 0.66443 | 0.85008 | 0.012532 | 0.018904 | 0.14569 | 0.49923 | 0.66443 | 0 | 0 | 0.85 | 0.85 | 0.85 | 0.85 | 0.94971 | 0.012532 | 0.5429 | 0.055922 | 0
2025-07-13 07:00 | 49090.412 | 44995.4132 | 3938.3018 | 156.697 | 0.17786 | 0.076812 | 0.073225 | 0.14164 | 194 | 7 | Summer | 0.5162 | 0.46934 | 0.46934 | 0.95016 | 0.20898 | 0.073225 | 0.17786 | 0 | 0.66478 | 0.85008 | 0.012392 | 0.018904 | 0.14164 | 0.50879 | 0.66478 | 0 | 0 | 0.85 | 0.85 | 0.85 | 0.85 | 0.95016 | 0.012392 | 0.545 | 0.1245 | 0
2025-07-13 08:00 | 53472.7179 | 47249.3933 | 6063.3522 | 159.9724 | 0.27383 | 0.078418 | 0.074431 | 0.15048 | 194 | 8 | Summer | 0.5354 | 0.4736 | 0.4736 | 0.95052 | 0.22514 | 0.074431 | 0.27383 | 0.19439 | 0.66478 | 0.85008 | 0.012602 | 0.018904 | 0.15048 | 0.53361 | 0.66478 | 0 | 0 | 0.85 | 0.85 | 0.85 | 0.85 | 0.95052 | 0.012602 | 0.54288 | 0.19168 | 0
2025-07-13 09:00 | 57813.6057 | 49665.7843 | 7972.2721 | 175.5494 | 0.36004 | 0.086054 | 0.082004 | 0.15924 | 194 | 9 | Summer | 0.54581 | 0.4857 | 0.4857 | 0.94978 | 0.24893 | 0.082004 | 0.36004 | 0.50389 | 0.66478 | 0.85008 | 0.014382 | 0.018904 | 0.15924 | 0.56932 | 0.66478 | 0 | 0 | 0.85 | 0.85 | 0.85 | 0.85 | 0.94978 | 0.014382 | 0.55471 | 0.25203 | 0
2025-07-13 10:00 | 60029.7474 | 50312.7354 | 9519.8979 | 197.1141 | 0.42994 | 0.096625 | 0.092873 | 0.16444 | 194 | 10 | Summer | 0.56661 | 0.50285 | 0.50285 | 0.94712 | 0.26186 | 0.092873 | 0.42994 | 0.61316 | 0.66501 | 0.85008 | 0.014068 | 0.018915 | 0.16444 | 0.61473 | 0.66501 | 0 | 0 | 0.85 | 0.85 | 0.85 | 0.85 | 0.94712 | 0.014068 | 0.60127 | 0.30096 | 0
2025-07-13 11:00 | 60890.6372 | 50327.1828 | 10352.9373 | 210.5171 | 0.46756 | 0.10319 | 0.099583 | 0.16848 | 194 | 11 | Summer | 0.60096 | 0.52041 | 0.52041 | 0.94453 | 0.27752 | 0.099583 | 0.46756 | 0.62169 | 0.6656 | 0.85008 | 0.014417 | 0.023029 | 0.16848 | 0.67643 | 0.6656 | 0 | 0 | 0.85 | 0.85 | 0.85 | 0.85 | 0.94453 | 0.014417 | 0.64142 | 0.32729 | 0.0015394
2025-07-13 12:00 | 60496.6293 | 49818.7215 | 10457.2335 | 220.6743 | 0.47227 | 0.10817 | 0.10448 | 0.17486 | 194 | 12 | Summer | 0.62291 | 0.53799 | 0.53799 | 0.94362 | 0.31341 | 0.10448 | 0.47227 | 0.62222 | 0.6656 | 0.85008 | 0.013928 | 0.037669 | 0.17486 | 0.70982 | 0.6656 | 0 | 0 | 0.85 | 0.85 | 0.85 | 0.85 | 0.94362 | 0.013928 | 0.67439 | 0.33059 | 0.13423
2025-07-13 13:00 | 58527.3866 | 48378.5742 | 9917.0231 | 231.7893 | 0.44787 | 0.11362 | 0.10987 | 0.18147 | 194 | 13 | Summer | 0.63006 | 0.55564 | 0.55564 | 0.9422 | 0.37114 | 0.10987 | 0.44787 | 0.63828 | 0.6656 | 0.85008 | 0.014242 | 0.073749 | 0.18147 | 0.73201 | 0.6656 | 0 | 0 | 0.85 | 0.85 | 0.85 | 0.85 | 0.9422 | 0.014242 | 0.69376 | 0.31351 | 0.25305
2025-07-13 14:00 | 57737.1004 | 48890.3326 | 8594.6628 | 252.1049 | 0.38815 | 0.12358 | 0.12001 | 0.18806 | 194 | 14 | Summer | 0.6488 | 0.56826 | 0.56826 | 0.9398 | 0.41215 | 0.12001 | 0.38815 | 0.63061 | 0.66582 | 0.85008 | 0.014033 | 0.099397 | 0.18806 | 0.74849 | 0.66582 | 0 | 0 | 0.85 | 0.85 | 0.85 | 0.85 | 0.9398 | 0.014033 | 0.70785 | 0.27171 | 0.30697
2025-07-13 15:00 | 57262.1453 | 50267.0247 | 6728.364 | 266.7567 | 0.30387 | 0.13076 | 0.12741 | 0.19144 | 194 | 15 | Summer | 0.65735 | 0.56817 | 0.56817 | 0.93752 | 0.45803 | 0.12741 | 0.30387 | 0.64444 | 0.66641 | 0.85008 | 0.013928 | 0.12232 | 0.19144 | 0.75815 | 0.66641 | 0 | 0 | 0.85 | 0.85 | 0.85 | 0.85 | 0.93752 | 0.013928 | 0.71964 | 0.21271 | 0.37998
2025-07-13 16:00 | 56661.1221 | 51719.422 | 4671.5693 | 270.1307 | 0.21098 | 0.13242 | 0.12913 | 0.19176 | 194 | 16 | Summer | 0.66113 | 0.57399 | 0.57399 | 0.93651 | 0.48967 | 0.12913 | 0.21098 | 0.62638 | 0.66641 | 0.85008 | 0.013195 | 0.14338 | 0.19176 | 0.76334 | 0.66641 | 0 | 0 | 0.85 | 0.85 | 0.85 | 0.85 | 0.93651 | 0.013195 | 0.72909 | 0.14768 | 0.58653
2025-07-13 17:00 | 56017.9752 | 52852.1861 | 2901.2479 | 264.5412 | 0.13103 | 0.12968 | 0.12584 | 0.19904 | 194 | 17 | Summer | 0.65876 | 0.57144 | 0.57144 | 0.93752 | 0.50401 | 0.12584 | 0.13103 | 0.5801 | 0.66641 | 0.85008 | 0.01309 | 0.20336 | 0.19904 | 0.76686 | 0.66641 | 0 | 0 | 0.85 | 0.85 | 0.85 | 0.85 | 0.93752 | 0.01309 | 0.74086 | 0.091718 | 0.64515
2025-07-13 18:00 | 55762.7329 | 54247.7934 | 1244.3002 | 270.6393 | 0.056195 | 0.13267 | 0.12843 | 0.20922 | 194 | 18 | Summer | 0.65784 | 0.57543 | 0.57543 | 0.9378 | 0.50368 | 0.12843 | 0.056195 | 0.50952 | 0.66641 | 0.85008 | 0.012846 | 0.22688 | 0.20922 | 0.77618 | 0.66641 | 0 | 0 | 0.85 | 0.85 | 0.85 | 0.85 | 0.9378 | 0.012846 | 0.75295 | 0.039337 | 0.64577
2025-07-13 19:00 | 56886.6924 | 56440.4051 | 150.4027 | 295.8846 | 0.0067925 | 0.14504 | 0.14085 | 0.22087 | 194 | 19 | Summer | 0.65654 | 0.58215 | 0.58215 | 0.93722 | 0.47421 | 0.14085 | 0.0067925 | 0.33059 | 0.66641 | 0.85008 | 0.011205 | 0.20175 | 0.22087 | 0.77565 | 0.66641 | 0 | 0 | 0.85 | 0.85 | 0.85 | 0.85 | 0.93722 | 0.011205 | 0.76424 | 0.0047547 | 0.70485
2025-07-13 20:00 | 54831.3951 | 54513.3152 | 0 | 318.0799 | 0 | 0.15592 | 0.15212 | 0.22471 | 194 | 20 | Summer | 0.6677 | 0.58557 | 0.58557 | 0.93506 | 0.44805 | 0.15212 | 0 | 0.065097 | 0.66641 | 0.85008 | 0.01131 | 0.13977 | 0.22471 | 0.77193 | 0.66641 | 0 | 0 | 0.85 | 0.85 | 0.85 | 0.85 | 0.93506 | 0.01131 | 0.76712 | 0 | 0.71244
2025-07-13 21:00 | 52128.6127 | 51788.6472 | 0 | 339.9655 | 0 | 0.16665 | 0.16317 | 0.22963 | 194 | 21 | Summer | 0.65116 | 0.57136 | 0.57136 | 0.93281 | 0.42034 | 0.16317 | 0 | 0 | 0.66641 | 0.85008 | 0.011415 | 0.067558 | 0.22963 | 0.74633 | 0.66641 | 0 | 0 | 0.85 | 0.85 | 0.85 | 0.85 | 0.93281 | 0.011415 | 0.74851 | 0 | 0.38078
2025-07-13 22:00 | 48690.9276 | 48332.5798 | 0 | 358.3478 | 0 | 0.17566 | 0.17263 | 0.23049 | 194 | 22 | Summer | 0.61469 | 0.5457 | 0.5457 | 0.9302 | 0.41049 | 0.17263 | 0 | 0 | 0.6656 | 0.85008 | 0.011659 | 0.03136 | 0.23049 | 0.66421 | 0.6656 | 0 | 0 | 0.85 | 0.85 | 0.85 | 0.85 | 0.9302 | 0.011659 | 0.69584 | 0 | 0.15401
2025-07-13 23:00 | 44879.5267 | 44509.6176 | 0 | 369.9091 | 0 | 0.18133 | 0.17865 | 0.22966 | 194 | 23 | Summer | 0.59142 | 0.54754 | 0.54754 | 0.91095 | 0.36743 | 0.17865 | 0 | 0 | 0.66219 | 0.85008 | 0.011938 | 0.024002 | 0.22966 | 0.58272 | 0.66219 | 0 | 0 | 0.85 | 0.85 | 0.85 | 0.85 | 0.91095 | 0.011938 | 0.6334 | 0 | 0.13531
2025-07-14 00:00 | 62995.9331 | 62616.7927 | 0 | 379.1403 | 0 | 0.18585 | 0.18348 | 0.22883 | 195 | 0 | Winter | 0.38112 | 0.34822 | 0.34822 | 0.87184 | 0.31588 | 0.18348 | 0 | 0 | 0.65714 | 0.85008 | 0.011799 | 0.0012155 | 0.22883 | 0.39122 | 0.65714 | 0 | 0 | 0.85 | 0.85 | 0.85 | 0.85 | 0.87184 | 0.011799 | 0.48528 | 0 | 0.0029205
2025-07-14 01:00 | 61971.876 | 61582.2831 | 0 | 389.5929 | 0 | 0.19098 | 0.18878 | 0.23071 | 195 | 1 | Winter | 0.36674 | 0.33231 | 0.33231 | 0.87605 | 0.28158 | 0.18878 | 0 | 0 | 0.65714 | 0.85008 | 0.009774 | 0.00081967 | 0.23071 | 0.37856 | 0.65714 | 0 | 0 | 0.85 | 0.85 | 0.85 | 0.85 | 0.87605 | 0.009774 | 0.4777 | 0 | 0
2025-07-14 02:00 | 61524.2998 | 61122.7426 | 0 | 401.5572 | 0 | 0.19684 | 0.19487 | 0.23255 | 195 | 2 | Winter | 0.34679 | 0.32201 | 0.32201 | 0.8763 | 0.24925 | 0.19487 | 0 | 0 | 0.65714 | 0.85008 | 0.0098438 | 0.00079999 | 0.23255 | 0.37271 | 0.65714 | 0 | 0 | 0.85 | 0.85 | 0.85 | 0.85 | 0.8763 | 0.0098438 | 0.47491 | 0 | 0
2025-07-14 03:00 | 61183.4493 | 60774.6146 | 0 | 408.8347 | 0 | 0.20041 | 0.19878 | 0.22979 | 195 | 3 | Winter | 0.3338 | 0.31706 | 0.31706 | 0.87561 | 0.23438 | 0.19878 | 0 | 0 | 0.65714 | 0.85008 | 0.0098089 | 0.00079999 | 0.22979 | 0.37639 | 0.65714 | 0 | 0 | 0.85 | 0.85 | 0.85 | 0.85 | 0.87561 | 0.0098089 | 0.47708 | 0 | 0
2025-07-14 04:00 | 61229.6285 | 60816.4219 | 0 | 413.2066 | 0 | 0.20255 | 0.20135 | 0.2242 | 195 | 4 | Winter | 0.33501 | 0.31839 | 0.31839 | 0.87687 | 0.215 | 0.20135 | 0 | 0 | 0.65714 | 0.85008 | 0.0099486 | 0.00079999 | 0.2242 | 0.39652 | 0.65714 | 0 | 0 | 0.85 | 0.85 | 0.85 | 0.85 | 0.87687 | 0.0099486 | 0.49014 | 0 | 0
2025-07-14 05:00 | 64761.6911 | 64105.1565 | 231.6455 | 424.8892 | 0.010462 | 0.20828 | 0.20786 | 0.21579 | 195 | 5 | Winter | 0.34255 | 0.3212 | 0.3212 | 0.87819 | 0.21182 | 0.20786 | 0.010462 | 0 | 0.65714 | 0.85008 | 0.010053 | 0.00079999 | 0.21579 | 0.45896 | 0.65714 | 0 | 0 | 0.85 | 0.85 | 0.85 | 0.85 | 0.87819 | 0.010053 | 0.52415 | 0.0073231 | 0
2025-07-14 06:00 | 71524.782 | 69354.4293 | 1765.1572 | 405.1955 | 0.079718 | 0.19863 | 0.19866 | 0.19795 | 195 | 6 | Winter | 0.3535 | 0.33148 | 0.33148 | 0.87914 | 0.24668 | 0.19866 | 0.079718 | 0 | 0.65714 | 0.85008 | 0.010088 | 0.00079999 | 0.19795 | 0.54134 | 0.65714 | 0 | 0 | 0.85 | 0.85 | 0.85 | 0.85 | 0.87914 | 0.010088 | 0.55421 | 0.055803 | 0.00017779
2025-07-14 07:00 | 78819.3762 | 74291.2809 | 4125.6152 | 402.4801 | 0.18632 | 0.19729 | 0.19816 | 0.18163 | 195 | 7 | Winter | 0.39334 | 0.34859 | 0.34859 | 0.8799 | 0.30623 | 0.19816 | 0.18632 | 0 | 0.65714 | 0.85008 | 0.011938 | 0.017261 | 0.18163 | 0.53641 | 0.65714 | 0 | 0 | 0.85 | 0.85 | 0.85 | 0.85 | 0.8799 | 0.011938 | 0.56215 | 0.13042 | 0.0038224
2025-07-14 08:00 | 80185.0192 | 73170.6355 | 6604.4714 | 409.9123 | 0.29827 | 0.20094 | 0.2019 | 0.18359 | 195 | 8 | Winter | 0.43014 | 0.36227 | 0.36227 | 0.88068 | 0.34685 | 0.2019 | 0.29827 | 0 | 0.65714 | 0.85008 | 0.010821 | 0.0096506 | 0.18359 | 0.4851 | 0.65714 | 0 | 0 | 0.85 | 0.85 | 0.85 | 0.85 | 0.88068 | 0.010821 | 0.53053 | 0.20879 | 8.8894e-05
2025-07-14 09:00 | 79945.304 | 70539.4343 | 8999.5505 | 406.3192 | 0.40644 | 0.19918 | 0.20001 | 0.18412 | 195 | 9 | Winter | 0.43228 | 0.35522 | 0.35522 | 0.88103 | 0.35924 | 0.20001 | 0.40644 | 0.040275 | 0.65714 | 0.85008 | 0.010961 | 0.00079999 | 0.18412 | 0.4407 | 0.65714 | 0 | 0 | 0.85 | 0.85 | 0.85 | 0.85 | 0.88103 | 0.010961 | 0.50047 | 0.28451 | 0
2025-07-14 10:00 | 79100.306 | 67832.2877 | 10878.6557 | 389.3626 | 0.4913 | 0.19086 | 0.19115 | 0.18571 | 195 | 10 | Winter | 0.4061 | 0.33487 | 0.33487 | 0.88085 | 0.36964 | 0.19115 | 0.4913 | 0.40566 | 0.65161 | 0.85008 | 0.013544 | 0.00079999 | 0.18571 | 0.43351 | 0.65161 | 0 | 0 | 0.85 | 0.85 | 0.85 | 0.85 | 0.88085 | 0.013544 | 0.48026 | 0.34391 | 0
2025-07-14 11:00 | 77635.942 | 65333.617 | 11922.4194 | 379.9056 | 0.53844 | 0.18623 | 0.18605 | 0.18951 | 195 | 11 | Winter | 0.3925 | 0.32321 | 0.32321 | 0.87126 | 0.35242 | 0.18605 | 0.53844 | 0.54927 | 0.65161 | 0.85008 | 0.013649 | 0.00079999 | 0.18951 | 0.42796 | 0.65161 | 0 | 0 | 0.85 | 0.85 | 0.85 | 0.85 | 0.87126 | 0.013649 | 0.46854 | 0.37691 | 0
2025-07-14 12:00 | 77502.4036 | 65190.6786 | 11931.6472 | 380.0779 | 0.53886 | 0.18631 | 0.18627 | 0.18712 | 195 | 12 | Winter | 0.3815 | 0.31623 | 0.31623 | 0.87098 | 0.31489 | 0.18627 | 0.53886 | 0.54413 | 0.65161 | 0.85008 | 0.013788 | 0.00079999 | 0.18712 | 0.41662 | 0.65161 | 0 | 0 | 0.85 | 0.85 | 0.85 | 0.85 | 0.87098 | 0.013788 | 0.46441 | 0.3772 | 0
2025-07-14 13:00 | 77560.3543 | 66005.455 | 11174.5595 | 380.3398 | 0.50467 | 0.18644 | 0.18679 | 0.18013 | 195 | 13 | Winter | 0.37364 | 0.31803 | 0.31803 | 0.87056 | 0.27101 | 0.18679 | 0.50467 | 0.51602 | 0.65161 | 0.85008 | 0.010996 | 0.00079999 | 0.18013 | 0.39216 | 0.65161 | 0 | 0 | 0.85 | 0.85 | 0.85 | 0.85 | 0.87056 | 0.010996 | 0.45541 | 0.35327 | 0
2025-07-14 14:00 | 77402.2266 | 67243.7085 | 9778.63 | 379.8882 | 0.44162 | 0.18622 | 0.18673 | 0.177 | 195 | 14 | Winter | 0.36662 | 0.31876 | 0.31876 | 0.87131 | 0.25223 | 0.18673 | 0.44162 | 0.50431 | 0.65161 | 0.85008 | 0.011519 | 0.00079999 | 0.177 | 0.38684 | 0.65161 | 0 | 0 | 0.85 | 0.85 | 0.85 | 0.85 | 0.87131 | 0.011519 | 0.45706 | 0.30914 | 0
2025-07-14 15:00 | 77540.3661 | 69363.2563 | 7801.2355 | 375.8743 | 0.35232 | 0.18425 | 0.18452 | 0.17941 | 195 | 15 | Winter | 0.35644 | 0.32325 | 0.32325 | 0.87285 | 0.24653 | 0.18452 | 0.35232 | 0.52622 | 0.65161 | 0.85008 | 0.011764 | 0.001192 | 0.17941 | 0.41154 | 0.65161 | 0 | 0 | 0.85 | 0.85 | 0.85 | 0.85 | 0.87285 | 0.011764 | 0.48176 | 0.24662 | 0
2025-07-14 16:00 | 79407.8618 | 73404.6509 | 5631.3021 | 371.9088 | 0.25432 | 0.18231 | 0.18227 | 0.183 | 195 | 16 | Winter | 0.34271 | 0.32889 | 0.32889 | 0.87552 | 0.27001 | 0.18227 | 0.25432 | 0.54156 | 0.66088 | 0.85008 | 0.012567 | 0.0013328 | 0.183 | 0.50479 | 0.66088 | 0 | 0 | 0.85 | 0.85 | 0.85 | 0.85 | 0.87552 | 0.012567 | 0.52016 | 0.17802 | 0
2025-07-14 17:00 | 80566.2998 | 76702.5798 | 3498.418 | 365.302 | 0.158 | 0.17907 | 0.17894 | 0.1815 | 195 | 17 | Winter | 0.35239 | 0.34089 | 0.34089 | 0.87812 | 0.31218 | 0.17894 | 0.158 | 0.47484 | 0.66641 | 0.85008 | 0.012811 | 0.0013818 | 0.1815 | 0.55841 | 0.66641 | 0 | 0 | 0.85 | 0.85 | 0.85 | 0.85 | 0.87812 | 0.012811 | 0.563 | 0.1106 | 0.108
2025-07-14 18:00 | 81731.6115 | 79838.6981 | 1536.1249 | 356.7885 | 0.069375 | 0.1749 | 0.1745 | 0.18214 | 195 | 18 | Winter | 0.36908 | 0.35647 | 0.35647 | 0.8795 | 0.33257 | 0.1745 | 0.069375 | 0.15048 | 0.66641 | 0.85008 | 0.011554 | 0.0054852 | 0.18214 | 0.57233 | 0.66641 | 0 | 0 | 0.85 | 0.85 | 0.85 | 0.85 | 0.8795 | 0.011554 | 0.60036 | 0.048562 | 0.31896
2025-07-14 19:00 | 81447.1206 | 80909.2574 | 181.3924 | 356.4709 | 0.008192 | 0.17474 | 0.17399 | 0.18825 | 195 | 19 | Winter | 0.39083 | 0.3598 | 0.3598 | 0.8799 | 0.35171 | 0.17399 | 0.008192 | 0 | 0.66641 | 0.85008 | 0.011624 | 0.0054852 | 0.18825 | 0.56127 | 0.66641 | 0 | 0 | 0.85 | 0.85 | 0.85 | 0.85 | 0.8799 | 0.011624 | 0.6033 | 0.0057344 | 0.16946
2025-07-14 20:00 | 77628.3406 | 77280.5185 | 0 | 347.8221 | 0 | 0.1705 | 0.16929 | 0.19235 | 195 | 20 | Winter | 0.38392 | 0.35256 | 0.35256 | 0.88015 | 0.35332 | 0.16929 | 0 | 0 | 0.66539 | 0.85008 | 0.011729 | 0.0079216 | 0.19235 | 0.55127 | 0.66539 | 0 | 0 | 0.85 | 0.85 | 0.85 | 0.85 | 0.88015 | 0.011729 | 0.58652 | 0 | 0.16317
2025-07-14 21:00 | 74185.7412 | 73845.956 | 0 | 339.7851 | 0 | 0.16656 | 0.16533 | 0.18873 | 195 | 21 | Winter | 0.36841 | 0.34678 | 0.34678 | 0.88022 | 0.34293 | 0.16533 | 0 | 0 | 0.66206 | 0.85008 | 0.011764 | 0.0066981 | 0.18873 | 0.52537 | 0.66206 | 0 | 0 | 0.85 | 0.85 | 0.85 | 0.85 | 0.88022 | 0.011764 | 0.56856 | 0 | 0.14339
2025-07-14 22:00 | 69205.5414 | 68858.0048 | 0 | 347.5366 | 0 | 0.17036 | 0.16977 | 0.18096 | 195 | 22 | Winter | 0.35457 | 0.33613 | 0.33613 | 0.87928 | 0.32008 | 0.16977 | 0 | 0 | 0.66206 | 0.85008 | 0.011868 | 0.0013818 | 0.18096 | 0.46434 | 0.66206 | 0 | 0 | 0.85 | 0.85 | 0.85 | 0.85 | 0.87928 | 0.011868 | 0.54642 | 0 | 0.12674
2025-07-14 23:00 | 64252.0967 | 63902.3803 | 0 | 349.7164 | 0 | 0.17143 | 0.17136 | 0.17266 | 195 | 23 | Winter | 0.33817 | 0.32402 | 0.32402 | 0.87673 | 0.30333 | 0.17136 | 0 | 0 | 0.66044 | 0.85008 | 0.011659 | 0.0013818 | 0.17266 | 0.41028 | 0.66044 | 0 | 0 | 0.85 | 0.85 | 0.85 | 0.85 | 0.87673 | 0.011659 | 0.51856 | 0 | 0.039796
2025-07-15 00:00 | 61449.3418 | 61112.4338 | 0 | 336.908 | 0 | 0.16515 | 0.16503 | 0.16728 | 196 | 0 | Winter | 0.38112 | 0.34822 | 0.34822 | 0.87184 | 0.31588 | 0.16503 | 0 | 0 | 0.65714 | 0.85008 | 0.011799 | 0.0012155 | 0.16728 | 0.39122 | 0.65714 | 0 | 0 | 0.85 | 0.85 | 0.85 | 0.85 | 0.87184 | 0.011799 | 0.48528 | 0 | 0.0029205
2025-07-15 01:00 | 60193.3484 | 59870.7626 | 0 | 322.5857 | 0 | 0.15813 | 0.15764 | 0.16698 | 196 | 1 | Winter | 0.36674 | 0.33231 | 0.33231 | 0.87605 | 0.28158 | 0.15764 | 0 | 0 | 0.65714 | 0.85008 | 0.009774 | 0.00081967 | 0.16698 | 0.37856 | 0.65714 | 0 | 0 | 0.85 | 0.85 | 0.85 | 0.85 | 0.87605 | 0.009774 | 0.4777 | 0 | 0
2025-07-15 02:00 | 59678.5511 | 59360.7601 | 0 | 317.7911 | 0 | 0.15578 | 0.15505 | 0.16899 | 196 | 2 | Winter | 0.34679 | 0.32201 | 0.32201 | 0.8763 | 0.24925 | 0.15505 | 0 | 0 | 0.65714 | 0.85008 | 0.0098438 | 0.00079999 | 0.16899 | 0.37271 | 0.65714 | 0 | 0 | 0.85 | 0.85 | 0.85 | 0.85 | 0.8763 | 0.0098438 | 0.47491 | 0 | 0
2025-07-15 03:00 | 59388.2326 | 59081.984 | 0 | 306.2486 | 0 | 0.15012 | 0.14958 | 0.15983 | 196 | 3 | Winter | 0.3338 | 0.31706 | 0.31706 | 0.87561 | 0.23438 | 0.14958 | 0 | 0 | 0.65714 | 0.85008 | 0.0098089 | 0.00079999 | 0.15983 | 0.37639 | 0.65714 | 0 | 0 | 0.85 | 0.85 | 0.85 | 0.85 | 0.87561 | 0.0098089 | 0.47708 | 0 | 0
2025-07-15 04:00 | 59684.4124 | 59390.2245 | 0 | 294.1879 | 0 | 0.14421 | 0.1438 | 0.15163 | 196 | 4 | Winter | 0.33501 | 0.31839 | 0.31839 | 0.87687 | 0.215 | 0.1438 | 0 | 0 | 0.65714 | 0.85008 | 0.0099486 | 0.00079999 | 0.15163 | 0.39652 | 0.65714 | 0 | 0 | 0.85 | 0.85 | 0.85 | 0.85 | 0.87687 | 0.0099486 | 0.49014 | 0 | 0
2025-07-15 05:00 | 63328.0089 | 62840.2931 | 201.7183 | 285.9975 | 0.00911 | 0.14019 | 0.13946 | 0.15348 | 196 | 5 | Winter | 0.34255 | 0.3212 | 0.3212 | 0.87819 | 0.21182 | 0.13946 | 0.00911 | 0 | 0.65714 | 0.85008 | 0.010053 | 0.00079999 | 0.15348 | 0.45896 | 0.65714 | 0 | 0 | 0.85 | 0.85 | 0.85 | 0.85 | 0.87819 | 0.010053 | 0.52415 | 0.006377 | 0
2025-07-15 06:00 | 70174.1731 | 68333.6072 | 1578.7674 | 261.7985 | 0.0713 | 0.12833 | 0.12712 | 0.15016 | 196 | 6 | Winter | 0.3535 | 0.33148 | 0.33148 | 0.87914 | 0.24668 | 0.12712 | 0.0713 | 0 | 0.65714 | 0.85008 | 0.010088 | 0.00079999 | 0.15016 | 0.54134 | 0.65714 | 0 | 0 | 0.85 | 0.85 | 0.85 | 0.85 | 0.87914 | 0.010088 | 0.55421 | 0.04991 | 0.00017779
2025-07-15 07:00 | 77902.0659 | 73920.0297 | 3725.3595 | 256.6766 | 0.16824 | 0.12582 | 0.12481 | 0.14403 | 196 | 7 | Winter | 0.39334 | 0.34859 | 0.34859 | 0.8799 | 0.30623 | 0.12481 | 0.16824 | 0 | 0.65714 | 0.85008 | 0.011938 | 0.017261 | 0.14403 | 0.53641 | 0.65714 | 0 | 0 | 0.85 | 0.85 | 0.85 | 0.85 | 0.8799 | 0.011938 | 0.56215 | 0.11777 | 0.0038224
2025-07-15 08:00 | 79763.4485 | 73224.2362 | 6273.23 | 265.9823 | 0.28331 | 0.13038 | 0.12946 | 0.14716 | 196 | 8 | Winter | 0.43014 | 0.36227 | 0.36227 | 0.88068 | 0.34685 | 0.12946 | 0.28331 | 0 | 0.65714 | 0.85008 | 0.010821 | 0.0096506 | 0.14716 | 0.4851 | 0.65714 | 0 | 0 | 0.85 | 0.85 | 0.85 | 0.85 | 0.88068 | 0.010821 | 0.53053 | 0.19832 | 8.8894e-05
2025-07-15 09:00 | 79986.8744 | 71227.5962 | 8483.9952 | 275.283 | 0.38315 | 0.13494 | 0.13436 | 0.14553 | 196 | 9 | Winter | 0.43228 | 0.35522 | 0.35522 | 0.88103 | 0.35924 | 0.13436 | 0.38315 | 0.040275 | 0.65714 | 0.85008 | 0.010961 | 0.00079999 | 0.14553 | 0.4407 | 0.65714 | 0 | 0 | 0.85 | 0.85 | 0.85 | 0.85 | 0.88103 | 0.010961 | 0.50047 | 0.26821 | 0
2025-07-15 10:00 | 79475.2681 | 68998.1166 | 10196.3006 | 280.8508 | 0.46049 | 0.13767 | 0.13727 | 0.14494 | 196 | 10 | Winter | 0.4061 | 0.33487 | 0.33487 | 0.88085 | 0.36964 | 0.13727 | 0.46049 | 0.40566 | 0.65161 | 0.85008 | 0.013544 | 0.00079999 | 0.14494 | 0.43351 | 0.65161 | 0 | 0 | 0.85 | 0.85 | 0.85 | 0.85 | 0.88085 | 0.013544 | 0.48026 | 0.32234 | 0
2025-07-15 11:00 | 78291.5198 | 66682.02 | 11323.0525 | 286.4473 | 0.51137 | 0.14042 | 0.14 | 0.14788 | 196 | 11 | Winter | 0.3925 | 0.32321 | 0.32321 | 0.87126 | 0.35242 | 0.14 | 0.51137 | 0.54927 | 0.65161 | 0.85008 | 0.013649 | 0.00079999 | 0.14788 | 0.42796 | 0.65161 | 0 | 0 | 0.85 | 0.85 | 0.85 | 0.85 | 0.87126 | 0.013649 | 0.46854 | 0.35796 | 0
2025-07-15 12:00 | 78331.9238 | 66111.2992 | 11931.7381 | 288.8865 | 0.53886 | 0.14161 | 0.14107 | 0.15145 | 196 | 12 | Winter | 0.3815 | 0.31623 | 0.31623 | 0.87098 | 0.31489 | 0.14107 | 0.53886 | 0.54413 | 0.65161 | 0.85008 | 0.013788 | 0.00079999 | 0.15145 | 0.41662 | 0.65161 | 0 | 0 | 0.85 | 0.85 | 0.85 | 0.85 | 0.87098 | 0.013788 | 0.46441 | 0.3772 | 0
2025-07-15 13:00 | 78494.0249 | 66649.2119 | 11558.5022 | 286.3108 | 0.52201 | 0.14035 | 0.13976 | 0.15096 | 196 | 13 | Winter | 0.37364 | 0.31803 | 0.31803 | 0.87056 | 0.27101 | 0.13976 | 0.52201 | 0.51602 | 0.65161 | 0.85008 | 0.010996 | 0.00079999 | 0.15096 | 0.39216 | 0.65161 | 0 | 0 | 0.85 | 0.85 | 0.85 | 0.85 | 0.87056 | 0.010996 | 0.45541 | 0.3654 | 0
2025-07-15 14:00 | 78548.3928 | 67830.9346 | 10428.5147 | 288.9435 | 0.47097 | 0.14164 | 0.14139 | 0.14617 | 196 | 14 | Winter | 0.36662 | 0.31876 | 0.31876 | 0.87131 | 0.25223 | 0.14139 | 0.47097 | 0.50431 | 0.65161 | 0.85008 | 0.011519 | 0.00079999 | 0.14617 | 0.38684 | 0.65161 | 0 | 0 | 0.85 | 0.85 | 0.85 | 0.85 | 0.87131 | 0.011519 | 0.45706 | 0.32968 | 0
2025-07-15 15:00 | 79017.8063 | 70008.3376 | 8719.8326 | 289.6362 | 0.39381 | 0.14198 | 0.14221 | 0.13776 | 196 | 15 | Winter | 0.35644 | 0.32325 | 0.32325 | 0.87285 | 0.24653 | 0.14221 | 0.39381 | 0.52622 | 0.65161 | 0.85008 | 0.011764 | 0.001192 | 0.13776 | 0.41154 | 0.65161 | 0 | 0 | 0.85 | 0.85 | 0.85 | 0.85 | 0.87285 | 0.011764 | 0.48176 | 0.27566 | 0
2025-07-15 16:00 | 81296.6796 | 74427.4169 | 6587.5435 | 281.7192 | 0.29751 | 0.1381 | 0.13876 | 0.12619 | 196 | 16 | Winter | 0.34271 | 0.32889 | 0.32889 | 0.87552 | 0.27001 | 0.13876 | 0.29751 | 0.54156 | 0.66088 | 0.85008 | 0.012567 | 0.0013328 | 0.12619 | 0.50479 | 0.66088 | 0 | 0 | 0.85 | 0.85 | 0.85 | 0.85 | 0.87552 | 0.012567 | 0.52016 | 0.20825 | 0
2025-07-15 17:00 | 82843.3095 | 78279.6842 | 4304.2017 | 259.4237 | 0.19439 | 0.12717 | 0.12767 | 0.11815 | 196 | 17 | Winter | 0.35239 | 0.34089 | 0.34089 | 0.87812 | 0.31218 | 0.12767 | 0.19439 | 0.47484 | 0.66641 | 0.85008 | 0.012811 | 0.0013818 | 0.11815 | 0.55841 | 0.66641 | 0 | 0 | 0.85 | 0.85 | 0.85 | 0.85 | 0.87812 | 0.012811 | 0.563 | 0.13607 | 0.108
2025-07-15 18:00 | 84153.809 | 81887.1186 | 2028.1188 | 238.5716 | 0.091594 | 0.11695 | 0.11708 | 0.11454 | 196 | 18 | Winter | 0.36908 | 0.35647 | 0.35647 | 0.8795 | 0.33257 | 0.11708 | 0.091594 | 0.15048 | 0.66641 | 0.85008 | 0.011554 | 0.0054852 | 0.11454 | 0.57233 | 0.66641 | 0 | 0 | 0.85 | 0.85 | 0.85 | 0.85 | 0.8795 | 0.011554 | 0.60036 | 0.064116 | 0.31896
2025-07-15 19:00 | 83509.0414 | 83041.4692 | 236.5613 | 231.0109 | 0.010684 | 0.11324 | 0.1132 | 0.11392 | 196 | 19 | Winter | 0.39083 | 0.3598 | 0.3598 | 0.8799 | 0.35171 | 0.1132 | 0.010684 | 0 | 0.66641 | 0.85008 | 0.011624 | 0.0054852 | 0.11392 | 0.56127 | 0.66641 | 0 | 0 | 0.85 | 0.85 | 0.85 | 0.85 | 0.8799 | 0.011624 | 0.6033 | 0.0074785 | 0.16946
2025-07-15 20:00 | 79480.6577 | 79251.1613 | 0 | 229.4964 | 0 | 0.1125 | 0.1126 | 0.11065 | 196 | 20 | Winter | 0.38392 | 0.35256 | 0.35256 | 0.88015 | 0.35332 | 0.1126 | 0 | 0 | 0.66539 | 0.85008 | 0.011729 | 0.0079216 | 0.11065 | 0.55127 | 0.66539 | 0 | 0 | 0.85 | 0.85 | 0.85 | 0.85 | 0.88015 | 0.011729 | 0.58652 | 0 | 0.16317
2025-07-15 21:00 | 75918.7637 | 75694.6101 | 0 | 224.1536 | 0 | 0.10988 | 0.11025 | 0.10318 | 196 | 21 | Winter | 0.36841 | 0.34678 | 0.34678 | 0.88022 | 0.34293 | 0.11025 | 0 | 0 | 0.66206 | 0.85008 | 0.011764 | 0.0066981 | 0.10318 | 0.52537 | 0.66206 | 0 | 0 | 0.85 | 0.85 | 0.85 | 0.85 | 0.88022 | 0.011764 | 0.56856 | 0 | 0.14339
2025-07-15 22:00 | 70941.1896 | 70732.5456 | 0 | 208.644 | 0 | 0.10228 | 0.10288 | 0.09142 | 196 | 22 | Winter | 0.35457 | 0.33613 | 0.33613 | 0.87928 | 0.32008 | 0.10288 | 0 | 0 | 0.66206 | 0.85008 | 0.011868 | 0.0013818 | 0.09142 | 0.46434 | 0.66206 | 0 | 0 | 0.85 | 0.85 | 0.85 | 0.85 | 0.87928 | 0.011868 | 0.54642 | 0 | 0.12674
2025-07-15 23:00 | 66042.8866 | 65847.8775 | 0 | 195.009 | 0 | 0.095593 | 0.096348 | 0.081937 | 196 | 23 | Winter | 0.33817 | 0.32402 | 0.32402 | 0.87673 | 0.30333 | 0.096348 | 0 | 0 | 0.66044 | 0.85008 | 0.011659 | 0.0013818 | 0.081937 | 0.41028 | 0.66044 | 0 | 0 | 0.85 | 0.85 | 0.85 | 0.85 | 0.87673 | 0.011659 | 0.51856 | 0 | 0.039796
2025-07-16 00:00 | 63358.2923 | 63171.0545 | 0 | 187.2379 | 0 | 0.091783 | 0.092672 | 0.075723 | 197 | 0 | Winter | 0.38112 | 0.34822 | 0.34822 | 0.87184 | 0.31588 | 0.092672 | 0 | 0 | 0.65714 | 0.85008 | 0.011799 | 0.0012155 | 0.075723 | 0.39122 | 0.65714 | 0 | 0 | 0.85 | 0.85 | 0.85 | 0.85 | 0.87184 | 0.011799 | 0.48528 | 0 | 0.0029205
2025-07-16 01:00 | 62304.8544 | 62118.7797 | 0 | 186.0748 | 0 | 0.091213 | 0.09231 | 0.071384 | 197 | 1 | Winter | 0.36674 | 0.33231 | 0.33231 | 0.87605 | 0.28158 | 0.09231 | 0 | 0 | 0.65714 | 0.85008 | 0.009774 | 0.00081967 | 0.071384 | 0.37856 | 0.65714 | 0 | 0 | 0.85 | 0.85 | 0.85 | 0.85 | 0.87605 | 0.009774 | 0.4777 | 0 | 0
2025-07-16 02:00 | 61915.2581 | 61731.1858 | 0 | 184.0723 | 0 | 0.090232 | 0.091406 | 0.069 | 197 | 2 | Winter | 0.34679 | 0.32201 | 0.32201 | 0.8763 | 0.24925 | 0.091406 | 0 | 0 | 0.65714 | 0.85008 | 0.0098438 | 0.00079999 | 0.069 | 0.37271 | 0.65714 | 0 | 0 | 0.85 | 0.85 | 0.85 | 0.85 | 0.8763 | 0.0098438 | 0.47491 | 0 | 0
2025-07-16 03:00 | 61683.4503 | 61498.5361 | 0 | 184.9142 | 0 | 0.090644 | 0.091908 | 0.067795 | 197 | 3 | Winter | 0.3338 | 0.31706 | 0.31706 | 0.87561 | 0.23438 | 0.091908 | 0 | 0 | 0.65714 | 0.85008 | 0.0098089 | 0.00079999 | 0.067795 | 0.37639 | 0.65714 | 0 | 0 | 0.85 | 0.85 | 0.85 | 0.85 | 0.87561 | 0.0098089 | 0.47708 | 0 | 0
2025-07-16 04:00 | 62086.0134 | 61898.2738 | 0 | 187.7395 | 0 | 0.092029 | 0.093435 | 0.066616 | 197 | 4 | Winter | 0.33501 | 0.31839 | 0.31839 | 0.87687 | 0.215 | 0.093435 | 0 | 0 | 0.65714 | 0.85008 | 0.0099486 | 0.00079999 | 0.066616 | 0.39652 | 0.65714 | 0 | 0 | 0.85 | 0.85 | 0.85 | 0.85 | 0.87687 | 0.0099486 | 0.49014 | 0 | 0
2025-07-16 05:00 | 65998.439 | 65586.6238 | 224.9488 | 186.8664 | 0.010159 | 0.091601 | 0.092973 | 0.066804 | 197 | 5 | Winter | 0.34255 | 0.3212 | 0.3212 | 0.87819 | 0.21182 | 0.092973 | 0.010159 | 0 | 0.65714 | 0.85008 | 0.010053 | 0.00079999 | 0.066804 | 0.45896 | 0.65714 | 0 | 0 | 0.85 | 0.85 | 0.85 | 0.85 | 0.87819 | 0.010053 | 0.52415 | 0.0071114 | 0
2025-07-16 06:00 | 73041.6914 | 71052.5866 | 1833.4437 | 155.6611 | 0.082802 | 0.076304 | 0.076962 | 0.06442 | 197 | 6 | Winter | 0.3535 | 0.33148 | 0.33148 | 0.87914 | 0.24668 | 0.076962 | 0.082802 | 0 | 0.65714 | 0.85008 | 0.010088 | 0.00079999 | 0.06442 | 0.54134 | 0.65714 | 0 | 0 | 0.85 | 0.85 | 0.85 | 0.85 | 0.87914 | 0.010088 | 0.55421 | 0.057961 | 0.00017779
2025-07-16 07:00 | 80206.8656 | 75779.3411 | 4294.7208 | 132.8037 | 0.19396 | 0.0651 | 0.06529 | 0.061661 | 197 | 7 | Winter | 0.39334 | 0.34859 | 0.34859 | 0.8799 | 0.30623 | 0.06529 | 0.19396 | 0 | 0.65714 | 0.85008 | 0.011938 | 0.017261 | 0.061661 | 0.53641 | 0.65714 | 0 | 0 | 0.85 | 0.85 | 0.85 | 0.85 | 0.8799 | 0.011938 | 0.56215 | 0.13577 | 0.0038224
2025-07-16 08:00 | 81112.4749 | 74057.0625 | 6926.513 | 128.8993 | 0.31282 | 0.063186 | 0.06298 | 0.066911 | 197 | 8 | Winter | 0.43014 | 0.36227 | 0.36227 | 0.88068 | 0.34685 | 0.06298 | 0.31282 | 0 | 0.65714 | 0.85008 | 0.010821 | 0.0096506 | 0.066911 | 0.4851 | 0.65714 | 0 | 0 | 0.85 | 0.85 | 0.85 | 0.85 | 0.88068 | 0.010821 | 0.53053 | 0.21897 | 8.8894e-05
2025-07-16 09:00 | 80741.7929 | 71496.0463 | 9108.045 | 137.7015 | 0.41134 | 0.067501 | 0.06752 | 0.067152 | 197 | 9 | Winter | 0.43228 | 0.35522 | 0.35522 | 0.88103 | 0.35924 | 0.06752 | 0.41134 | 0.040275 | 0.65714 | 0.85008 | 0.010961 | 0.00079999 | 0.067152 | 0.4407 | 0.65714 | 0 | 0 | 0.85 | 0.85 | 0.85 | 0.85 | 0.88103 | 0.010961 | 0.50047 | 0.28794 | 0
2025-07-16 10:00 | 79966.7522 | 69192.7123 | 10633.0109 | 141.0291 | 0.48021 | 0.069132 | 0.069348 | 0.065223 | 197 | 10 | Winter | 0.4061 | 0.33487 | 0.33487 | 0.88085 | 0.36964 | 0.069348 | 0.48021 | 0.40566 | 0.65161 | 0.85008 | 0.013544 | 0.00079999 | 0.065223 | 0.43351 | 0.65161 | 0 | 0 | 0.85 | 0.85 | 0.85 | 0.85 | 0.88085 | 0.013544 | 0.48026 | 0.33615 | 0
2025-07-16 11:00 | 78752.9064 | 67081.8232 | 11535.1621 | 135.9212 | 0.52095 | 0.066628 | 0.066817 | 0.063214 | 197 | 11 | Winter | 0.3925 | 0.32321 | 0.32321 | 0.87126 | 0.35242 | 0.066817 | 0.52095 | 0.54927 | 0.65161 | 0.85008 | 0.013649 | 0.00079999 | 0.063214 | 0.42796 | 0.65161 | 0 | 0 | 0.85 | 0.85 | 0.85 | 0.85 | 0.87126 | 0.013649 | 0.46854 | 0.36467 | 0
2025-07-16 12:00 | 78651.2051 | 66599.3316 | 11918.4863 | 133.3872 | 0.53826 | 0.065386 | 0.065531 | 0.062759 | 197 | 12 | Winter | 0.3815 | 0.31623 | 0.31623 | 0.87098 | 0.31489 | 0.065531 | 0.53826 | 0.54413 | 0.65161 | 0.85008 | 0.013788 | 0.00079999 | 0.062759 | 0.41662 | 0.65161 | 0 | 0 | 0.85 | 0.85 | 0.85 | 0.85 | 0.87098 | 0.013788 | 0.46441 | 0.37678 | 0
2025-07-16 13:00 | 78292.352 | 66318.7857 | 11846.3483 | 127.218 | 0.53501 | 0.062362 | 0.062116 | 0.066804 | 197 | 13 | Winter | 0.37364 | 0.31803 | 0.31803 | 0.87056 | 0.27101 | 0.062116 | 0.53501 | 0.51602 | 0.65161 | 0.85008 | 0.010996 | 0.00079999 | 0.066804 | 0.39216 | 0.65161 | 0 | 0 | 0.85 | 0.85 | 0.85 | 0.85 | 0.87056 | 0.010996 | 0.45541 | 0.3745 | 0
2025-07-16 14:00 | 77695.7036 | 66528.2697 | 11042.3154 | 125.1185 | 0.49869 | 0.061333 | 0.060891 | 0.069321 | 197 | 14 | Winter | 0.36662 | 0.31876 | 0.31876 | 0.87131 | 0.25223 | 0.060891 | 0.49869 | 0.50431 | 0.65161 | 0.85008 | 0.011519 | 0.00079999 | 0.069321 | 0.38684 | 0.65161 | 0 | 0 | 0.85 | 0.85 | 0.85 | 0.85 | 0.87131 | 0.011519 | 0.45706 | 0.34909 | 0
2025-07-16 15:00 | 77579.2068 | 68166.8017 | 9290.1658 | 122.2394 | 0.41956 | 0.059921 | 0.059444 | 0.068545 | 197 | 15 | Winter | 0.35644 | 0.32325 | 0.32325 | 0.87285 | 0.24653 | 0.059444 | 0.41956 | 0.52622 | 0.65161 | 0.85008 | 0.011764 | 0.001192 | 0.068545 | 0.41154 | 0.65161 | 0 | 0 | 0.85 | 0.85 | 0.85 | 0.85 | 0.87285 | 0.011764 | 0.48176 | 0.29369 | 0
2025-07-16 16:00 | 79477.7533 | 72551.892 | 6808.9852 | 116.8762 | 0.30751 | 0.057292 | 0.056692 | 0.068143 | 197 | 16 | Winter | 0.34271 | 0.32889 | 0.32889 | 0.87552 | 0.27001 | 0.056692 | 0.30751 | 0.54156 | 0.66088 | 0.85008 | 0.012567 | 0.0013328 | 0.068143 | 0.50479 | 0.66088 | 0 | 0 | 0.85 | 0.85 | 0.85 | 0.85 | 0.87552 | 0.012567 | 0.52016 | 0.21526 | 0
2025-07-16 17:00 | 81066.7415 | 76821.9738 | 4131.3152 | 113.4525 | 0.18658 | 0.055614 | 0.054844 | 0.069536 | 197 | 17 | Winter | 0.35239 | 0.34089 | 0.34089 | 0.87812 | 0.31218 | 0.054844 | 0.18658 | 0.47484 | 0.66641 | 0.85008 | 0.012811 | 0.0013818 | 0.069536 | 0.55841 | 0.66641 | 0 | 0 | 0.85 | 0.85 | 0.85 | 0.85 | 0.87812 | 0.012811 | 0.563 | 0.1306 | 0.108
2025-07-16 18:00 | 83179.7491 | 81293.1505 | 1768.1305 | 118.4681 | 0.079852 | 0.058073 | 0.057475 | 0.068866 | 197 | 18 | Winter | 0.36908 | 0.35647 | 0.35647 | 0.8795 | 0.33257 | 0.057475 | 0.079852 | 0.15048 | 0.66641 | 0.85008 | 0.011554 | 0.0054852 | 0.068866 | 0.57233 | 0.66641 | 0 | 0 | 0.85 | 0.85 | 0.85 | 0.85 | 0.8795 | 0.011554 | 0.60036 | 0.055897 | 0.31896
2025-07-16 19:00 | 84279.0639 | 83942.9017 | 203.4935 | 132.6687 | 0.0091902 | 0.065034 | 0.064888 | 0.067661 | 197 | 19 | Winter | 0.39083 | 0.3598 | 0.3598 | 0.8799 | 0.35171 | 0.064888 | 0.0091902 | 0 | 0.66641 | 0.85008 | 0.011624 | 0.0054852 | 0.067661 | 0.56127 | 0.66641 | 0 | 0 | 0.85 | 0.85 | 0.85 | 0.85 | 0.8799 | 0.011624 | 0.6033 | 0.0064331 | 0.16946
2025-07-16 20:00 | 81528.6421 | 81393.8779 | 0 | 134.7642 | 0 | 0.066061 | 0.066134 | 0.064741 | 197 | 20 | Winter | 0.38392 | 0.35256 | 0.35256 | 0.88015 | 0.35332 | 0.066134 | 0 | 0 | 0.66539 | 0.85008 | 0.011729 | 0.0079216 | 0.064741 | 0.55127 | 0.66539 | 0 | 0 | 0.85 | 0.85 | 0.85 | 0.85 | 0.88015 | 0.011729 | 0.58652 | 0 | 0.16317
2025-07-16 21:00 | 78723.1091 | 78597.4998 | 0 | 125.6093 | 0 | 0.061573 | 0.061554 | 0.061929 | 197 | 21 | Winter | 0.36841 | 0.34678 | 0.34678 | 0.88022 | 0.34293 | 0.061554 | 0 | 0 | 0.66206 | 0.85008 | 0.011764 | 0.0066981 | 0.061929 | 0.52537 | 0.66206 | 0 | 0 | 0.85 | 0.85 | 0.85 | 0.85 | 0.88022 | 0.011764 | 0.56856 | 0 | 0.14339
2025-07-16 22:00 | 74428.2409 | 74307.5549 | 0 | 120.686 | 0 | 0.05916 | 0.059002 | 0.062009 | 197 | 22 | Winter | 0.35457 | 0.33613 | 0.33613 | 0.87928 | 0.32008 | 0.059002 | 0 | 0 | 0.66206 | 0.85008 | 0.011868 | 0.0013818 | 0.062009 | 0.46434 | 0.66206 | 0 | 0 | 0.85 | 0.85 | 0.85 | 0.85 | 0.87928 | 0.011868 | 0.54642 | 0 | 0.12674
2025-07-16 23:00 | 70010.4577 | 69888.6379 | 0 | 121.8198 | 0 | 0.059716 | 0.059464 | 0.064259 | 197 | 23 | Winter | 0.33817 | 0.32402 | 0.32402 | 0.87673 | 0.30333 | 0.059464 | 0 | 0 | 0.66044 | 0.85008 | 0.011659 | 0.0013818 | 0.064259 | 0.41028 | 0.66044 | 0 | 0 | 0.85 | 0.85 | 0.85 | 0.85 | 0.87673 | 0.011659 | 0.51856 | 0 | 0.039796
2025-07-17 00:00 | 67591.0684 | 67459.9021 | 0 | 131.1663 | 0 | 0.064297 | 0.064004 | 0.069589 | 198 | 0 | Summer Peak | 0.66085 | 0.54873 | 0.54873 | 0.93782 | 0.38915 | 0.064004 | 0 | 0 | 0.66478 | 0.85008 | 0.048067 | 0.018972 | 0.069589 | 0.5735 | 0.66478 | 0 | 0 | 0.85 | 0.85 | 0.85 | 0.85 | 0.93782 | 0.048067 | 0.60816 | 0 | 0.085277
2025-07-17 01:00 | 66670.5716 | 66524.328 | 0 | 146.2436 | 0 | 0.071688 | 0.071417 | 0.07658 | 198 | 1 | Summer Peak | 0.60795 | 0.52302 | 0.52302 | 0.93903 | 0.34221 | 0.071417 | 0 | 0 | 0.66478 | 0.85008 | 0.033371 | 0.018972 | 0.07658 | 0.51885 | 0.66478 | 0 | 0 | 0.85 | 0.85 | 0.85 | 0.85 | 0.93903 | 0.033371 | 0.54715 | 0 | 0
2025-07-17 02:00 | 66439.2041 | 66277.4026 | 0 | 161.8015 | 0 | 0.079314 | 0.078931 | 0.08625 | 198 | 2 | Summer Peak | 0.56488 | 0.4979 | 0.4979 | 0.93896 | 0.28723 | 0.078931 | 0 | 0 | 0.66478 | 0.85008 | 0.028135 | 0.018479 | 0.08625 | 0.48751 | 0.66478 | 0 | 0 | 0.85 | 0.85 | 0.85 | 0.85 | 0.93896 | 0.028135 | 0.52145 | 0 | 0
2025-07-17 03:00 | 66422.8223 | 66249.4067 | 0 | 173.4156 | 0 | 0.085008 | 0.084395 | 0.09608 | 198 | 3 | Summer Peak | 0.53882 | 0.47726 | 0.47726 | 0.93932 | 0.24901 | 0.084395 | 0 | 0 | 0.66478 | 0.85008 | 0.028694 | 0.018439 | 0.09608 | 0.47281 | 0.66478 | 0 | 0 | 0.85 | 0.85 | 0.85 | 0.85 | 0.93932 | 0.028694 | 0.51743 | 0 | 0
2025-07-17 04:00 | 67320.0673 | 67137.4651 | 0 | 182.6023 | 0 | 0.089511 | 0.088292 | 0.11154 | 198 | 4 | Summer Peak | 0.52997 | 0.46957 | 0.46957 | 0.94042 | 0.23186 | 0.088292 | 0 | 0 | 0.66478 | 0.85008 | 0.028729 | 0.018439 | 0.11154 | 0.48381 | 0.66478 | 0 | 0 | 0.85 | 0.85 | 0.85 | 0.85 | 0.94042 | 0.028729 | 0.5208 | 0 | 0
2025-07-17 05:00 | 71260.5254 | 70832.2725 | 238.6371 | 189.6158 | 0.010777 | 0.092949 | 0.091266 | 0.12337 | 198 | 5 | Summer Peak | 0.53054 | 0.47882 | 0.47882 | 0.94133 | 0.22414 | 0.091266 | 0.010777 | 0 | 0.66478 | 0.85008 | 0.029636 | 0.018439 | 0.12337 | 0.51322 | 0.66478 | 0 | 0 | 0.85 | 0.85 | 0.85 | 0.85 | 0.94133 | 0.029636 | 0.53321 | 0.0075441 | 0
2025-07-17 06:00 | 77226.1352 | 75151.7299 | 1909.6347 | 164.7706 | 0.086243 | 0.08077 | 0.079091 | 0.11111 | 198 | 6 | Summer Peak | 0.54996 | 0.49294 | 0.49294 | 0.94251 | 0.22328 | 0.079091 | 0.086243 | 0 | 0.66478 | 0.85008 | 0.031661 | 0.018439 | 0.11111 | 0.50951 | 0.66478 | 0 | 0 | 0.85 | 0.85 | 0.85 | 0.85 | 0.94251 | 0.031661 | 0.52179 | 0.06037 | 0
2025-07-17 07:00 | 83583.3972 | 79033.8303 | 4388.4931 | 161.0738 | 0.19819 | 0.078958 | 0.078027 | 0.095786 | 198 | 7 | Summer Peak | 0.58498 | 0.50378 | 0.50378 | 0.94422 | 0.23952 | 0.078027 | 0.19819 | 0 | 0.66478 | 0.85008 | 0.043006 | 0.018439 | 0.095786 | 0.54135 | 0.66478 | 0 | 0 | 0.85 | 0.85 | 0.85 | 0.85 | 0.94422 | 0.043006 | 0.53827 | 0.13874 | 0
2025-07-17 08:00 | 83285.4804 | 76149.5581 | 6955.1814 | 180.7408 | 0.31411 | 0.088598 | 0.088373 | 0.092679 | 198 | 8 | Summer Peak | 0.61718 | 0.51602 | 0.51602 | 0.94452 | 0.25851 | 0.088373 | 0.31411 | 0.22208 | 0.66478 | 0.85008 | 0.059063 | 0.018439 | 0.092679 | 0.57843 | 0.66478 | 0 | 0 | 0.85 | 0.85 | 0.85 | 0.85 | 0.94452 | 0.059063 | 0.56762 | 0.21988 | 0
2025-07-17 09:00 | 81958.9742 | 72697.5943 | 9067.3984 | 193.9815 | 0.4095 | 0.095089 | 0.095203 | 0.093027 | 198 | 9 | Summer Peak | 0.62852 | 0.53273 | 0.53273 | 0.94402 | 0.27851 | 0.095203 | 0.4095 | 0.50665 | 0.66478 | 0.85008 | 0.083812 | 0.018439 | 0.093027 | 0.62398 | 0.66478 | 0 | 0 | 0.85 | 0.85 | 0.85 | 0.85 | 0.94402 | 0.083812 | 0.60185 | 0.28665 | 0
2025-07-17 10:00 | 80553.8443 | 69947.6423 | 10406.742 | 199.4599 | 0.46999 | 0.097774 | 0.098397 | 0.086518 | 198 | 10 | Summer Peak | 0.6635 | 0.56377 | 0.56377 | 0.94296 | 0.29263 | 0.098397 | 0.46999 | 0.61289 | 0.66524 | 0.85008 | 0.11355 | 0.018462 | 0.086518 | 0.68019 | 0.66524 | 0 | 0 | 0.85 | 0.85 | 0.85 | 0.85 | 0.94296 | 0.11355 | 0.64287 | 0.32899 | 0
2025-07-17 11:00 | 78961.6985 | 67614.2611 | 11151.4833 | 195.9541 | 0.50362 | 0.096056 | 0.097031 | 0.078429 | 198 | 11 | Summer Peak | 0.6962 | 0.60004 | 0.60004 | 0.9419 | 0.35197 | 0.097031 | 0.50362 | 0.61909 | 0.66641 | 0.85008 | 0.11554 | 0.026689 | 0.078429 | 0.74089 | 0.66641 | 0 | 0 | 0.85 | 0.85 | 0.85 | 0.85 | 0.9419 | 0.11554 | 0.69789 | 0.35254 | 0.0030788
2025-07-17 12:00 | 78978.1246 | 67865.1496 | 10922.8578 | 190.1173 | 0.4933 | 0.093195 | 0.094339 | 0.072509 | 198 | 12 | Summer Peak | 0.73007 | 0.63153 | 0.63153 | 0.94069 | 0.40099 | 0.094339 | 0.4933 | 0.62974 | 0.66641 | 0.85008 | 0.12556 | 0.055968 | 0.072509 | 0.77239 | 0.66641 | 0 | 0 | 0.85 | 0.85 | 0.85 | 0.85 | 0.94069 | 0.12556 | 0.71635 | 0.34531 | 0.26845
2025-07-17 13:00 | 79290.2591 | 69241.2359 | 9866.5552 | 182.468 | 0.44559 | 0.089445 | 0.090502 | 0.070339 | 198 | 13 | Summer Peak | 0.7516 | 0.65557 | 0.65557 | 0.94088 | 0.46995 | 0.090502 | 0.44559 | 0.6577 | 0.66641 | 0.85008 | 0.12863 | 0.12809 | 0.070339 | 0.78077 | 0.66641 | 0 | 0 | 0.85 | 0.85 | 0.85 | 0.85 | 0.94088 | 0.12863 | 0.7268 | 0.31192 | 0.50611
2025-07-17 14:00 | 79374.8005 | 70816.7305 | 8380.7063 | 177.3637 | 0.37849 | 0.086943 | 0.088051 | 0.066911 | 198 | 14 | Summer Peak | 0.76878 | 0.67073 | 0.67073 | 0.94097 | 0.53463 | 0.088051 | 0.37849 | 0.64788 | 0.66641 | 0.85008 | 0.1441 | 0.17799 | 0.066911 | 0.78216 | 0.66641 | 0 | 0 | 0.85 | 0.85 | 0.85 | 0.85 | 0.94097 | 0.1441 | 0.73226 | 0.26494 | 0.61394
2025-07-17 15:00 | 79781.1754 | 73120.9353 | 6481.7827 | 178.4574 | 0.29273 | 0.087479 | 0.088694 | 0.065518 | 198 | 15 | Summer Peak | 0.7772 | 0.67923 | 0.67923 | 0.94166 | 0.5735 | 0.088694 | 0.29273 | 0.66571 | 0.66641 | 0.85008 | 0.14654 | 0.22333 | 0.065518 | 0.78664 | 0.66641 | 0 | 0 | 0.85 | 0.85 | 0.85 | 0.85 | 0.94166 | 0.14654 | 0.73676 | 0.20491 | 0.62604
2025-07-17 16:00 | 82175.5652 | 77455.7316 | 4541.5708 | 178.2629 | 0.20511 | 0.087384 | 0.088373 | 0.069509 | 198 | 16 | Summer Peak | 0.78314 | 0.68706 | 0.68706 | 0.94152 | 0.61016 | 0.088373 | 0.20511 | 0.67009 | 0.66641 | 0.85008 | 0.16455 | 0.25334 | 0.069509 | 0.78825 | 0.66641 | 0 | 0 | 0.85 | 0.85 | 0.85 | 0.85 | 0.94152 | 0.16455 | 0.7439 | 0.14357 | 0.63934
2025-07-17 17:00 | 83875.4705 | 81107.9106 | 2590.469 | 177.0908 | 0.11699 | 0.086809 | 0.087609 | 0.072348 | 198 | 17 | Summer Peak | 0.78861 | 0.68392 | 0.68392 | 0.94174 | 0.63791 | 0.087609 | 0.11699 | 0.64629 | 0.66641 | 0.85008 | 0.16623 | 0.30592 | 0.072348 | 0.79057 | 0.66641 | 0 | 0 | 0.85 | 0.85 | 0.85 | 0.85 | 0.94174 | 0.16623 | 0.7483 | 0.081894 | 0.64577
2025-07-17 18:00 | 85673.9839 | 84473.9851 | 1020.6894 | 179.3094 | 0.046096 | 0.087897 | 0.088493 | 0.077116 | 198 | 18 | Summer Peak | 0.77717 | 0.6836 | 0.6836 | 0.94203 | 0.63783 | 0.088493 | 0.046096 | 0.60617 | 0.66641 | 0.85008 | 0.1346 | 0.34292 | 0.077116 | 0.79262 | 0.66641 | 0 | 0 | 0.85 | 0.85 | 0.85 | 0.85 | 0.94203 | 0.1346 | 0.75998 | 0.032267 | 0.64577
2025-07-17 19:00 | 86330.7519 | 86018.9822 | 117.4779 | 194.2919 | 0.0053055 | 0.095241 | 0.095504 | 0.090482 | 198 | 19 | Summer Peak | 0.76366 | 0.68109 | 0.68109 | 0.94271 | 0.60381 | 0.095504 | 0.0053055 | 0.44937 | 0.66641 | 0.85008 | 0.12071 | 0.31855 | 0.090482 | 0.79179 | 0.66641 | 0 | 0 | 0.85 | 0.85 | 0.85 | 0.85 | 0.94271 | 0.12071 | 0.76663 | 0.0037139 | 0.63912
2025-07-17 20:00 | 83440.9638 | 83232.6079 | 0 | 208.3559 | 0 | 0.10214 | 0.10177 | 0.1087 | 198 | 20 | Summer Peak | 0.7569 | 0.67975 | 0.67975 | 0.94323 | 0.56051 | 0.10177 | 0 | 0.12967 | 0.66641 | 0.85008 | 0.11687 | 0.20126 | 0.1087 | 0.79043 | 0.66641 | 0 | 0 | 0.85 | 0.85 | 0.85 | 0.85 | 0.94323 | 0.11687 | 0.77989 | 0 | 0.73393
2025-07-17 21:00 | 80545.4085 | 80324.5186 | 0 | 220.8899 | 0 | 0.10828 | 0.10746 | 0.12313 | 198 | 21 | Summer Peak | 0.74352 | 0.65516 | 0.65516 | 0.94391 | 0.50938 | 0.10746 | 0 | 0 | 0.66641 | 0.85008 | 0.10298 | 0.088964 | 0.12313 | 0.77724 | 0.66641 | 0 | 0 | 0.85 | 0.85 | 0.85 | 0.85 | 0.94391 | 0.10298 | 0.77127 | 0 | 0.52035
2025-07-17 22:00 | 76190.1471 | 75956.9995 | 0 | 233.1476 | 0 | 0.11429 | 0.11352 | 0.12809 | 198 | 22 | Summer Peak | 0.71092 | 0.62055 | 0.62055 | 0.94151 | 0.47516 | 0.11352 | 0 | 0 | 0.66641 | 0.85008 | 0.074736 | 0.031525 | 0.12809 | 0.72238 | 0.66641 | 0 | 0 | 0.85 | 0.85 | 0.85 | 0.85 | 0.94151 | 0.074736 | 0.72371 | 0 | 0.14779
2025-07-17 23:00 | 71819.6281 | 71575.3996 | 0 | 244.2286 | 0 | 0.11972 | 0.11931 | 0.12712 | 198 | 23 | Summer Peak | 0.70195 | 0.57992 | 0.57992 | 0.941 | 0.4275 | 0.11931 | 0 | 0 | 0.66478 | 0.85008 | 0.061507 | 0.02346 | 0.12712 | 0.65079 | 0.66478 | 0 | 0 | 0.85 | 0.85 | 0.85 | 0.85 | 0.941 | 0.061507 | 0.65847 | 0 | 0.14779
2025-07-18 00:00 | 69647.0633 | 69404.9336 | 0 | 242.1297 | 0 | 0.11869 | 0.11835 | 0.12493 | 199 | 0 | Summer Peak | 0.66085 | 0.54873 | 0.54873 | 0.93782 | 0.38915 | 0.11835 | 0 | 0 | 0.66478 | 0.85008 | 0.048067 | 0.018972 | 0.12493 | 0.5735 | 0.66478 | 0 | 0 | 0.85 | 0.85 | 0.85 | 0.85 | 0.93782 | 0.048067 | 0.60816 | 0 | 0.085277
2025-07-18 01:00 | 68993.4926 | 68758.8393 | 0 | 234.6532 | 0 | 0.11503 | 0.11445 | 0.12546 | 199 | 1 | Summer Peak | 0.60795 | 0.52302 | 0.52302 | 0.93903 | 0.34221 | 0.11445 | 0 | 0 | 0.66478 | 0.85008 | 0.033371 | 0.018972 | 0.12546 | 0.51885 | 0.66478 | 0 | 0 | 0.85 | 0.85 | 0.85 | 0.85 | 0.93903 | 0.033371 | 0.54715 | 0 | 0
2025-07-18 02:00 | 68806.2305 | 68571.9026 | 0 | 234.3279 | 0 | 0.11487 | 0.11407 | 0.12932 | 199 | 2 | Summer Peak | 0.56488 | 0.4979 | 0.4979 | 0.93896 | 0.28723 | 0.11407 | 0 | 0 | 0.66478 | 0.85008 | 0.028135 | 0.018479 | 0.12932 | 0.48751 | 0.66478 | 0 | 0 | 0.85 | 0.85 | 0.85 | 0.85 | 0.93896 | 0.028135 | 0.52145 | 0 | 0
2025-07-18 03:00 | 68747.2955 | 68507.472 | 0 | 239.8235 | 0 | 0.11756 | 0.11654 | 0.13604 | 199 | 3 | Summer Peak | 0.53882 | 0.47726 | 0.47726 | 0.93932 | 0.24901 | 0.11654 | 0 | 0 | 0.66478 | 0.85008 | 0.028694 | 0.018439 | 0.13604 | 0.47281 | 0.66478 | 0 | 0 | 0.85 | 0.85 | 0.85 | 0.85 | 0.93932 | 0.028694 | 0.51743 | 0 | 0
2025-07-18 04:00 | 69288.1567 | 69032.1893 | 0 | 255.9674 | 0 | 0.12547 | 0.12443 | 0.14429 | 199 | 4 | Summer Peak | 0.52997 | 0.46957 | 0.46957 | 0.94042 | 0.23186 | 0.12443 | 0 | 0 | 0.66478 | 0.85008 | 0.028729 | 0.018439 | 0.14429 | 0.48381 | 0.66478 | 0 | 0 | 0.85 | 0.85 | 0.85 | 0.85 | 0.94042 | 0.028729 | 0.5208 | 0 | 0
2025-07-18 05:00 | 72927.9031 | 72513.0729 | 140.4799 | 274.3503 | 0.0063444 | 0.13449 | 0.13361 | 0.15024 | 199 | 5 | Summer Peak | 0.53054 | 0.47882 | 0.47882 | 0.94133 | 0.22414 | 0.13361 | 0.0063444 | 0 | 0.66478 | 0.85008 | 0.029636 | 0.018439 | 0.15024 | 0.51322 | 0.66478 | 0 | 0 | 0.85 | 0.85 | 0.85 | 0.85 | 0.94133 | 0.029636 | 0.53321 | 0.004441 | 0
2025-07-18 06:00 | 78442.1467 | 77077.9322 | 1102.4823 | 261.7323 | 0.04979 | 0.1283 | 0.12727 | 0.147 | 199 | 6 | Summer Peak | 0.54996 | 0.49294 | 0.49294 | 0.94251 | 0.22328 | 0.12727 | 0.04979 | 0 | 0.66478 | 0.85008 | 0.031661 | 0.018439 | 0.147 | 0.50951 | 0.66478 | 0 | 0 | 0.85 | 0.85 | 0.85 | 0.85 | 0.94251 | 0.031661 | 0.52179 | 0.034853 | 0
2025-07-18 07:00 | 84367.0291 | 81497.4573 | 2614.9197 | 254.6522 | 0.1181 | 0.12483 | 0.12367 | 0.14579 | 199 | 7 | Summer Peak | 0.58498 | 0.50378 | 0.50378 | 0.94422 | 0.23952 | 0.12367 | 0.1181 | 0 | 0.66478 | 0.85008 | 0.043006 | 0.018439 | 0.14579 | 0.54135 | 0.66478 | 0 | 0 | 0.85 | 0.85 | 0.85 | 0.85 | 0.94422 | 0.043006 | 0.53827 | 0.082667 | 0
2025-07-18 08:00 | 83722.3809 | 79161.0118 | 4297.2088 | 264.1603 | 0.19407 | 0.12949 | 0.12819 | 0.153 | 199 | 8 | Summer Peak | 0.61718 | 0.51602 | 0.51602 | 0.94452 | 0.25851 | 0.12819 | 0.19407 | 0.22208 | 0.66478 | 0.85008 | 0.059063 | 0.018439 | 0.153 | 0.57843 | 0.66478 | 0 | 0 | 0.85 | 0.85 | 0.85 | 0.85 | 0.94452 | 0.059063 | 0.56762 | 0.13585 | 0
2025-07-18 09:00 | 82058.7431 | 75876.0782 | 5902.318 | 280.3469 | 0.26656 | 0.13742 | 0.13586 | 0.16564 | 199 | 9 | Summer Peak | 0.62852 | 0.53273 | 0.53273 | 0.94402 | 0.27851 | 0.13586 | 0.26656 | 0.50665 | 0.66478 | 0.85008 | 0.083812 | 0.018439 | 0.16564 | 0.62398 | 0.66478 | 0 | 0 | 0.85 | 0.85 | 0.85 | 0.85 | 0.94402 | 0.083812 | 0.60185 | 0.18659 | 0
2025-07-18 10:00 | 80175.8944 | 72658.4199 | 7210.7934 | 306.6811 | 0.32565 | 0.15033 | 0.1485 | 0.18348 | 199 | 10 | Summer Peak | 0.6635 | 0.56377 | 0.56377 | 0.94296 | 0.29263 | 0.1485 | 0.32565 | 0.61289 | 0.66524 | 0.85008 | 0.11355 | 0.018462 | 0.18348 | 0.68019 | 0.66524 | 0 | 0 | 0.85 | 0.85 | 0.85 | 0.85 | 0.94296 | 0.11355 | 0.64287 | 0.22796 | 0
2025-07-18 11:00 | 78100.2488 | 69793.9853 | 7975.4817 | 330.7818 | 0.36019 | 0.16215 | 0.16017 | 0.19787 | 199 | 11 | Summer Peak | 0.6962 | 0.60004 | 0.60004 | 0.9419 | 0.35197 | 0.16017 | 0.36019 | 0.61909 | 0.66641 | 0.85008 | 0.11554 | 0.026689 | 0.19787 | 0.74089 | 0.66641 | 0 | 0 | 0.85 | 0.85 | 0.85 | 0.85 | 0.9419 | 0.11554 | 0.69789 | 0.25213 | 0.0030788
2025-07-18 12:00 | 77629.1995 | 69022.727 | 8261.0027 | 345.4698 | 0.37308 | 0.16935 | 0.16726 | 0.20703 | 199 | 12 | Summer Peak | 0.73007 | 0.63153 | 0.63153 | 0.94069 | 0.40099 | 0.16726 | 0.37308 | 0.62974 | 0.66641 | 0.85008 | 0.12556 | 0.055968 | 0.20703 | 0.77239 | 0.66641 | 0 | 0 | 0.85 | 0.85 | 0.85 | 0.85 | 0.94069 | 0.12556 | 0.71635 | 0.26116 | 0.26845
2025-07-18 13:00 | 77548.4033 | 68866.7 | 8326.2033 | 355.5 | 0.37603 | 0.17426 | 0.17241 | 0.20786 | 199 | 13 | Summer Peak | 0.7516 | 0.65557 | 0.65557 | 0.94088 | 0.46995 | 0.17241 | 0.37603 | 0.6577 | 0.66641 | 0.85008 | 0.12863 | 0.12809 | 0.20786 | 0.78077 | 0.66641 | 0 | 0 | 0.85 | 0.85 | 0.85 | 0.85 | 0.94088 | 0.12863 | 0.7268 | 0.26322 | 0.50611
2025-07-18 14:00 | 77700.0838 | 69550.2714 | 7794.4516 | 355.3609 | 0.35201 | 0.1742 | 0.17257 | 0.20365 | 199 | 14 | Summer Peak | 0.76878 | 0.67073 | 0.67073 | 0.94097 | 0.53463 | 0.17257 | 0.35201 | 0.64788 | 0.66641 | 0.85008 | 0.1441 | 0.17799 | 0.20365 | 0.78216 | 0.66641 | 0 | 0 | 0.85 | 0.85 | 0.85 | 0.85 | 0.94097 | 0.1441 | 0.73226 | 0.24641 | 0.61394
2025-07-18 15:00 | 78363.49 | 71365.9933 | 6661.0146 | 336.482 | 0.30082 | 0.16494 | 0.16317 | 0.19706 | 199 | 15 | Summer Peak | 0.7772 | 0.67923 | 0.67923 | 0.94166 | 0.5735 | 0.16317 | 0.30082 | 0.66571 | 0.66641 | 0.85008 | 0.14654 | 0.22333 | 0.19706 | 0.78664 | 0.66641 | 0 | 0 | 0.85 | 0.85 | 0.85 | 0.85 | 0.94166 | 0.14654 | 0.73676 | 0.21058 | 0.62604
2025-07-18 16:00 | 80854.6159 | 75476.2506 | 5069.8141 | 308.5512 | 0.22896 | 0.15125 | 0.14932 | 0.18608 | 199 | 16 | Summer Peak | 0.78314 | 0.68706 | 0.68706 | 0.94152 | 0.61016 | 0.14932 | 0.22896 | 0.67009 | 0.66641 | 0.85008 | 0.16455 | 0.25334 | 0.18608 | 0.78825 | 0.66641 | 0 | 0 | 0.85 | 0.85 | 0.85 | 0.85 | 0.94152 | 0.16455 | 0.7439 | 0.16027 | 0.63934
2025-07-18 17:00 | 82753.6471 | 79425.6269 | 3061.6203 | 266.3999 | 0.13827 | 0.13059 | 0.12829 | 0.17212 | 199 | 17 | Summer Peak | 0.78861 | 0.68392 | 0.68392 | 0.94174 | 0.63791 | 0.12829 | 0.13827 | 0.64629 | 0.66641 | 0.85008 | 0.16623 | 0.30592 | 0.17212 | 0.79057 | 0.66641 | 0 | 0 | 0.85 | 0.85 | 0.85 | 0.85 | 0.94174 | 0.16623 | 0.7483 | 0.096788 | 0.64577
2025-07-18 18:00 | 85007.0468 | 83458.854 | 1309.5805 | 238.6123 | 0.059143 | 0.11697 | 0.11499 | 0.15268 | 199 | 18 | Summer Peak | 0.77717 | 0.6836 | 0.6836 | 0.94203 | 0.63783 | 0.11499 | 0.059143 | 0.60617 | 0.66641 | 0.85008 | 0.1346 | 0.34292 | 0.15268 | 0.79262 | 0.66641 | 0 | 0 | 0.85 | 0.85 | 0.85 | 0.85 | 0.94203 | 0.1346 | 0.75998 | 0.0414 | 0.64577
2025-07-18 19:00 | 86082.6051 | 85691.2223 | 144.6425 | 246.7403 | 0.0065323 | 0.12095 | 0.11959 | 0.14553 | 199 | 19 | Summer Peak | 0.76366 | 0.68109 | 0.68109 | 0.94271 | 0.60381 | 0.11959 | 0.0065323 | 0.44937 | 0.66641 | 0.85008 | 0.12071 | 0.31855 | 0.14553 | 0.79179 | 0.66641 | 0 | 0 | 0.85 | 0.85 | 0.85 | 0.85 | 0.94271 | 0.12071 | 0.76663 | 0.0045726 | 0.63912
2025-07-18 20:00 | 83062.6737 | 82808.9898 | 0 | 253.6839 | 0 | 0.12435 | 0.12313 | 0.14654 | 199 | 20 | Summer Peak | 0.7569 | 0.67975 | 0.67975 | 0.94323 | 0.56051 | 0.12313 | 0 | 0.12967 | 0.66641 | 0.85008 | 0.11687 | 0.20126 | 0.14654 | 0.79043 | 0.66641 | 0 | 0 | 0.85 | 0.85 | 0.85 | 0.85 | 0.94323 | 0.11687 | 0.77989 | 0 | 0.73393
2025-07-18 21:00 | 79954.6054 | 79711.617 | 0 | 242.9884 | 0 | 0.11911 | 0.11754 | 0.14748 | 199 | 21 | Summer Peak | 0.74352 | 0.65516 | 0.65516 | 0.94391 | 0.50938 | 0.11754 | 0 | 0 | 0.66641 | 0.85008 | 0.10298 | 0.088964 | 0.14748 | 0.77724 | 0.66641 | 0 | 0 | 0.85 | 0.85 | 0.85 | 0.85 | 0.94391 | 0.10298 | 0.77127 | 0 | 0.52035
2025-07-18 22:00 | 75347.268 | 75120.3064 | 0 | 226.9616 | 0 | 0.11126 | 0.10925 | 0.14759 | 199 | 22 | Summer Peak | 0.71092 | 0.62055 | 0.62055 | 0.94151 | 0.47516 | 0.10925 | 0 | 0 | 0.66641 | 0.85008 | 0.074736 | 0.031525 | 0.14759 | 0.72238 | 0.66641 | 0 | 0 | 0.85 | 0.85 | 0.85 | 0.85 | 0.94151 | 0.074736 | 0.72371 | 0 | 0.14779
2025-07-18 23:00 | 70706.2925 | 70493.4851 | 0 | 212.8074 | 0 | 0.10432 | 0.10209 | 0.14451 | 199 | 23 | Summer Peak | 0.70195 | 0.57992 | 0.57992 | 0.941 | 0.4275 | 0.10209 | 0 | 0 | 0.66478 | 0.85008 | 0.061507 | 0.02346 | 0.14451 | 0.65079 | 0.66478 | 0 | 0 | 0.85 | 0.85 | 0.85 | 0.85 | 0.941 | 0.061507 | 0.65847 | 0 | 0.14779
2025-07-19 00:00 | 47303.8129 | 47086.9207 | 0 | 216.8922 | 0 | 0.10632 | 0.10386 | 0.15075 | 200 | 0 | Summer | 0.55471 | 0.48104 | 0.48104 | 0.94878 | 0.35614 | 0.10386 | 0 | 0 | 0.66443 | 0.85008 | 0.012218 | 0.019437 | 0.15075 | 0.52743 | 0.66443 | 0 | 0 | 0.85 | 0.85 | 0.85 | 0.85 | 0.94878 | 0.012218 | 0.59514 | 0 | 0.042639
2025-07-19 01:00 | 46085.9975 | 45855.3032 | 0 | 230.6943 | 0 | 0.11309 | 0.11051 | 0.15962 | 200 | 1 | Summer | 0.51573 | 0.45924 | 0.45924 | 0.94906 | 0.29865 | 0.11051 | 0 | 0 | 0.66443 | 0.85008 | 0.012287 | 0.019437 | 0.15962 | 0.48331 | 0.66443 | 0 | 0 | 0.85 | 0.85 | 0.85 | 0.85 | 0.94906 | 0.012287 | 0.55167 | 0 | 0
2025-07-19 02:00 | 45273.0259 | 45032.1629 | 0 | 240.863 | 0 | 0.11807 | 0.11559 | 0.16283 | 200 | 2 | Summer | 0.47769 | 0.44425 | 0.44425 | 0.94941 | 0.25138 | 0.11559 | 0 | 0 | 0.66443 | 0.85008 | 0.012567 | 0.019191 | 0.16283 | 0.46524 | 0.66443 | 0 | 0 | 0.85 | 0.85 | 0.85 | 0.85 | 0.94941 | 0.012567 | 0.53289 | 0 | 0
2025-07-19 03:00 | 44533.3703 | 44282.8215 | 0 | 250.5488 | 0 | 0.12282 | 0.12048 | 0.16516 | 200 | 3 | Summer | 0.46012 | 0.43819 | 0.43819 | 0.9491 | 0.22464 | 0.12048 | 0 | 0 | 0.66443 | 0.85008 | 0.012532 | 0.01917 | 0.16516 | 0.45789 | 0.66443 | 0 | 0 | 0.85 | 0.85 | 0.85 | 0.85 | 0.9491 | 0.012532 | 0.52986 | 0 | 0
2025-07-19 04:00 | 44187.5301 | 43923.6887 | 0 | 263.8414 | 0 | 0.12933 | 0.12753 | 0.162 | 200 | 4 | Summer | 0.44971 | 0.43054 | 0.43054 | 0.94949 | 0.2044 | 0.12753 | 0 | 0 | 0.66443 | 0.85008 | 0.012532 | 0.01917 | 0.162 | 0.46405 | 0.66443 | 0 | 0 | 0.85 | 0.85 | 0.85 | 0.85 | 0.94949 | 0.012532 | 0.53565 | 0 | 0
2025-07-19 05:00 | 45853.9953 | 45344.5132 | 224.4243 | 285.0578 | 0.010135 | 0.13973 | 0.13801 | 0.17084 | 200 | 5 | Summer | 0.45811 | 0.44299 | 0.44299 | 0.94957 | 0.18921 | 0.13801 | 0.010135 | 0 | 0.66443 | 0.85008 | 0.012567 | 0.01917 | 0.17084 | 0.49226 | 0.66443 | 0 | 0 | 0.85 | 0.85 | 0.85 | 0.85 | 0.94957 | 0.012567 | 0.54922 | 0.0070948 | 0
2025-07-19 06:00 | 47279.9038 | 45048.0262 | 1956.3375 | 275.5401 | 0.088352 | 0.13507 | 0.13301 | 0.17226 | 200 | 6 | Summer | 0.48774 | 0.45859 | 0.45859 | 0.94971 | 0.19102 | 0.13301 | 0.088352 | 0 | 0.66443 | 0.85008 | 0.012532 | 0.018904 | 0.17226 | 0.49923 | 0.66443 | 0 | 0 | 0.85 | 0.85 | 0.85 | 0.85 | 0.94971 | 0.012532 | 0.5429 | 0.061847 | 0
2025-07-19 07:00 | 49911.8293 | 45207.5466 | 4429.8458 | 274.4369 | 0.20006 | 0.13453 | 0.13297 | 0.16267 | 200 | 7 | Summer | 0.5162 | 0.46934 | 0.46934 | 0.95016 | 0.20898 | 0.13297 | 0.20006 | 0 | 0.66478 | 0.85008 | 0.012392 | 0.018904 | 0.16267 | 0.50879 | 0.66478 | 0 | 0 | 0.85 | 0.85 | 0.85 | 0.85 | 0.95016 | 0.012392 | 0.545 | 0.14004 | 0
2025-07-19 08:00 | 53098.5345 | 45880.652 | 6930.7471 | 287.1355 | 0.31301 | 0.14075 | 0.13972 | 0.1594 | 200 | 8 | Summer | 0.5354 | 0.4736 | 0.4736 | 0.95052 | 0.22514 | 0.13972 | 0.31301 | 0.19439 | 0.66478 | 0.85008 | 0.012602 | 0.018904 | 0.1594 | 0.53361 | 0.66478 | 0 | 0 | 0.85 | 0.85 | 0.85 | 0.85 | 0.95052 | 0.012602 | 0.54288 | 0.2191 | 0
2025-07-19 09:00 | 57465.1561 | 48203.291 | 8964.228 | 297.6371 | 0.40484 | 0.1459 | 0.14543 | 0.15447 | 200 | 9 | Summer | 0.54581 | 0.4857 | 0.4857 | 0.94978 | 0.24893 | 0.14543 | 0.40484 | 0.50389 | 0.66478 | 0.85008 | 0.014382 | 0.018904 | 0.15447 | 0.56932 | 0.66478 | 0 | 0 | 0.85 | 0.85 | 0.85 | 0.85 | 0.94978 | 0.014382 | 0.55471 | 0.28339 | 0
2025-07-19 10:00 | 60081.9397 | 49294.8147 | 10483.2866 | 303.8384 | 0.47345 | 0.14894 | 0.1491 | 0.14601 | 200 | 10 | Summer | 0.56661 | 0.50285 | 0.50285 | 0.94712 | 0.26186 | 0.1491 | 0.47345 | 0.61316 | 0.66501 | 0.85008 | 0.014068 | 0.018915 | 0.14601 | 0.61473 | 0.66501 | 0 | 0 | 0.85 | 0.85 | 0.85 | 0.85 | 0.94712 | 0.014068 | 0.60127 | 0.33141 | 0
2025-07-19 11:00 | 61293.9412 | 49427.3592 | 11569.3145 | 297.2676 | 0.52249 | 0.14572 | 0.14579 | 0.14448 | 200 | 11 | Summer | 0.60096 | 0.52041 | 0.52041 | 0.94453 | 0.27752 | 0.14579 | 0.52249 | 0.62169 | 0.6656 | 0.85008 | 0.014417 | 0.023029 | 0.14448 | 0.67643 | 0.6656 | 0 | 0 | 0.85 | 0.85 | 0.85 | 0.85 | 0.94453 | 0.014417 | 0.64142 | 0.36575 | 0.0015394
2025-07-19 12:00 | 60894.1893 | 48510.4937 | 12097.2566 | 286.439 | 0.54634 | 0.14041 | 0.14004 | 0.14708 | 200 | 12 | Summer | 0.62291 | 0.53799 | 0.53799 | 0.94362 | 0.31341 | 0.14004 | 0.54634 | 0.62222 | 0.6656 | 0.85008 | 0.013928 | 0.037669 | 0.14708 | 0.70982 | 0.6656 | 0 | 0 | 0.85 | 0.85 | 0.85 | 0.85 | 0.94362 | 0.013928 | 0.67439 | 0.38244 | 0.13423
2025-07-19 13:00 | 59412.4297 | 47162.6587 | 11965.88 | 283.891 | 0.5404 | 0.13916 | 0.13844 | 0.1523 | 200 | 13 | Summer | 0.63006 | 0.55564 | 0.55564 | 0.9422 | 0.37114 | 0.13844 | 0.5404 | 0.63828 | 0.6656 | 0.85008 | 0.014242 | 0.073749 | 0.1523 | 0.73201 | 0.6656 | 0 | 0 | 0.85 | 0.85 | 0.85 | 0.85 | 0.9422 | 0.014242 | 0.69376 | 0.37828 | 0.25305
2025-07-19 14:00 | 59145.333 | 47650.073 | 11208.5791 | 286.6809 | 0.5062 | 0.14053 | 0.13948 | 0.15951 | 200 | 14 | Summer | 0.6488 | 0.56826 | 0.56826 | 0.9398 | 0.41215 | 0.13948 | 0.5062 | 0.63061 | 0.66582 | 0.85008 | 0.014033 | 0.099397 | 0.15951 | 0.74849 | 0.66582 | 0 | 0 | 0.85 | 0.85 | 0.85 | 0.85 | 0.9398 | 0.014033 | 0.70785 | 0.35434 | 0.30697
2025-07-19 15:00 | 59083.9057 | 49074.5447 | 9720.5455 | 288.8155 | 0.439 | 0.14158 | 0.14024 | 0.16567 | 200 | 15 | Summer | 0.65735 | 0.56817 | 0.56817 | 0.93752 | 0.45803 | 0.14024 | 0.439 | 0.64444 | 0.66641 | 0.85008 | 0.013928 | 0.12232 | 0.16567 | 0.75815 | 0.66641 | 0 | 0 | 0.85 | 0.85 | 0.85 | 0.85 | 0.93752 | 0.013928 | 0.71964 | 0.3073 | 0.37998
2025-07-19 16:00 | 59014.52 | 51492.4028 | 7238.6302 | 283.487 | 0.32691 | 0.13896 | 0.13735 | 0.16813 | 200 | 16 | Summer | 0.66113 | 0.57399 | 0.57399 | 0.93651 | 0.48967 | 0.13735 | 0.32691 | 0.62638 | 0.66641 | 0.85008 | 0.013195 | 0.14338 | 0.16813 | 0.76334 | 0.66641 | 0 | 0 | 0.85 | 0.85 | 0.85 | 0.85 | 0.93651 | 0.013195 | 0.72909 | 0.22884 | 0.58653
2025-07-19 17:00 | 58789.9557 | 54213.0398 | 4305.2796 | 271.6364 | 0.19444 | 0.13316 | 0.13114 | 0.16953 | 200 | 17 | Summer | 0.65876 | 0.57144 | 0.57144 | 0.93752 | 0.50401 | 0.13114 | 0.19444 | 0.5801 | 0.66641 | 0.85008 | 0.01309 | 0.20336 | 0.16953 | 0.76686 | 0.66641 | 0 | 0 | 0.85 | 0.85 | 0.85 | 0.85 | 0.93752 | 0.01309 | 0.74086 | 0.1361 | 0.64515
2025-07-19 18:00 | 59250.371 | 57231.9871 | 1757.2472 | 261.1367 | 0.079361 | 0.12801 | 0.12568 | 0.17012 | 200 | 18 | Summer | 0.65784 | 0.57543 | 0.57543 | 0.9378 | 0.50368 | 0.12568 | 0.079361 | 0.50952 | 0.66641 | 0.85008 | 0.012846 | 0.22688 | 0.17012 | 0.77618 | 0.66641 | 0 | 0 | 0.85 | 0.85 | 0.85 | 0.85 | 0.9378 | 0.012846 | 0.75295 | 0.055553 | 0.64577
2025-07-19 19:00 | 59999.688 | 59558.5878 | 173.557 | 267.5432 | 0.0078382 | 0.13115 | 0.12869 | 0.17555 | 200 | 19 | Summer | 0.65654 | 0.58215 | 0.58215 | 0.93722 | 0.47421 | 0.12869 | 0.0078382 | 0.33059 | 0.66641 | 0.85008 | 0.011205 | 0.20175 | 0.17555 | 0.77565 | 0.66641 | 0 | 0 | 0.85 | 0.85 | 0.85 | 0.85 | 0.93722 | 0.011205 | 0.76424 | 0.0054867 | 0.70485
2025-07-19 20:00 | 57740.3157 | 57467.5162 | 0 | 272.7995 | 0 | 0.13373 | 0.1315 | 0.17387 | 200 | 20 | Summer | 0.6677 | 0.58557 | 0.58557 | 0.93506 | 0.44805 | 0.1315 | 0 | 0.065097 | 0.66641 | 0.85008 | 0.01131 | 0.13977 | 0.17387 | 0.77193 | 0.66641 | 0 | 0 | 0.85 | 0.85 | 0.85 | 0.85 | 0.93506 | 0.01131 | 0.76712 | 0 | 0.71244
2025-07-19 21:00 | 55242.8016 | 54971.8416 | 0 | 270.96 | 0 | 0.13282 | 0.13092 | 0.1672 | 200 | 21 | Summer | 0.65116 | 0.57136 | 0.57136 | 0.93281 | 0.42034 | 0.13092 | 0 | 0 | 0.66641 | 0.85008 | 0.011415 | 0.067558 | 0.1672 | 0.74633 | 0.66641 | 0 | 0 | 0.85 | 0.85 | 0.85 | 0.85 | 0.93281 | 0.011415 | 0.74851 | 0 | 0.38078
2025-07-19 22:00 | 51970.3115 | 51697.965 | 0 | 272.3465 | 0 | 0.1335 | 0.13183 | 0.16382 | 200 | 22 | Summer | 0.61469 | 0.5457 | 0.5457 | 0.9302 | 0.41049 | 0.13183 | 0 | 0 | 0.6656 | 0.85008 | 0.011659 | 0.03136 | 0.16382 | 0.66421 | 0.6656 | 0 | 0 | 0.85 | 0.85 | 0.85 | 0.85 | 0.9302 | 0.011659 | 0.69584 | 0 | 0.15401
2025-07-19 23:00 | 48367.6224 | 48089.7933 | 0 | 277.8291 | 0 | 0.13619 | 0.13482 | 0.16098 | 200 | 23 | Summer | 0.59142 | 0.54754 | 0.54754 | 0.91095 | 0.36743 | 0.13482 | 0 | 0 | 0.66219 | 0.85008 | 0.011938 | 0.024002 | 0.16098 | 0.58272 | 0.66219 | 0 | 0 | 0.85 | 0.85 | 0.85 | 0.85 | 0.91095 | 0.011938 | 0.6334 | 0 | 0.13531
2025-07-20 00:00 | 45762.4732 | 45482.0804 | 0 | 280.3928 | 0 | 0.13745 | 0.13641 | 0.15627 | 201 | 0 | Summer | 0.55471 | 0.48104 | 0.48104 | 0.94878 | 0.35614 | 0.13641 | 0 | 0 | 0.66443 | 0.85008 | 0.012218 | 0.019437 | 0.15627 | 0.52743 | 0.66443 | 0 | 0 | 0.85 | 0.85 | 0.85 | 0.85 | 0.94878 | 0.012218 | 0.59514 | 0 | 0.042639
2025-07-20 01:00 | 44740.8704 | 44467.1458 | 0 | 273.7245 | 0 | 0.13418 | 0.13291 | 0.1571 | 201 | 1 | Summer | 0.51573 | 0.45924 | 0.45924 | 0.94906 | 0.29865 | 0.13291 | 0 | 0 | 0.66443 | 0.85008 | 0.012287 | 0.019437 | 0.1571 | 0.48331 | 0.66443 | 0 | 0 | 0.85 | 0.85 | 0.85 | 0.85 | 0.94906 | 0.012287 | 0.55167 | 0 | 0
2025-07-20 02:00 | 44358.6565 | 44086.1429 | 0 | 272.5137 | 0 | 0.13359 | 0.13213 | 0.15994 | 201 | 2 | Summer | 0.47769 | 0.44425 | 0.44425 | 0.94941 | 0.25138 | 0.13213 | 0 | 0 | 0.66443 | 0.85008 | 0.012567 | 0.019191 | 0.15994 | 0.46524 | 0.66443 | 0 | 0 | 0.85 | 0.85 | 0.85 | 0.85 | 0.94941 | 0.012567 | 0.53289 | 0 | 0
2025-07-20 03:00 | 44337.8116 | 44057.4379 | 0 | 280.3736 | 0 | 0.13744 | 0.13617 | 0.16045 | 201 | 3 | Summer | 0.46012 | 0.43819 | 0.43819 | 0.9491 | 0.22464 | 0.13617 | 0 | 0 | 0.66443 | 0.85008 | 0.012532 | 0.01917 | 0.16045 | 0.45789 | 0.66443 | 0 | 0 | 0.85 | 0.85 | 0.85 | 0.85 | 0.9491 | 0.012532 | 0.52986 | 0 | 0
2025-07-20 04:00 | 44676.427 | 44385.5906 | 0 | 290.8364 | 0 | 0.14257 | 0.14113 | 0.16859 | 201 | 4 | Summer | 0.44971 | 0.43054 | 0.43054 | 0.94949 | 0.2044 | 0.14113 | 0 | 0 | 0.66443 | 0.85008 | 0.012532 | 0.01917 | 0.16859 | 0.46405 | 0.66443 | 0 | 0 | 0.85 | 0.85 | 0.85 | 0.85 | 0.94949 | 0.012532 | 0.53565 | 0 | 0
2025-07-20 05:00 | 46731.0097 | 46206.9238 | 215.9039 | 308.182 | 0.0097507 | 0.15107 | 0.15009 | 0.16883 | 201 | 5 | Summer | 0.45811 | 0.44299 | 0.44299 | 0.94957 | 0.18921 | 0.15009 | 0.0097507 | 0 | 0.66443 | 0.85008 | 0.012567 | 0.01917 | 0.16883 | 0.49226 | 0.66443 | 0 | 0 | 0.85 | 0.85 | 0.85 | 0.85 | 0.94957 | 0.012567 | 0.54922 | 0.0068255 | 0
2025-07-20 06:00 | 48700.0733 | 46604.5228 | 1789.124 | 306.4265 | 0.0808 | 0.15021 | 0.14944 | 0.16404 | 201 | 6 | Summer | 0.48774 | 0.45859 | 0.45859 | 0.94971 | 0.19102 | 0.14944 | 0.0808 | 0 | 0.66443 | 0.85008 | 0.012532 | 0.018904 | 0.16404 | 0.49923 | 0.66443 | 0 | 0 | 0.85 | 0.85 | 0.85 | 0.85 | 0.94971 | 0.012532 | 0.5429 | 0.05656 | 0
2025-07-20 07:00 | 51544.9717 | 47115.5161 | 4132.9593 | 296.4963 | 0.18665 | 0.14534 | 0.14462 | 0.15833 | 201 | 7 | Summer | 0.5162 | 0.46934 | 0.46934 | 0.95016 | 0.20898 | 0.14462 | 0.18665 | 0 | 0.66478 | 0.85008 | 0.012392 | 0.018904 | 0.15833 | 0.50879 | 0.66478 | 0 | 0 | 0.85 | 0.85 | 0.85 | 0.85 | 0.95016 | 0.012392 | 0.545 | 0.13066 | 0
2025-07-20 08:00 | 54766.581 | 47529.6293 | 6932.7667 | 304.185 | 0.3131 | 0.14911 | 0.14856 | 0.15905 | 201 | 8 | Summer | 0.5354 | 0.4736 | 0.4736 | 0.95052 | 0.22514 | 0.14856 | 0.3131 | 0.19439 | 0.66478 | 0.85008 | 0.012602 | 0.018904 | 0.15905 | 0.53361 | 0.66478 | 0 | 0 | 0.85 | 0.85 | 0.85 | 0.85 | 0.95052 | 0.012602 | 0.54288 | 0.21917 | 0
2025-07-20 09:00 | 58699.9307 | 48920.1385 | 9468.5452 | 311.247 | 0.42762 | 0.15257 | 0.15204 | 0.16227 | 201 | 9 | Summer | 0.54581 | 0.4857 | 0.4857 | 0.94978 | 0.24893 | 0.15204 | 0.42762 | 0.50389 | 0.66478 | 0.85008 | 0.014382 | 0.018904 | 0.16227 | 0.56932 | 0.66478 | 0 | 0 | 0.85 | 0.85 | 0.85 | 0.85 | 0.94978 | 0.014382 | 0.55471 | 0.29933 | 0
2025-07-20 10:00 | 60452.0305 | 48795.5309 | 11338.8425 | 317.6571 | 0.51209 | 0.15571 | 0.15513 | 0.16629 | 201 | 10 | Summer | 0.56661 | 0.50285 | 0.50285 | 0.94712 | 0.26186 | 0.15513 | 0.51209 | 0.61316 | 0.66501 | 0.85008 | 0.014068 | 0.018915 | 0.16629 | 0.61473 | 0.66501 | 0 | 0 | 0.85 | 0.85 | 0.85 | 0.85 | 0.94712 | 0.014068 | 0.60127 | 0.35846 | 0
2025-07-20 11:00 | 60847.9344 | 48088.9934 | 12437.2955 | 321.6454 | 0.56169 | 0.15767 | 0.15666 | 0.17598 | 201 | 11 | Summer | 0.60096 | 0.52041 | 0.52041 | 0.94453 | 0.27752 | 0.15666 | 0.56169 | 0.62169 | 0.6656 | 0.85008 | 0.014417 | 0.023029 | 0.17598 | 0.67643 | 0.6656 | 0 | 0 | 0.85 | 0.85 | 0.85 | 0.85 | 0.94453 | 0.014417 | 0.64142 | 0.39319 | 0.0015394
2025-07-20 12:00 | 60199.6286 | 47383.0911 | 12489.9188 | 326.6187 | 0.56407 | 0.16011 | 0.15901 | 0.18 | 201 | 12 | Summer | 0.62291 | 0.53799 | 0.53799 | 0.94362 | 0.31341 | 0.15901 | 0.56407 | 0.62222 | 0.6656 | 0.85008 | 0.013928 | 0.037669 | 0.18 | 0.70982 | 0.6656 | 0 | 0 | 0.85 | 0.85 | 0.85 | 0.85 | 0.94362 | 0.013928 | 0.67439 | 0.39485 | 0.13423
2025-07-20 13:00 | 58598.8354 | 46063.3909 | 12208.4578 | 326.9866 | 0.55136 | 0.16029 | 0.15899 | 0.1838 | 201 | 13 | Summer | 0.63006 | 0.55564 | 0.55564 | 0.9422 | 0.37114 | 0.15899 | 0.55136 | 0.63828 | 0.6656 | 0.85008 | 0.014242 | 0.073749 | 0.1838 | 0.73201 | 0.6656 | 0 | 0 | 0.85 | 0.85 | 0.85 | 0.85 | 0.9422 | 0.014242 | 0.69376 | 0.38595 | 0.25305
2025-07-20 14:00 | 58324.8243 | 47162.0027 | 10840.0643 | 322.7573 | 0.48956 | 0.15821 | 0.15688 | 0.18238 | 201 | 14 | Summer | 0.6488 | 0.56826 | 0.56826 | 0.9398 | 0.41215 | 0.15688 | 0.48956 | 0.63061 | 0.66582 | 0.85008 | 0.014033 | 0.099397 | 0.18238 | 0.74849 | 0.66582 | 0 | 0 | 0.85 | 0.85 | 0.85 | 0.85 | 0.9398 | 0.014033 | 0.70785 | 0.34269 | 0.30697
2025-07-20 15:00 | 58347.2503 | 49130.2332 | 8897.2882 | 319.7289 | 0.40182 | 0.15673 | 0.15557 | 0.17767 | 201 | 15 | Summer | 0.65735 | 0.56817 | 0.56817 | 0.93752 | 0.45803 | 0.15557 | 0.40182 | 0.64444 | 0.66641 | 0.85008 | 0.013928 | 0.12232 | 0.17767 | 0.75815 | 0.66641 | 0 | 0 | 0.85 | 0.85 | 0.85 | 0.85 | 0.93752 | 0.013928 | 0.71964 | 0.28127 | 0.37998
2025-07-20 16:00 | 58400.0744 | 51456.365 | 6625.9903 | 317.7191 | 0.29924 | 0.15574 | 0.15483 | 0.17231 | 201 | 16 | Summer | 0.66113 | 0.57399 | 0.57399 | 0.93651 | 0.48967 | 0.15483 | 0.29924 | 0.62638 | 0.66641 | 0.85008 | 0.013195 | 0.14338 | 0.17231 | 0.76334 | 0.66641 | 0 | 0 | 0.85 | 0.85 | 0.85 | 0.85 | 0.93651 | 0.013195 | 0.72909 | 0.20947 | 0.58653
2025-07-20 17:00 | 58513.7269 | 54196.7508 | 4005.9898 | 310.9863 | 0.18092 | 0.15244 | 0.15185 | 0.1631 | 201 | 17 | Summer | 0.65876 | 0.57144 | 0.57144 | 0.93752 | 0.50401 | 0.15185 | 0.18092 | 0.5801 | 0.66641 | 0.85008 | 0.01309 | 0.20336 | 0.1631 | 0.76686 | 0.66641 | 0 | 0 | 0.85 | 0.85 | 0.85 | 0.85 | 0.93752 | 0.01309 | 0.74086 | 0.12664 | 0.64515
2025-07-20 18:00 | 59935.4601 | 57998.5889 | 1621.3464 | 315.5247 | 0.073223 | 0.15467 | 0.15483 | 0.15179 | 201 | 18 | Summer | 0.65784 | 0.57543 | 0.57543 | 0.9378 | 0.50368 | 0.15483 | 0.073223 | 0.50952 | 0.66641 | 0.85008 | 0.012846 | 0.22688 | 0.15179 | 0.77618 | 0.66641 | 0 | 0 | 0.85 | 0.85 | 0.85 | 0.85 | 0.9378 | 0.012846 | 0.75295 | 0.051256 | 0.64577
2025-07-20 19:00 | 62786.0913 | 62266.84 | 173.3746 | 345.8767 | 0.0078299 | 0.16955 | 0.1707 | 0.14874 | 201 | 19 | Summer | 0.65654 | 0.58215 | 0.58215 | 0.93722 | 0.47421 | 0.1707 | 0.0078299 | 0.33059 | 0.66641 | 0.85008 | 0.011205 | 0.20175 | 0.14874 | 0.77565 | 0.66641 | 0 | 0 | 0.85 | 0.85 | 0.85 | 0.85 | 0.93722 | 0.011205 | 0.76424 | 0.005481 | 0.70485
2025-07-20 20:00 | 61794.5421 | 61432.941 | 0 | 361.6011 | 0 | 0.17726 | 0.17861 | 0.15271 | 201 | 20 | Summer | 0.6677 | 0.58557 | 0.58557 | 0.93506 | 0.44805 | 0.17861 | 0 | 0.065097 | 0.66641 | 0.85008 | 0.01131 | 0.13977 | 0.15271 | 0.77193 | 0.66641 | 0 | 0 | 0.85 | 0.85 | 0.85 | 0.85 | 0.93506 | 0.01131 | 0.76712 | 0 | 0.71244
2025-07-20 21:00 | 59814.3048 | 59445.969 | 0 | 368.3359 | 0 | 0.18056 | 0.18147 | 0.16412 | 201 | 21 | Summer | 0.65116 | 0.57136 | 0.57136 | 0.93281 | 0.42034 | 0.18147 | 0 | 0 | 0.66641 | 0.85008 | 0.011415 | 0.067558 | 0.16412 | 0.74633 | 0.66641 | 0 | 0 | 0.85 | 0.85 | 0.85 | 0.85 | 0.93281 | 0.011415 | 0.74851 | 0 | 0.38078
2025-07-20 22:00 | 56919.3898 | 56541.7116 | 0 | 377.6782 | 0 | 0.18514 | 0.18548 | 0.17885 | 201 | 22 | Summer | 0.61469 | 0.5457 | 0.5457 | 0.9302 | 0.41049 | 0.18548 | 0 | 0 | 0.6656 | 0.85008 | 0.011659 | 0.03136 | 0.17885 | 0.66421 | 0.6656 | 0 | 0 | 0.85 | 0.85 | 0.85 | 0.85 | 0.9302 | 0.011659 | 0.69584 | 0 | 0.15401
2025-07-20 23:00 | 53569.7637 | 53178.0529 | 0 | 391.7107 | 0 | 0.19202 | 0.19193 | 0.1935 | 201 | 23 | Summer | 0.59142 | 0.54754 | 0.54754 | 0.91095 | 0.36743 | 0.19193 | 0 | 0 | 0.66219 | 0.85008 | 0.011938 | 0.024002 | 0.1935 | 0.58272 | 0.66219 | 0 | 0 | 0.85 | 0.85 | 0.85 | 0.85 | 0.91095 | 0.011938 | 0.6334 | 0 | 0.13531
2025-07-21 00:00 | 71729.316 | 71323.3506 | 0 | 405.9655 | 0 | 0.199 | 0.1984 | 0.20987 | 202 | 0 | Summer Peak | 0.66085 | 0.54873 | 0.54873 | 0.93782 | 0.38915 | 0.1984 | 0 | 0 | 0.66478 | 0.85008 | 0.048067 | 0.018972 | 0.20987 | 0.5735 | 0.66478 | 0 | 0 | 0.85 | 0.85 | 0.85 | 0.85 | 0.93782 | 0.048067 | 0.60816 | 0 | 0.085277
2025-07-21 01:00 | 70550.0346 | 70131.6532 | 0 | 418.3814 | 0 | 0.20509 | 0.20401 | 0.22465 | 202 | 1 | Summer Peak | 0.60795 | 0.52302 | 0.52302 | 0.93903 | 0.34221 | 0.20401 | 0 | 0 | 0.66478 | 0.85008 | 0.033371 | 0.018972 | 0.22465 | 0.51885 | 0.66478 | 0 | 0 | 0.85 | 0.85 | 0.85 | 0.85 | 0.93903 | 0.033371 | 0.54715 | 0 | 0
2025-07-21 02:00 | 70024.3183 | 69601.2709 | 0 | 423.0474 | 0 | 0.20738 | 0.2061 | 0.23052 | 202 | 2 | Summer Peak | 0.56488 | 0.4979 | 0.4979 | 0.93896 | 0.28723 | 0.2061 | 0 | 0 | 0.66478 | 0.85008 | 0.028135 | 0.018479 | 0.23052 | 0.48751 | 0.66478 | 0 | 0 | 0.85 | 0.85 | 0.85 | 0.85 | 0.93896 | 0.028135 | 0.52145 | 0 | 0
2025-07-21 03:00 | 69635.5953 | 69202.6657 | 0 | 432.9296 | 0 | 0.21222 | 0.21046 | 0.24412 | 202 | 3 | Summer Peak | 0.53882 | 0.47726 | 0.47726 | 0.93932 | 0.24901 | 0.21046 | 0 | 0 | 0.66478 | 0.85008 | 0.028694 | 0.018439 | 0.24412 | 0.47281 | 0.66478 | 0 | 0 | 0.85 | 0.85 | 0.85 | 0.85 | 0.93932 | 0.028694 | 0.51743 | 0 | 0
2025-07-21 04:00 | 69812.094 | 69361.9685 | 0 | 450.1255 | 0 | 0.22065 | 0.21915 | 0.24769 | 202 | 4 | Summer Peak | 0.52997 | 0.46957 | 0.46957 | 0.94042 | 0.23186 | 0.21915 | 0 | 0 | 0.66478 | 0.85008 | 0.028729 | 0.018439 | 0.24769 | 0.48381 | 0.66478 | 0 | 0 | 0.85 | 0.85 | 0.85 | 0.85 | 0.94042 | 0.028729 | 0.5208 | 0 | 0
2025-07-21 05:00 | 72912.1484 | 72279.5665 | 166.59 | 465.9919 | 0.0075235 | 0.22843 | 0.22727 | 0.24935 | 202 | 5 | Summer Peak | 0.53054 | 0.47882 | 0.47882 | 0.94133 | 0.22414 | 0.22727 | 0.0075235 | 0 | 0.66478 | 0.85008 | 0.029636 | 0.018439 | 0.24935 | 0.51322 | 0.66478 | 0 | 0 | 0.85 | 0.85 | 0.85 | 0.85 | 0.94133 | 0.029636 | 0.53321 | 0.0052665 | 0
2025-07-21 06:00 | 78151.3982 | 76131.8875 | 1572.2588 | 447.2519 | 0.071006 | 0.21924 | 0.21785 | 0.24442 | 202 | 6 | Summer Peak | 0.54996 | 0.49294 | 0.49294 | 0.94251 | 0.22328 | 0.21785 | 0.071006 | 0 | 0.66478 | 0.85008 | 0.031661 | 0.018439 | 0.24442 | 0.50951 | 0.66478 | 0 | 0 | 0.85 | 0.85 | 0.85 | 0.85 | 0.94251 | 0.031661 | 0.52179 | 0.049704 | 0
2025-07-21 07:00 | 84069.71 | 79722.504 | 3922.7119 | 424.4941 | 0.17716 | 0.20809 | 0.20664 | 0.23424 | 202 | 7 | Summer Peak | 0.58498 | 0.50378 | 0.50378 | 0.94422 | 0.23952 | 0.20664 | 0.17716 | 0 | 0.66478 | 0.85008 | 0.043006 | 0.018439 | 0.23424 | 0.54135 | 0.66478 | 0 | 0 | 0.85 | 0.85 | 0.85 | 0.85 | 0.94422 | 0.043006 | 0.53827 | 0.12401 | 0
2025-07-21 08:00 | 83607.4071 | 76512.5676 | 6656.5887 | 438.2508 | 0.30062 | 0.21483 | 0.21387 | 0.23215 | 202 | 8 | Summer Peak | 0.61718 | 0.51602 | 0.51602 | 0.94452 | 0.25851 | 0.21387 | 0.30062 | 0.22208 | 0.66478 | 0.85008 | 0.059063 | 0.018439 | 0.23215 | 0.57843 | 0.66478 | 0 | 0 | 0.85 | 0.85 | 0.85 | 0.85 | 0.94452 | 0.059063 | 0.56762 | 0.21044 | 0
2025-07-21 09:00 | 82344.7475 | 72979.0801 | 8911.6769 | 453.9905 | 0.40247 | 0.22254 | 0.22173 | 0.23735 | 202 | 9 | Summer Peak | 0.62852 | 0.53273 | 0.53273 | 0.94402 | 0.27851 | 0.22173 | 0.40247 | 0.50665 | 0.66478 | 0.85008 | 0.083812 | 0.018439 | 0.23735 | 0.62398 | 0.66478 | 0 | 0 | 0.85 | 0.85 | 0.85 | 0.85 | 0.94402 | 0.083812 | 0.60185 | 0.28173 | 0
2025-07-21 10:00 | 81142.4302 | 70121.9151 | 10544.7562 | 475.7589 | 0.47622 | 0.23322 | 0.23263 | 0.24372 | 202 | 10 | Summer Peak | 0.6635 | 0.56377 | 0.56377 | 0.94296 | 0.29263 | 0.23263 | 0.47622 | 0.61289 | 0.66524 | 0.85008 | 0.11355 | 0.018462 | 0.24372 | 0.68019 | 0.66524 | 0 | 0 | 0.85 | 0.85 | 0.85 | 0.85 | 0.94296 | 0.11355 | 0.64287 | 0.33336 | 0
2025-07-21 11:00 | 79849.4297 | 67974.4551 | 11380.4881 | 494.4866 | 0.51397 | 0.2424 | 0.24212 | 0.24745 | 202 | 11 | Summer Peak | 0.6962 | 0.60004 | 0.60004 | 0.9419 | 0.35197 | 0.24212 | 0.51397 | 0.61909 | 0.66641 | 0.85008 | 0.11554 | 0.026689 | 0.24745 | 0.74089 | 0.66641 | 0 | 0 | 0.85 | 0.85 | 0.85 | 0.85 | 0.9419 | 0.11554 | 0.69789 | 0.35978 | 0.0030788
2025-07-21 12:00 | 80201.7815 | 68097.9001 | 11606.6428 | 497.2386 | 0.52418 | 0.24374 | 0.24344 | 0.24921 | 202 | 12 | Summer Peak | 0.73007 | 0.63153 | 0.63153 | 0.94069 | 0.40099 | 0.24344 | 0.52418 | 0.62974 | 0.66641 | 0.85008 | 0.12556 | 0.055968 | 0.24921 | 0.77239 | 0.66641 | 0 | 0 | 0.85 | 0.85 | 0.85 | 0.85 | 0.94069 | 0.12556 | 0.71635 | 0.36693 | 0.26845
2025-07-21 13:00 | 80580.9653 | 68933.7701 | 11156.0129 | 491.1822 | 0.50383 | 0.24078 | 0.24051 | 0.2456 | 202 | 13 | Summer Peak | 0.7516 | 0.65557 | 0.65557 | 0.94088 | 0.46995 | 0.24051 | 0.50383 | 0.6577 | 0.66641 | 0.85008 | 0.12863 | 0.12809 | 0.2456 | 0.78077 | 0.66641 | 0 | 0 | 0.85 | 0.85 | 0.85 | 0.85 | 0.94088 | 0.12863 | 0.7268 | 0.35268 | 0.50611
2025-07-21 14:00 | 80741.4393 | 70297.2423 | 9964.9832 | 479.2138 | 0.45004 | 0.23491 | 0.2348 | 0.23681 | 202 | 14 | Summer Peak | 0.76878 | 0.67073 | 0.67073 | 0.94097 | 0.53463 | 0.2348 | 0.45004 | 0.64788 | 0.66641 | 0.85008 | 0.1441 | 0.17799 | 0.23681 | 0.78216 | 0.66641 | 0 | 0 | 0.85 | 0.85 | 0.85 | 0.85 | 0.94097 | 0.1441 | 0.73226 | 0.31503 | 0.61394
2025-07-21 15:00 | 81397.5458 | 72715.3268 | 8217.0721 | 465.1469 | 0.3711 | 0.22801 | 0.22799 | 0.22837 | 202 | 15 | Summer Peak | 0.7772 | 0.67923 | 0.67923 | 0.94166 | 0.5735 | 0.22799 | 0.3711 | 0.66571 | 0.66641 | 0.85008 | 0.14654 | 0.22333 | 0.22837 | 0.78664 | 0.66641 | 0 | 0 | 0.85 | 0.85 | 0.85 | 0.85 | 0.94166 | 0.14654 | 0.73676 | 0.25977 | 0.62604
2025-07-21 16:00 | 84375.4002 | 77748.8035 | 6150.5039 | 476.0929 | 0.27777 | 0.23338 | 0.23374 | 0.22687 | 202 | 16 | Summer Peak | 0.78314 | 0.68706 | 0.68706 | 0.94152 | 0.61016 | 0.23374 | 0.27777 | 0.67009 | 0.66641 | 0.85008 | 0.16455 | 0.25334 | 0.22687 | 0.78825 | 0.66641 | 0 | 0 | 0.85 | 0.85 | 0.85 | 0.85 | 0.94152 | 0.16455 | 0.7439 | 0.19444 | 0.63934
2025-07-21 17:00 | 86894.8021 | 82626.6711 | 3801.1465 | 466.9845 | 0.17167 | 0.22891 | 0.22906 | 0.22631 | 202 | 17 | Summer Peak | 0.78861 | 0.68392 | 0.68392 | 0.94174 | 0.63791 | 0.22906 | 0.17167 | 0.64629 | 0.66641 | 0.85008 | 0.16623 | 0.30592 | 0.22631 | 0.79057 | 0.66641 | 0 | 0 | 0.85 | 0.85 | 0.85 | 0.85 | 0.94174 | 0.16623 | 0.7483 | 0.12017 | 0.64577
2025-07-21 18:00 | 89096.3462 | 87023.8546 | 1629.9694 | 442.5222 | 0.073613 | 0.21692 | 0.21694 | 0.21654 | 202 | 18 | Summer Peak | 0.77717 | 0.6836 | 0.6836 | 0.94203 | 0.63783 | 0.21694 | 0.073613 | 0.60617 | 0.66641 | 0.85008 | 0.1346 | 0.34292 | 0.21654 | 0.79262 | 0.66641 | 0 | 0 | 0.85 | 0.85 | 0.85 | 0.85 | 0.94203 | 0.1346 | 0.75998 | 0.051529 | 0.64577
2025-07-21 19:00 | 88694.542 | 88081.6731 | 161.2828 | 451.586 | 0.0072839 | 0.22137 | 0.22179 | 0.21378 | 202 | 19 | Summer Peak | 0.76366 | 0.68109 | 0.68109 | 0.94271 | 0.60381 | 0.22179 | 0.0072839 | 0.44937 | 0.66641 | 0.85008 | 0.12071 | 0.31855 | 0.21378 | 0.79179 | 0.66641 | 0 | 0 | 0.85 | 0.85 | 0.85 | 0.85 | 0.94271 | 0.12071 | 0.76663 | 0.0050987 | 0.63912
2025-07-21 20:00 | 85186.3161 | 84726.3748 | 0 | 459.9413 | 0 | 0.22546 | 0.22596 | 0.21637 | 202 | 20 | Summer Peak | 0.7569 | 0.67975 | 0.67975 | 0.94323 | 0.56051 | 0.22596 | 0 | 0.12967 | 0.66641 | 0.85008 | 0.11687 | 0.20126 | 0.21637 | 0.79043 | 0.66641 | 0 | 0 | 0.85 | 0.85 | 0.85 | 0.85 | 0.94323 | 0.11687 | 0.77989 | 0 | 0.73393
2025-07-21 21:00 | 81931.8265 | 81472.6695 | 0 | 459.157 | 0 | 0.22508 | 0.22568 | 0.21412 | 202 | 21 | Summer Peak | 0.74352 | 0.65516 | 0.65516 | 0.94391 | 0.50938 | 0.22568 | 0 | 0 | 0.66641 | 0.85008 | 0.10298 | 0.088964 | 0.21412 | 0.77724 | 0.66641 | 0 | 0 | 0.85 | 0.85 | 0.85 | 0.85 | 0.94391 | 0.10298 | 0.77127 | 0 | 0.52035
2025-07-21 22:00 | 77195.8253 | 76733.7179 | 0 | 462.1074 | 0 | 0.22652 | 0.22727 | 0.21303 | 202 | 22 | Summer Peak | 0.71092 | 0.62055 | 0.62055 | 0.94151 | 0.47516 | 0.22727 | 0 | 0 | 0.66641 | 0.85008 | 0.074736 | 0.031525 | 0.21303 | 0.72238 | 0.66641 | 0 | 0 | 0.85 | 0.85 | 0.85 | 0.85 | 0.94151 | 0.074736 | 0.72371 | 0 | 0.14779
2025-07-21 23:00 | 72588.9851 | 72123.9862 | 0 | 464.9989 | 0 | 0.22794 | 0.22902 | 0.20847 | 202 | 23 | Summer Peak | 0.70195 | 0.57992 | 0.57992 | 0.941 | 0.4275 | 0.22902 | 0 | 0 | 0.66478 | 0.85008 | 0.061507 | 0.02346 | 0.20847 | 0.65079 | 0.66478 | 0 | 0 | 0.85 | 0.85 | 0.85 | 0.85 | 0.941 | 0.061507 | 0.65847 | 0 | 0.14779
2025-07-22 00:00 | 70093.4479 | 69630.6793 | 0 | 462.7685 | 0 | 0.22685 | 0.22827 | 0.20105 | 203 | 0 | Summer Peak | 0.66085 | 0.54873 | 0.54873 | 0.93782 | 0.38915 | 0.22827 | 0 | 0 | 0.66478 | 0.85008 | 0.048067 | 0.018972 | 0.20105 | 0.5735 | 0.66478 | 0 | 0 | 0.85 | 0.85 | 0.85 | 0.85 | 0.93782 | 0.048067 | 0.60816 | 0 | 0.085277
2025-07-22 01:00 | 69133.5549 | 68676.5149 | 0 | 457.04 | 0 | 0.22404 | 0.22586 | 0.19106 | 203 | 1 | Summer Peak | 0.60795 | 0.52302 | 0.52302 | 0.93903 | 0.34221 | 0.22586 | 0 | 0 | 0.66478 | 0.85008 | 0.033371 | 0.018972 | 0.19106 | 0.51885 | 0.66478 | 0 | 0 | 0.85 | 0.85 | 0.85 | 0.85 | 0.93903 | 0.033371 | 0.54715 | 0 | 0
2025-07-22 02:00 | 68795.5922 | 68348.359 | 0 | 447.2332 | 0 | 0.21923 | 0.22126 | 0.18252 | 203 | 2 | Summer Peak | 0.56488 | 0.4979 | 0.4979 | 0.93896 | 0.28723 | 0.22126 | 0 | 0 | 0.66478 | 0.85008 | 0.028135 | 0.018479 | 0.18252 | 0.48751 | 0.66478 | 0 | 0 | 0.85 | 0.85 | 0.85 | 0.85 | 0.93896 | 0.028135 | 0.52145 | 0 | 0
2025-07-22 03:00 | 68616.9761 | 68177.8176 | 0 | 439.1584 | 0 | 0.21527 | 0.21723 | 0.18 | 203 | 3 | Summer Peak | 0.53882 | 0.47726 | 0.47726 | 0.93932 | 0.24901 | 0.21723 | 0 | 0 | 0.66478 | 0.85008 | 0.028694 | 0.018439 | 0.18 | 0.47281 | 0.66478 | 0 | 0 | 0.85 | 0.85 | 0.85 | 0.85 | 0.93932 | 0.028694 | 0.51743 | 0 | 0
2025-07-22 04:00 | 69115.284 | 68679.1154 | 0 | 436.1686 | 0 | 0.21381 | 0.2159 | 0.17601 | 203 | 4 | Summer Peak | 0.52997 | 0.46957 | 0.46957 | 0.94042 | 0.23186 | 0.2159 | 0 | 0 | 0.66478 | 0.85008 | 0.028729 | 0.018439 | 0.17601 | 0.48381 | 0.66478 | 0 | 0 | 0.85 | 0.85 | 0.85 | 0.85 | 0.94042 | 0.028729 | 0.5208 | 0 | 0
2025-07-22 05:00 | 72801.8651 | 72157.5388 | 211.3832 | 432.9432 | 0.0095465 | 0.21223 | 0.21467 | 0.168 | 203 | 5 | Summer Peak | 0.53054 | 0.47882 | 0.47882 | 0.94133 | 0.22414 | 0.21467 | 0.0095465 | 0 | 0.66478 | 0.85008 | 0.029636 | 0.018439 | 0.168 | 0.51322 | 0.66478 | 0 | 0 | 0.85 | 0.85 | 0.85 | 0.85 | 0.94133 | 0.029636 | 0.53321 | 0.0066825 | 0
2025-07-22 06:00 | 79351.9492 | 77085.5521 | 1877.8298 | 388.5672 | 0.084807 | 0.19047 | 0.19272 | 0.14995 | 203 | 6 | Summer Peak | 0.54996 | 0.49294 | 0.49294 | 0.94251 | 0.22328 | 0.19272 | 0.084807 | 0 | 0.66478 | 0.85008 | 0.031661 | 0.018439 | 0.14995 | 0.50951 | 0.66478 | 0 | 0 | 0.85 | 0.85 | 0.85 | 0.85 | 0.94251 | 0.031661 | 0.52179 | 0.059365 | 0
2025-07-22 07:00 | 85685.3746 | 80942.332 | 4376.3138 | 366.7288 | 0.19764 | 0.17977 | 0.18219 | 0.13602 | 203 | 7 | Summer Peak | 0.58498 | 0.50378 | 0.50378 | 0.94422 | 0.23952 | 0.18219 | 0.19764 | 0 | 0.66478 | 0.85008 | 0.043006 | 0.018439 | 0.13602 | 0.54135 | 0.66478 | 0 | 0 | 0.85 | 0.85 | 0.85 | 0.85 | 0.94422 | 0.043006 | 0.53827 | 0.13835 | 0
2025-07-22 08:00 | 85149.9727 | 77661.766 | 7107.7942 | 380.4125 | 0.321 | 0.18648 | 0.18908 | 0.13942 | 203 | 8 | Summer Peak | 0.61718 | 0.51602 | 0.51602 | 0.94452 | 0.25851 | 0.18908 | 0.321 | 0.22208 | 0.66478 | 0.85008 | 0.059063 | 0.018439 | 0.13942 | 0.57843 | 0.66478 | 0 | 0 | 0.85 | 0.85 | 0.85 | 0.85 | 0.94452 | 0.059063 | 0.56762 | 0.2247 | 0
2025-07-22 09:00 | 83560.2659 | 73613.3959 | 9565.1789 | 381.6912 | 0.43198 | 0.1871 | 0.18956 | 0.14266 | 203 | 9 | Summer Peak | 0.62852 | 0.53273 | 0.53273 | 0.94402 | 0.27851 | 0.18956 | 0.43198 | 0.50665 | 0.66478 | 0.85008 | 0.083812 | 0.018439 | 0.14266 | 0.62398 | 0.66478 | 0 | 0 | 0.85 | 0.85 | 0.85 | 0.85 | 0.94402 | 0.083812 | 0.60185 | 0.30239 | 0
2025-07-22 10:00 | 81883.3911 | 70004.0928 | 11498.1664 | 381.1319 | 0.51928 | 0.18683 | 0.18912 | 0.14542 | 203 | 10 | Summer Peak | 0.6635 | 0.56377 | 0.56377 | 0.94296 | 0.29263 | 0.18912 | 0.51928 | 0.61289 | 0.66524 | 0.85008 | 0.11355 | 0.018462 | 0.14542 | 0.68019 | 0.66524 | 0 | 0 | 0.85 | 0.85 | 0.85 | 0.85 | 0.94296 | 0.11355 | 0.64287 | 0.3635 | 0
2025-07-22 11:00 | 80272.8541 | 67185.7701 | 12708.27 | 378.814 | 0.57393 | 0.18569 | 0.18781 | 0.14735 | 203 | 11 | Summer Peak | 0.6962 | 0.60004 | 0.60004 | 0.9419 | 0.35197 | 0.18781 | 0.57393 | 0.61909 | 0.66641 | 0.85008 | 0.11554 | 0.026689 | 0.14735 | 0.74089 | 0.66641 | 0 | 0 | 0.85 | 0.85 | 0.85 | 0.85 | 0.9419 | 0.11554 | 0.69789 | 0.40175 | 0.0030788
2025-07-22 12:00 | 80230.807 | 66905.3887 | 12953.8969 | 371.5215 | 0.58502 | 0.18212 | 0.184 | 0.14815 | 203 | 12 | Summer Peak | 0.73007 | 0.63153 | 0.63153 | 0.94069 | 0.40099 | 0.184 | 0.58502 | 0.62974 | 0.66641 | 0.85008 | 0.12556 | 0.055968 | 0.14815 | 0.77239 | 0.66641 | 0 | 0 | 0.85 | 0.85 | 0.85 | 0.85 | 0.94069 | 0.12556 | 0.71635 | 0.40952 | 0.26845
2025-07-22 13:00 | 80083.5056 | 67357.1238 | 12366.2793 | 360.1025 | 0.55849 | 0.17652 | 0.17803 | 0.14922 | 203 | 13 | Summer Peak | 0.7516 | 0.65557 | 0.65557 | 0.94088 | 0.46995 | 0.17803 | 0.55849 | 0.6577 | 0.66641 | 0.85008 | 0.12863 | 0.12809 | 0.14922 | 0.78077 | 0.66641 | 0 | 0 | 0.85 | 0.85 | 0.85 | 0.85 | 0.94088 | 0.12863 | 0.7268 | 0.39094 | 0.50611
2025-07-22 14:00 | 79988.0358 | 68586.3681 | 11050.7707 | 350.8971 | 0.49908 | 0.17201 | 0.17321 | 0.15029 | 203 | 14 | Summer Peak | 0.76878 | 0.67073 | 0.67073 | 0.94097 | 0.53463 | 0.17321 | 0.49908 | 0.64788 | 0.66641 | 0.85008 | 0.1441 | 0.17799 | 0.15029 | 0.78216 | 0.66641 | 0 | 0 | 0.85 | 0.85 | 0.85 | 0.85 | 0.94097 | 0.1441 | 0.73226 | 0.34935 | 0.61394
2025-07-22 15:00 | 80490.765 | 71149.827 | 9001.1037 | 339.8343 | 0.40651 | 0.16659 | 0.16754 | 0.14925 | 203 | 15 | Summer Peak | 0.7772 | 0.67923 | 0.67923 | 0.94166 | 0.5735 | 0.16754 | 0.40651 | 0.66571 | 0.66641 | 0.85008 | 0.14654 | 0.22333 | 0.14925 | 0.78664 | 0.66641 | 0 | 0 | 0.85 | 0.85 | 0.85 | 0.85 | 0.94166 | 0.14654 | 0.73676 | 0.28456 | 0.62604
2025-07-22 16:00 | 83129.5842 | 76333.9396 | 6471.241 | 324.4037 | 0.29225 | 0.15902 | 0.15983 | 0.1444 | 203 | 16 | Summer Peak | 0.78314 | 0.68706 | 0.68706 | 0.94152 | 0.61016 | 0.15983 | 0.29225 | 0.67009 | 0.66641 | 0.85008 | 0.16455 | 0.25334 | 0.1444 | 0.78825 | 0.66641 | 0 | 0 | 0.85 | 0.85 | 0.85 | 0.85 | 0.94152 | 0.16455 | 0.7439 | 0.20458 | 0.63934
2025-07-22 17:00 | 85335.0921 | 81099.1933 | 3933.1984 | 302.7005 | 0.17763 | 0.14838 | 0.14902 | 0.13682 | 203 | 17 | Summer Peak | 0.78861 | 0.68392 | 0.68392 | 0.94174 | 0.63791 | 0.14902 | 0.17763 | 0.64629 | 0.66641 | 0.85008 | 0.16623 | 0.30592 | 0.13682 | 0.79057 | 0.66641 | 0 | 0 | 0.85 | 0.85 | 0.85 | 0.85 | 0.94174 | 0.16623 | 0.7483 | 0.12434 | 0.64577
2025-07-22 18:00 | 87762.1966 | 85849.6801 | 1620.3434 | 292.1731 | 0.073178 | 0.14322 | 0.14368 | 0.13497 | 203 | 18 | Summer Peak | 0.77717 | 0.6836 | 0.6836 | 0.94203 | 0.63783 | 0.14368 | 0.073178 | 0.60617 | 0.66641 | 0.85008 | 0.1346 | 0.34292 | 0.13497 | 0.79262 | 0.66641 | 0 | 0 | 0.85 | 0.85 | 0.85 | 0.85 | 0.94203 | 0.1346 | 0.75998 | 0.051225 | 0.64577
2025-07-22 19:00 | 88581.9805 | 88118.2478 | 156.0734 | 307.6594 | 0.0070486 | 0.15081 | 0.15137 | 0.14071 | 203 | 19 | Summer Peak | 0.76366 | 0.68109 | 0.68109 | 0.94271 | 0.60381 | 0.15137 | 0.0070486 | 0.44937 | 0.66641 | 0.85008 | 0.12071 | 0.31855 | 0.14071 | 0.79179 | 0.66641 | 0 | 0 | 0.85 | 0.85 | 0.85 | 0.85 | 0.94271 | 0.12071 | 0.76663 | 0.004934 | 0.63912
2025-07-22 20:00 | 85715.9223 | 85396.1182 | 0 | 319.8041 | 0 | 0.15677 | 0.15728 | 0.14751 | 203 | 20 | Summer Peak | 0.7569 | 0.67975 | 0.67975 | 0.94323 | 0.56051 | 0.15728 | 0 | 0.12967 | 0.66641 | 0.85008 | 0.11687 | 0.20126 | 0.14751 | 0.79043 | 0.66641 | 0 | 0 | 0.85 | 0.85 | 0.85 | 0.85 | 0.94323 | 0.11687 | 0.77989 | 0 | 0.73393
2025-07-22 21:00 | 82724.8156 | 82395.51 | 0 | 329.3056 | 0 | 0.16142 | 0.16186 | 0.15356 | 203 | 21 | Summer Peak | 0.74352 | 0.65516 | 0.65516 | 0.94391 | 0.50938 | 0.16186 | 0 | 0 | 0.66641 | 0.85008 | 0.10298 | 0.088964 | 0.15356 | 0.77724 | 0.66641 | 0 | 0 | 0.85 | 0.85 | 0.85 | 0.85 | 0.94391 | 0.10298 | 0.77127 | 0 | 0.52035
2025-07-22 22:00 | 78230.3872 | 77886.7387 | 0 | 343.6485 | 0 | 0.16846 | 0.16879 | 0.1624 | 203 | 22 | Summer Peak | 0.71092 | 0.62055 | 0.62055 | 0.94151 | 0.47516 | 0.16879 | 0 | 0 | 0.66641 | 0.85008 | 0.074736 | 0.031525 | 0.1624 | 0.72238 | 0.66641 | 0 | 0 | 0.85 | 0.85 | 0.85 | 0.85 | 0.94151 | 0.074736 | 0.72371 | 0 | 0.14779
2025-07-22 23:00 | 73628.7986 | 73274.3858 | 0 | 354.4127 | 0 | 0.17373 | 0.17401 | 0.16864 | 203 | 23 | Summer Peak | 0.70195 | 0.57992 | 0.57992 | 0.941 | 0.4275 | 0.17401 | 0 | 0 | 0.66478 | 0.85008 | 0.061507 | 0.02346 | 0.16864 | 0.65079 | 0.66478 | 0 | 0 | 0.85 | 0.85 | 0.85 | 0.85 | 0.941 | 0.061507 | 0.65847 | 0 | 0.14779
2025-07-23 00:00 | 71117.5066 | 70744.8844 | 0 | 372.6222 | 0 | 0.18266 | 0.18317 | 0.17333 | 204 | 0 | Summer Peak | 0.66085 | 0.54873 | 0.54873 | 0.93782 | 0.38915 | 0.18317 | 0 | 0 | 0.66478 | 0.85008 | 0.048067 | 0.018972 | 0.17333 | 0.5735 | 0.66478 | 0 | 0 | 0.85 | 0.85 | 0.85 | 0.85 | 0.93782 | 0.048067 | 0.60816 | 0 | 0.085277
2025-07-23 01:00 | 70291.0514 | 69902.1716 | 0 | 388.8797 | 0 | 0.19063 | 0.19113 | 0.18155 | 204 | 1 | Summer Peak | 0.60795 | 0.52302 | 0.52302 | 0.93903 | 0.34221 | 0.19113 | 0 | 0 | 0.66478 | 0.85008 | 0.033371 | 0.018972 | 0.18155 | 0.51885 | 0.66478 | 0 | 0 | 0.85 | 0.85 | 0.85 | 0.85 | 0.93903 | 0.033371 | 0.54715 | 0 | 0
2025-07-23 02:00 | 70237.0847 | 69839.2532 | 0 | 397.8315 | 0 | 0.19502 | 0.19539 | 0.18828 | 204 | 2 | Summer Peak | 0.56488 | 0.4979 | 0.4979 | 0.93896 | 0.28723 | 0.19539 | 0 | 0 | 0.66478 | 0.85008 | 0.028135 | 0.018479 | 0.18828 | 0.48751 | 0.66478 | 0 | 0 | 0.85 | 0.85 | 0.85 | 0.85 | 0.93896 | 0.028135 | 0.52145 | 0 | 0
2025-07-23 03:00 | 70244.6392 | 69844.8517 | 0 | 399.7875 | 0 | 0.19597 | 0.19639 | 0.18841 | 204 | 3 | Summer Peak | 0.53882 | 0.47726 | 0.47726 | 0.93932 | 0.24901 | 0.19639 | 0 | 0 | 0.66478 | 0.85008 | 0.028694 | 0.018439 | 0.18841 | 0.47281 | 0.66478 | 0 | 0 | 0.85 | 0.85 | 0.85 | 0.85 | 0.93932 | 0.028694 | 0.51743 | 0 | 0
2025-07-23 04:00 | 70766.8833 | 70366.717 | 0 | 400.1663 | 0 | 0.19616 | 0.19665 | 0.18723 | 204 | 4 | Summer Peak | 0.52997 | 0.46957 | 0.46957 | 0.94042 | 0.23186 | 0.19665 | 0 | 0 | 0.66478 | 0.85008 | 0.028729 | 0.018439 | 0.18723 | 0.48381 | 0.66478 | 0 | 0 | 0.85 | 0.85 | 0.85 | 0.85 | 0.94042 | 0.028729 | 0.5208 | 0 | 0
2025-07-23 05:00 | 74277.56 | 73701.5748 | 180.1333 | 395.8519 | 0.0081352 | 0.19405 | 0.1943 | 0.18937 | 204 | 5 | Summer Peak | 0.53054 | 0.47882 | 0.47882 | 0.94133 | 0.22414 | 0.1943 | 0.0081352 | 0 | 0.66478 | 0.85008 | 0.029636 | 0.018439 | 0.18937 | 0.51322 | 0.66478 | 0 | 0 | 0.85 | 0.85 | 0.85 | 0.85 | 0.94133 | 0.029636 | 0.53321 | 0.0056946 | 0
2025-07-23 06:00 | 79998.9025 | 78014.4788 | 1628.3345 | 356.0892 | 0.073539 | 0.17455 | 0.17446 | 0.17633 | 204 | 6 | Summer Peak | 0.54996 | 0.49294 | 0.49294 | 0.94251 | 0.22328 | 0.17446 | 0.073539 | 0 | 0.66478 | 0.85008 | 0.031661 | 0.018439 | 0.17633 | 0.50951 | 0.66478 | 0 | 0 | 0.85 | 0.85 | 0.85 | 0.85 | 0.94251 | 0.031661 | 0.52179 | 0.051477 | 0
2025-07-23 07:00 | 86028.7898 | 81862.3376 | 3820.1993 | 346.2529 | 0.17253 | 0.16973 | 0.17028 | 0.15988 | 204 | 7 | Summer Peak | 0.58498 | 0.50378 | 0.50378 | 0.94422 | 0.23952 | 0.17028 | 0.17253 | 0 | 0.66478 | 0.85008 | 0.043006 | 0.018439 | 0.15988 | 0.54135 | 0.66478 | 0 | 0 | 0.85 | 0.85 | 0.85 | 0.85 | 0.94422 | 0.043006 | 0.53827 | 0.12077 | 0
2025-07-23 08:00 | 85326.266 | 79006.0825 | 5946.3785 | 373.805 | 0.26855 | 0.18324 | 0.18404 | 0.16878 | 204 | 8 | Summer Peak | 0.61718 | 0.51602 | 0.51602 | 0.94452 | 0.25851 | 0.18404 | 0.26855 | 0.22208 | 0.66478 | 0.85008 | 0.059063 | 0.018439 | 0.16878 | 0.57843 | 0.66478 | 0 | 0 | 0.85 | 0.85 | 0.85 | 0.85 | 0.94452 | 0.059063 | 0.56762 | 0.18799 | 0
2025-07-23 09:00 | 83809.6883 | 75719.3965 | 7706.7358 | 383.556 | 0.34805 | 0.18802 | 0.18848 | 0.17971 | 204 | 9 | Summer Peak | 0.62852 | 0.53273 | 0.53273 | 0.94402 | 0.27851 | 0.18848 | 0.34805 | 0.50665 | 0.66478 | 0.85008 | 0.083812 | 0.018439 | 0.17971 | 0.62398 | 0.66478 | 0 | 0 | 0.85 | 0.85 | 0.85 | 0.85 | 0.94402 | 0.083812 | 0.60185 | 0.24364 | 0
2025-07-23 10:00 | 82209.0554 | 72635.3776 | 9195.1663 | 378.5115 | 0.41527 | 0.18554 | 0.18544 | 0.18737 | 204 | 10 | Summer Peak | 0.6635 | 0.56377 | 0.56377 | 0.94296 | 0.29263 | 0.18544 | 0.41527 | 0.61289 | 0.66524 | 0.85008 | 0.11355 | 0.018462 | 0.18737 | 0.68019 | 0.66524 | 0 | 0 | 0.85 | 0.85 | 0.85 | 0.85 | 0.94296 | 0.11355 | 0.64287 | 0.29069 | 0
2025-07-23 11:00 | 80529.829 | 69785.8466 | 10367.5402 | 376.4421 | 0.46822 | 0.18453 | 0.18424 | 0.1898 | 204 | 11 | Summer Peak | 0.6962 | 0.60004 | 0.60004 | 0.9419 | 0.35197 | 0.18424 | 0.46822 | 0.61909 | 0.66641 | 0.85008 | 0.11554 | 0.026689 | 0.1898 | 0.74089 | 0.66641 | 0 | 0 | 0.85 | 0.85 | 0.85 | 0.85 | 0.9419 | 0.11554 | 0.69789 | 0.32775 | 0.0030788
2025-07-23 12:00 | 80475.2329 | 69236.7752 | 10861.2905 | 377.1672 | 0.49052 | 0.18489 | 0.18464 | 0.18932 | 204 | 12 | Summer Peak | 0.73007 | 0.63153 | 0.63153 | 0.94069 | 0.40099 | 0.18464 | 0.49052 | 0.62974 | 0.66641 | 0.85008 | 0.12556 | 0.055968 | 0.18932 | 0.77239 | 0.66641 | 0 | 0 | 0.85 | 0.85 | 0.85 | 0.85 | 0.94069 | 0.12556 | 0.71635 | 0.34336 | 0.26845
2025-07-23 13:00 | 80325.513 | 69536.9764 | 10426.9509 | 361.5857 | 0.4709 | 0.17725 | 0.1765 | 0.19069 | 204 | 13 | Summer Peak | 0.7516 | 0.65557 | 0.65557 | 0.94088 | 0.46995 | 0.1765 | 0.4709 | 0.6577 | 0.66641 | 0.85008 | 0.12863 | 0.12809 | 0.19069 | 0.78077 | 0.66641 | 0 | 0 | 0.85 | 0.85 | 0.85 | 0.85 | 0.94088 | 0.12863 | 0.7268 | 0.32963 | 0.50611
2025-07-23 14:00 | 79947.1535 | 70126.2941 | 9479.0399 | 341.8194 | 0.42809 | 0.16756 | 0.1661 | 0.19396 | 204 | 14 | Summer Peak | 0.76878 | 0.67073 | 0.67073 | 0.94097 | 0.53463 | 0.1661 | 0.42809 | 0.64788 | 0.66641 | 0.85008 | 0.1441 | 0.17799 | 0.19396 | 0.78216 | 0.66641 | 0 | 0 | 0.85 | 0.85 | 0.85 | 0.85 | 0.94097 | 0.1441 | 0.73226 | 0.29966 | 0.61394
2025-07-23 15:00 | 80102.358 | 72064.179 | 7712.7764 | 325.4027 | 0.34832 | 0.15951 | 0.1574 | 0.19768 | 204 | 15 | Summer Peak | 0.7772 | 0.67923 | 0.67923 | 0.94166 | 0.5735 | 0.1574 | 0.34832 | 0.66571 | 0.66641 | 0.85008 | 0.14654 | 0.22333 | 0.19768 | 0.78664 | 0.66641 | 0 | 0 | 0.85 | 0.85 | 0.85 | 0.85 | 0.94166 | 0.14654 | 0.73676 | 0.24383 | 0.62604
2025-07-23 16:00 | 82476.0987 | 76629.4585 | 5537.3983 | 309.2419 | 0.25008 | 0.15159 | 0.14918 | 0.19508 | 204 | 16 | Summer Peak | 0.78314 | 0.68706 | 0.68706 | 0.94152 | 0.61016 | 0.14918 | 0.25008 | 0.67009 | 0.66641 | 0.85008 | 0.16455 | 0.25334 | 0.19508 | 0.78825 | 0.66641 | 0 | 0 | 0.85 | 0.85 | 0.85 | 0.85 | 0.94152 | 0.16455 | 0.7439 | 0.17506 | 0.63934
2025-07-23 17:00 | 84407.1898 | 80918.2646 | 3189.5035 | 299.4218 | 0.14404 | 0.14678 | 0.14434 | 0.19077 | 204 | 17 | Summer Peak | 0.78861 | 0.68392 | 0.68392 | 0.94174 | 0.63791 | 0.14434 | 0.14404 | 0.64629 | 0.66641 | 0.85008 | 0.16623 | 0.30592 | 0.19077 | 0.79057 | 0.66641 | 0 | 0 | 0.85 | 0.85 | 0.85 | 0.85 | 0.94174 | 0.16623 | 0.7483 | 0.10083 | 0.64577
2025-07-23 18:00 | 86681.1221 | 85152.8027 | 1227.4714 | 300.8481 | 0.055435 | 0.14747 | 0.14484 | 0.19503 | 204 | 18 | Summer Peak | 0.77717 | 0.6836 | 0.6836 | 0.94203 | 0.63783 | 0.14484 | 0.055435 | 0.60617 | 0.66641 | 0.85008 | 0.1346 | 0.34292 | 0.19503 | 0.79262 | 0.66641 | 0 | 0 | 0.85 | 0.85 | 0.85 | 0.85 | 0.94203 | 0.1346 | 0.75998 | 0.038805 | 0.64577
2025-07-23 19:00 | 87300.3151 | 86873.8262 | 112.6784 | 313.8105 | 0.0050888 | 0.15383 | 0.15091 | 0.20657 | 204 | 19 | Summer Peak | 0.76366 | 0.68109 | 0.68109 | 0.94271 | 0.60381 | 0.15091 | 0.0050888 | 0.44937 | 0.66641 | 0.85008 | 0.12071 | 0.31855 | 0.20657 | 0.79179 | 0.66641 | 0 | 0 | 0.85 | 0.85 | 0.85 | 0.85 | 0.94271 | 0.12071 | 0.76663 | 0.0035621 | 0.63912
2025-07-23 20:00 | 84432.3448 | 84105.194 | 0 | 327.1508 | 0 | 0.16037 | 0.15748 | 0.21257 | 204 | 20 | Summer Peak | 0.7569 | 0.67975 | 0.67975 | 0.94323 | 0.56051 | 0.15748 | 0 | 0.12967 | 0.66641 | 0.85008 | 0.11687 | 0.20126 | 0.21257 | 0.79043 | 0.66641 | 0 | 0 | 0.85 | 0.85 | 0.85 | 0.85 | 0.94323 | 0.11687 | 0.77989 | 0 | 0.73393
2025-07-23 21:00 | 81582.5962 | 81237.1538 | 0 | 345.4424 | 0 | 0.16933 | 0.16688 | 0.21367 | 204 | 21 | Summer Peak | 0.74352 | 0.65516 | 0.65516 | 0.94391 | 0.50938 | 0.16688 | 0 | 0 | 0.66641 | 0.85008 | 0.10298 | 0.088964 | 0.21367 | 0.77724 | 0.66641 | 0 | 0 | 0.85 | 0.85 | 0.85 | 0.85 | 0.94391 | 0.10298 | 0.77127 | 0 | 0.52035
2025-07-23 22:00 | 77282.4764 | 76904.1821 | 0 | 378.2943 | 0 | 0.18544 | 0.18372 | 0.21656 | 204 | 22 | Summer Peak | 0.71092 | 0.62055 | 0.62055 | 0.94151 | 0.47516 | 0.18372 | 0 | 0 | 0.66641 | 0.85008 | 0.074736 | 0.031525 | 0.21656 | 0.72238 | 0.66641 | 0 | 0 | 0.85 | 0.85 | 0.85 | 0.85 | 0.94151 | 0.074736 | 0.72371 | 0 | 0.14779
2025-07-23 23:00 | 72993.357 | 72590.1993 | 0 | 403.1577 | 0 | 0.19763 | 0.19655 | 0.21702 | 204 | 23 | Summer Peak | 0.70195 | 0.57992 | 0.57992 | 0.941 | 0.4275 | 0.19655 | 0 | 0 | 0.66478 | 0.85008 | 0.061507 | 0.02346 | 0.21702 | 0.65079 | 0.66478 | 0 | 0 | 0.85 | 0.85 | 0.85 | 0.85 | 0.941 | 0.061507 | 0.65847 | 0 | 0.14779
2025-07-24 00:00 | 70681.6252 | 70267.0138 | 0 | 414.6114 | 0 | 0.20324 | 0.20274 | 0.21228 | 205 | 0 | Summer Peak | 0.66085 | 0.54873 | 0.54873 | 0.93782 | 0.38915 | 0.20274 | 0 | 0 | 0.66478 | 0.85008 | 0.048067 | 0.018972 | 0.21228 | 0.5735 | 0.66478 | 0 | 0 | 0.85 | 0.85 | 0.85 | 0.85 | 0.93782 | 0.048067 | 0.60816 | 0 | 0.085277
2025-07-24 01:00 | 69720.2312 | 69305.0399 | 0 | 415.1913 | 0 | 0.20353 | 0.20344 | 0.20499 | 205 | 1 | Summer Peak | 0.60795 | 0.52302 | 0.52302 | 0.93903 | 0.34221 | 0.20344 | 0 | 0 | 0.66478 | 0.85008 | 0.033371 | 0.018972 | 0.20499 | 0.51885 | 0.66478 | 0 | 0 | 0.85 | 0.85 | 0.85 | 0.85 | 0.93903 | 0.033371 | 0.54715 | 0 | 0
2025-07-24 02:00 | 69324.8487 | 68919.0376 | 0 | 405.8111 | 0 | 0.19893 | 0.19898 | 0.19789 | 205 | 2 | Summer Peak | 0.56488 | 0.4979 | 0.4979 | 0.93896 | 0.28723 | 0.19898 | 0 | 0 | 0.66478 | 0.85008 | 0.028135 | 0.018479 | 0.19789 | 0.48751 | 0.66478 | 0 | 0 | 0.85 | 0.85 | 0.85 | 0.85 | 0.93896 | 0.028135 | 0.52145 | 0 | 0
2025-07-24 03:00 | 69042.5089 | 68664.1566 | 0 | 378.3523 | 0 | 0.18547 | 0.18488 | 0.19604 | 205 | 3 | Summer Peak | 0.53882 | 0.47726 | 0.47726 | 0.93932 | 0.24901 | 0.18488 | 0 | 0 | 0.66478 | 0.85008 | 0.028694 | 0.018439 | 0.19604 | 0.47281 | 0.66478 | 0 | 0 | 0.85 | 0.85 | 0.85 | 0.85 | 0.93932 | 0.028694 | 0.51743 | 0 | 0
2025-07-24 04:00 | 69325.3908 | 68963.8169 | 0 | 361.574 | 0 | 0.17724 | 0.17628 | 0.19457 | 205 | 4 | Summer Peak | 0.52997 | 0.46957 | 0.46957 | 0.94042 | 0.23186 | 0.17628 | 0 | 0 | 0.66478 | 0.85008 | 0.028729 | 0.018439 | 0.19457 | 0.48381 | 0.66478 | 0 | 0 | 0.85 | 0.85 | 0.85 | 0.85 | 0.94042 | 0.028729 | 0.5208 | 0 | 0
2025-07-24 05:00 | 72780.8588 | 72256.4428 | 167.2955 | 357.1205 | 0.0075554 | 0.17506 | 0.17373 | 0.19904 | 205 | 5 | Summer Peak | 0.53054 | 0.47882 | 0.47882 | 0.94133 | 0.22414 | 0.17373 | 0.0075554 | 0 | 0.66478 | 0.85008 | 0.029636 | 0.018439 | 0.19904 | 0.51322 | 0.66478 | 0 | 0 | 0.85 | 0.85 | 0.85 | 0.85 | 0.94133 | 0.029636 | 0.53321 | 0.0052888 | 0
2025-07-24 06:00 | 79427.7824 | 77428.7834 | 1666.2179 | 332.7811 | 0.07525 | 0.16313 | 0.16122 | 0.19768 | 205 | 6 | Summer Peak | 0.54996 | 0.49294 | 0.49294 | 0.94251 | 0.22328 | 0.16122 | 0.07525 | 0 | 0.66478 | 0.85008 | 0.031661 | 0.018439 | 0.19768 | 0.50951 | 0.66478 | 0 | 0 | 0.85 | 0.85 | 0.85 | 0.85 | 0.94251 | 0.031661 | 0.52179 | 0.052675 | 0
2025-07-24 07:00 | 85931.9882 | 81584.5524 | 4016.5617 | 330.8741 | 0.1814 | 0.16219 | 0.16025 | 0.19728 | 205 | 7 | Summer Peak | 0.58498 | 0.50378 | 0.50378 | 0.94422 | 0.23952 | 0.16025 | 0.1814 | 0 | 0.66478 | 0.85008 | 0.043006 | 0.018439 | 0.19728 | 0.54135 | 0.66478 | 0 | 0 | 0.85 | 0.85 | 0.85 | 0.85 | 0.94422 | 0.043006 | 0.53827 | 0.12698 | 0
2025-07-24 08:00 | 85560.0461 | 78683.4191 | 6522.0464 | 354.5807 | 0.29455 | 0.17381 | 0.17172 | 0.21161 | 205 | 8 | Summer Peak | 0.61718 | 0.51602 | 0.51602 | 0.94452 | 0.25851 | 0.17172 | 0.29455 | 0.22208 | 0.66478 | 0.85008 | 0.059063 | 0.018439 | 0.21161 | 0.57843 | 0.66478 | 0 | 0 | 0.85 | 0.85 | 0.85 | 0.85 | 0.94452 | 0.059063 | 0.56762 | 0.20618 | 0
2025-07-24 09:00 | 84200.4501 | 75140.7032 | 8688.8845 | 370.8624 | 0.39241 | 0.1818 | 0.1793 | 0.22696 | 205 | 9 | Summer Peak | 0.62852 | 0.53273 | 0.53273 | 0.94402 | 0.27851 | 0.1793 | 0.39241 | 0.50665 | 0.66478 | 0.85008 | 0.083812 | 0.018439 | 0.22696 | 0.62398 | 0.66478 | 0 | 0 | 0.85 | 0.85 | 0.85 | 0.85 | 0.94402 | 0.083812 | 0.60185 | 0.27469 | 0
2025-07-24 10:00 | 82567.5849 | 71536.6634 | 10646.1908 | 384.7307 | 0.4808 | 0.18859 | 0.18562 | 0.24225 | 205 | 10 | Summer Peak | 0.6635 | 0.56377 | 0.56377 | 0.94296 | 0.29263 | 0.18562 | 0.4808 | 0.61289 | 0.66524 | 0.85008 | 0.11355 | 0.018462 | 0.24225 | 0.68019 | 0.66524 | 0 | 0 | 0.85 | 0.85 | 0.85 | 0.85 | 0.94296 | 0.11355 | 0.64287 | 0.33656 | 0
2025-07-24 11:00 | 80855.4277 | 68398.0393 | 12058.5627 | 398.8257 | 0.54459 | 0.1955 | 0.19217 | 0.25567 | 205 | 11 | Summer Peak | 0.6962 | 0.60004 | 0.60004 | 0.9419 | 0.35197 | 0.19217 | 0.54459 | 0.61909 | 0.66641 | 0.85008 | 0.11554 | 0.026689 | 0.25567 | 0.74089 | 0.66641 | 0 | 0 | 0.85 | 0.85 | 0.85 | 0.85 | 0.9419 | 0.11554 | 0.69789 | 0.38121 | 0.0030788
2025-07-24 12:00 | 80906.0334 | 67904.7256 | 12598.5797 | 402.7282 | 0.56898 | 0.19742 | 0.19388 | 0.26129 | 205 | 12 | Summer Peak | 0.73007 | 0.63153 | 0.63153 | 0.94069 | 0.40099 | 0.19388 | 0.56898 | 0.62974 | 0.66641 | 0.85008 | 0.12556 | 0.055968 | 0.26129 | 0.77239 | 0.66641 | 0 | 0 | 0.85 | 0.85 | 0.85 | 0.85 | 0.94069 | 0.12556 | 0.71635 | 0.39828 | 0.26845
2025-07-24 13:00 | 81115.7717 | 68747.5592 | 11963.4985 | 404.7141 | 0.5403 | 0.19839 | 0.19487 | 0.26207 | 205 | 13 | Summer Peak | 0.7516 | 0.65557 | 0.65557 | 0.94088 | 0.46995 | 0.19487 | 0.5403 | 0.6577 | 0.66641 | 0.85008 | 0.12863 | 0.12809 | 0.26207 | 0.78077 | 0.66641 | 0 | 0 | 0.85 | 0.85 | 0.85 | 0.85 | 0.94088 | 0.12863 | 0.7268 | 0.37821 | 0.50611
2025-07-24 14:00 | 81154.6431 | 70246.6444 | 10496.1673 | 411.8315 | 0.47403 | 0.20188 | 0.19882 | 0.25709 | 205 | 14 | Summer Peak | 0.76878 | 0.67073 | 0.67073 | 0.94097 | 0.53463 | 0.19882 | 0.47403 | 0.64788 | 0.66641 | 0.85008 | 0.1441 | 0.17799 | 0.25709 | 0.78216 | 0.66641 | 0 | 0 | 0.85 | 0.85 | 0.85 | 0.85 | 0.94097 | 0.1441 | 0.73226 | 0.33182 | 0.61394
2025-07-24 15:00 | 81672.4184 | 72719.1165 | 8540.9242 | 412.3777 | 0.38573 | 0.20215 | 0.19961 | 0.24804 | 205 | 15 | Summer Peak | 0.7772 | 0.67923 | 0.67923 | 0.94166 | 0.5735 | 0.19961 | 0.38573 | 0.66571 | 0.66641 | 0.85008 | 0.14654 | 0.22333 | 0.24804 | 0.78664 | 0.66641 | 0 | 0 | 0.85 | 0.85 | 0.85 | 0.85 | 0.94166 | 0.14654 | 0.73676 | 0.27001 | 0.62604
2025-07-24 16:00 | 84508.1941 | 77826.6699 | 6288.2054 | 393.3187 | 0.28399 | 0.1928 | 0.19006 | 0.2423 | 205 | 16 | Summer Peak | 0.78314 | 0.68706 | 0.68706 | 0.94152 | 0.61016 | 0.19006 | 0.28399 | 0.67009 | 0.66641 | 0.85008 | 0.16455 | 0.25334 | 0.2423 | 0.78825 | 0.66641 | 0 | 0 | 0.85 | 0.85 | 0.85 | 0.85 | 0.94152 | 0.16455 | 0.7439 | 0.19879 | 0.63934
2025-07-24 17:00 | 86851.0134 | 82673.8441 | 3805.8976 | 371.2717 | 0.17188 | 0.182 | 0.17908 | 0.23478 | 205 | 17 | Summer Peak | 0.78861 | 0.68392 | 0.68392 | 0.94174 | 0.63791 | 0.17908 | 0.17188 | 0.64629 | 0.66641 | 0.85008 | 0.16623 | 0.30592 | 0.23478 | 0.79057 | 0.66641 | 0 | 0 | 0.85 | 0.85 | 0.85 | 0.85 | 0.94174 | 0.16623 | 0.7483 | 0.12032 | 0.64577
2025-07-24 18:00 | 89378.7132 | 87432.521 | 1575.9183 | 370.2739 | 0.071172 | 0.18151 | 0.17896 | 0.22762 | 205 | 18 | Summer Peak | 0.77717 | 0.6836 | 0.6836 | 0.94203 | 0.63783 | 0.17896 | 0.071172 | 0.60617 | 0.66641 | 0.85008 | 0.1346 | 0.34292 | 0.22762 | 0.79262 | 0.66641 | 0 | 0 | 0.85 | 0.85 | 0.85 | 0.85 | 0.94203 | 0.1346 | 0.75998 | 0.04982 | 0.64577
2025-07-24 19:00 | 89231.767 | 88706.6081 | 136.8558 | 388.3031 | 0.0061807 | 0.19034 | 0.18798 | 0.23317 | 205 | 19 | Summer Peak | 0.76366 | 0.68109 | 0.68109 | 0.94271 | 0.60381 | 0.18798 | 0.0061807 | 0.44937 | 0.66641 | 0.85008 | 0.12071 | 0.31855 | 0.23317 | 0.79179 | 0.66641 | 0 | 0 | 0.85 | 0.85 | 0.85 | 0.85 | 0.94271 | 0.12071 | 0.76663 | 0.0043265 | 0.63912
2025-07-24 20:00 | 85872.4561 | 85467.6382 | 0 | 404.8179 | 0 | 0.19844 | 0.19603 | 0.24198 | 205 | 20 | Summer Peak | 0.7569 | 0.67975 | 0.67975 | 0.94323 | 0.56051 | 0.19603 | 0 | 0.12967 | 0.66641 | 0.85008 | 0.11687 | 0.20126 | 0.24198 | 0.79043 | 0.66641 | 0 | 0 | 0.85 | 0.85 | 0.85 | 0.85 | 0.94323 | 0.11687 | 0.77989 | 0 | 0.73393
2025-07-24 21:00 | 82709.0608 | 82293.6054 | 0 | 415.4554 | 0 | 0.20365 | 0.20135 | 0.24522 | 205 | 21 | Summer Peak | 0.74352 | 0.65516 | 0.65516 | 0.94391 | 0.50938 | 0.20135 | 0 | 0 | 0.66641 | 0.85008 | 0.10298 | 0.088964 | 0.24522 | 0.77724 | 0.66641 | 0 | 0 | 0.85 | 0.85 | 0.85 | 0.85 | 0.94391 | 0.10298 | 0.77127 | 0 | 0.52035
2025-07-24 22:00 | 78036.0786 | 77614.4318 | 0 | 421.6468 | 0 | 0.20669 | 0.20451 | 0.24611 | 205 | 22 | Summer Peak | 0.71092 | 0.62055 | 0.62055 | 0.94151 | 0.47516 | 0.20451 | 0 | 0 | 0.66641 | 0.85008 | 0.074736 | 0.031525 | 0.24611 | 0.72238 | 0.66641 | 0 | 0 | 0.85 | 0.85 | 0.85 | 0.85 | 0.94151 | 0.074736 | 0.72371 | 0 | 0.14779
2025-07-24 23:00 | 73389.8515 | 72972.1266 | 0 | 417.725 | 0 | 0.20477 | 0.2027 | 0.24212 | 205 | 23 | Summer Peak | 0.70195 | 0.57992 | 0.57992 | 0.941 | 0.4275 | 0.2027 | 0 | 0 | 0.66478 | 0.85008 | 0.061507 | 0.02346 | 0.24212 | 0.65079 | 0.66478 | 0 | 0 | 0.85 | 0.85 | 0.85 | 0.85 | 0.941 | 0.061507 | 0.65847 | 0 | 0.14779
2025-07-25 00:00 | 70826.0437 | 70415.4969 | 0 | 410.5468 | 0 | 0.20125 | 0.19921 | 0.23818 | 206 | 0 | Summer Peak | 0.66085 | 0.54873 | 0.54873 | 0.93782 | 0.38915 | 0.19921 | 0 | 0 | 0.66478 | 0.85008 | 0.048067 | 0.018972 | 0.23818 | 0.5735 | 0.66478 | 0 | 0 | 0.85 | 0.85 | 0.85 | 0.85 | 0.93782 | 0.048067 | 0.60816 | 0 | 0.085277
2025-07-25 01:00 | 69672.6628 | 69268.7129 | 0 | 403.9499 | 0 | 0.19801 | 0.19603 | 0.23387 | 206 | 1 | Summer Peak | 0.60795 | 0.52302 | 0.52302 | 0.93903 | 0.34221 | 0.19603 | 0 | 0 | 0.66478 | 0.85008 | 0.033371 | 0.018972 | 0.23387 | 0.51885 | 0.66478 | 0 | 0 | 0.85 | 0.85 | 0.85 | 0.85 | 0.93903 | 0.033371 | 0.54715 | 0 | 0
2025-07-25 02:00 | 69069.529 | 68677.33 | 0 | 392.1989 | 0 | 0.19225 | 0.19047 | 0.22457 | 206 | 2 | Summer Peak | 0.56488 | 0.4979 | 0.4979 | 0.93896 | 0.28723 | 0.19047 | 0 | 0 | 0.66478 | 0.85008 | 0.028135 | 0.018479 | 0.22457 | 0.48751 | 0.66478 | 0 | 0 | 0.85 | 0.85 | 0.85 | 0.85 | 0.93896 | 0.028135 | 0.52145 | 0 | 0
2025-07-25 03:00 | 68611.6569 | 68232.4809 | 0 | 379.176 | 0 | 0.18587 | 0.18436 | 0.21319 | 206 | 3 | Summer Peak | 0.53882 | 0.47726 | 0.47726 | 0.93932 | 0.24901 | 0.18436 | 0 | 0 | 0.66478 | 0.85008 | 0.028694 | 0.018439 | 0.21319 | 0.47281 | 0.66478 | 0 | 0 | 0.85 | 0.85 | 0.85 | 0.85 | 0.93932 | 0.028694 | 0.51743 | 0 | 0
2025-07-25 04:00 | 68740.2832 | 68371.1609 | 0 | 369.1223 | 0 | 0.18094 | 0.17968 | 0.20379 | 206 | 4 | Summer Peak | 0.52997 | 0.46957 | 0.46957 | 0.94042 | 0.23186 | 0.17968 | 0 | 0 | 0.66478 | 0.85008 | 0.028729 | 0.018439 | 0.20379 | 0.48381 | 0.66478 | 0 | 0 | 0.85 | 0.85 | 0.85 | 0.85 | 0.94042 | 0.028729 | 0.5208 | 0 | 0
2025-07-25 05:00 | 72232.0683 | 71704.5184 | 171.8641 | 355.6859 | 0.0077617 | 0.17436 | 0.17273 | 0.20379 | 206 | 5 | Summer Peak | 0.53054 | 0.47882 | 0.47882 | 0.94133 | 0.22414 | 0.17273 | 0.0077617 | 0 | 0.66478 | 0.85008 | 0.029636 | 0.018439 | 0.20379 | 0.51322 | 0.66478 | 0 | 0 | 0.85 | 0.85 | 0.85 | 0.85 | 0.94133 | 0.029636 | 0.53321 | 0.0054332 | 0
2025-07-25 06:00 | 80424.4778 | 78343.769 | 1775.2242 | 305.4846 | 0.080173 | 0.14975 | 0.14754 | 0.18972 | 206 | 6 | Summer Peak | 0.54996 | 0.49294 | 0.49294 | 0.94251 | 0.22328 | 0.14754 | 0.080173 | 0 | 0.66478 | 0.85008 | 0.031661 | 0.018439 | 0.18972 | 0.50951 | 0.66478 | 0 | 0 | 0.85 | 0.85 | 0.85 | 0.85 | 0.94251 | 0.031661 | 0.52179 | 0.056121 | 0
2025-07-25 07:00 | 87579.92 | 82971.8407 | 4324.978 | 283.1012 | 0.19532 | 0.13878 | 0.13693 | 0.17215 | 206 | 7 | Summer Peak | 0.58498 | 0.50378 | 0.50378 | 0.94422 | 0.23952 | 0.13693 | 0.19532 | 0 | 0.66478 | 0.85008 | 0.043006 | 0.018439 | 0.17215 | 0.54135 | 0.66478 | 0 | 0 | 0.85 | 0.85 | 0.85 | 0.85 | 0.94422 | 0.043006 | 0.53827 | 0.13673 | 0
2025-07-25 08:00 | 87353.638 | 79951.2675 | 7114.0331 | 288.3374 | 0.32128 | 0.14134 | 0.13956 | 0.17354 | 206 | 8 | Summer Peak | 0.61718 | 0.51602 | 0.51602 | 0.94452 | 0.25851 | 0.13956 | 0.32128 | 0.22208 | 0.66478 | 0.85008 | 0.059063 | 0.018439 | 0.17354 | 0.57843 | 0.66478 | 0 | 0 | 0.85 | 0.85 | 0.85 | 0.85 | 0.94452 | 0.059063 | 0.56762 | 0.2249 | 0
2025-07-25 09:00 | 86027.8848 | 76028.9579 | 9703.0269 | 295.9 | 0.43821 | 0.14505 | 0.14314 | 0.17962 | 206 | 9 | Summer Peak | 0.62852 | 0.53273 | 0.53273 | 0.94402 | 0.27851 | 0.14314 | 0.43821 | 0.50665 | 0.66478 | 0.85008 | 0.083812 | 0.018439 | 0.17962 | 0.62398 | 0.66478 | 0 | 0 | 0.85 | 0.85 | 0.85 | 0.85 | 0.94402 | 0.083812 | 0.60185 | 0.30675 | 0
2025-07-25 10:00 | 84466.2973 | 72701.1772 | 11466.7844 | 298.3357 | 0.51786 | 0.14624 | 0.1443 | 0.18134 | 206 | 10 | Summer Peak | 0.6635 | 0.56377 | 0.56377 | 0.94296 | 0.29263 | 0.1443 | 0.51786 | 0.61289 | 0.66524 | 0.85008 | 0.11355 | 0.018462 | 0.18134 | 0.68019 | 0.66524 | 0 | 0 | 0.85 | 0.85 | 0.85 | 0.85 | 0.94296 | 0.11355 | 0.64287 | 0.3625 | 0
2025-07-25 11:00 | 82776.8986 | 69948.0347 | 12532.5968 | 296.267 | 0.566 | 0.14523 | 0.14354 | 0.17579 | 206 | 11 | Summer Peak | 0.6962 | 0.60004 | 0.60004 | 0.9419 | 0.35197 | 0.14354 | 0.566 | 0.61909 | 0.66641 | 0.85008 | 0.11554 | 0.026689 | 0.17579 | 0.74089 | 0.66641 | 0 | 0 | 0.85 | 0.85 | 0.85 | 0.85 | 0.9419 | 0.11554 | 0.69789 | 0.3962 | 0.0030788
2025-07-25 12:00 | 82832.4146 | 69602.7324 | 12931.4461 | 298.2361 | 0.58401 | 0.14619 | 0.14492 | 0.16915 | 206 | 12 | Summer Peak | 0.73007 | 0.63153 | 0.63153 | 0.94069 | 0.40099 | 0.14492 | 0.58401 | 0.62974 | 0.66641 | 0.85008 | 0.12556 | 0.055968 | 0.16915 | 0.77239 | 0.66641 | 0 | 0 | 0.85 | 0.85 | 0.85 | 0.85 | 0.94069 | 0.12556 | 0.71635 | 0.40881 | 0.26845
2025-07-25 13:00 | 82787.4155 | 69881.277 | 12605.7315 | 300.407 | 0.5693 | 0.14726 | 0.14629 | 0.16476 | 206 | 13 | Summer Peak | 0.7516 | 0.65557 | 0.65557 | 0.94088 | 0.46995 | 0.14629 | 0.5693 | 0.6577 | 0.66641 | 0.85008 | 0.12863 | 0.12809 | 0.16476 | 0.78077 | 0.66641 | 0 | 0 | 0.85 | 0.85 | 0.85 | 0.85 | 0.94088 | 0.12863 | 0.7268 | 0.39851 | 0.50611
2025-07-25 14:00 | 82605.9669 | 70774.1993 | 11531.9854 | 299.7822 | 0.52081 | 0.14695 | 0.14607 | 0.16291 | 206 | 14 | Summer Peak | 0.76878 | 0.67073 | 0.67073 | 0.94097 | 0.53463 | 0.14607 | 0.52081 | 0.64788 | 0.66641 | 0.85008 | 0.1441 | 0.17799 | 0.16291 | 0.78216 | 0.66641 | 0 | 0 | 0.85 | 0.85 | 0.85 | 0.85 | 0.94097 | 0.1441 | 0.73226 | 0.36457 | 0.61394
2025-07-25 15:00 | 83200.6504 | 73243.3163 | 9661.9328 | 295.4013 | 0.43635 | 0.1448 | 0.14364 | 0.16588 | 206 | 15 | Summer Peak | 0.7772 | 0.67923 | 0.67923 | 0.94166 | 0.5735 | 0.14364 | 0.43635 | 0.66571 | 0.66641 | 0.85008 | 0.14654 | 0.22333 | 0.16588 | 0.78664 | 0.66641 | 0 | 0 | 0.85 | 0.85 | 0.85 | 0.85 | 0.94166 | 0.14654 | 0.73676 | 0.30545 | 0.62604
2025-07-25 16:00 | 86393.5173 | 78764.5511 | 7346.9702 | 281.996 | 0.3318 | 0.13823 | 0.13647 | 0.17017 | 206 | 16 | Summer Peak | 0.78314 | 0.68706 | 0.68706 | 0.94152 | 0.61016 | 0.13647 | 0.3318 | 0.67009 | 0.66641 | 0.85008 | 0.16455 | 0.25334 | 0.17017 | 0.78825 | 0.66641 | 0 | 0 | 0.85 | 0.85 | 0.85 | 0.85 | 0.94152 | 0.16455 | 0.7439 | 0.23226 | 0.63934
2025-07-25 17:00 | 89125.9379 | 84224.8431 | 4642.2579 | 258.8369 | 0.20965 | 0.12688 | 0.12467 | 0.16677 | 206 | 17 | Summer Peak | 0.78861 | 0.68392 | 0.68392 | 0.94174 | 0.63791 | 0.12467 | 0.20965 | 0.64629 | 0.66641 | 0.85008 | 0.16623 | 0.30592 | 0.16677 | 0.79057 | 0.66641 | 0 | 0 | 0.85 | 0.85 | 0.85 | 0.85 | 0.94174 | 0.16623 | 0.7483 | 0.14676 | 0.64577
2025-07-25 18:00 | 91772.1547 | 89606.3893 | 1919.7407 | 246.0247 | 0.086699 | 0.1206 | 0.11841 | 0.16026 | 206 | 18 | Summer Peak | 0.77717 | 0.6836 | 0.6836 | 0.94203 | 0.63783 | 0.11841 | 0.086699 | 0.60617 | 0.66641 | 0.85008 | 0.1346 | 0.34292 | 0.16026 | 0.79262 | 0.66641 | 0 | 0 | 0.85 | 0.85 | 0.85 | 0.85 | 0.94203 | 0.1346 | 0.75998 | 0.06069 | 0.64577
2025-07-25 19:00 | 91792.5396 | 91377.4025 | 158.7607 | 256.3764 | 0.00717 | 0.12567 | 0.12381 | 0.15937 | 206 | 19 | Summer Peak | 0.76366 | 0.68109 | 0.68109 | 0.94271 | 0.60381 | 0.12381 | 0.00717 | 0.44937 | 0.66641 | 0.85008 | 0.12071 | 0.31855 | 0.15937 | 0.79179 | 0.66641 | 0 | 0 | 0.85 | 0.85 | 0.85 | 0.85 | 0.94271 | 0.12071 | 0.76663 | 0.005019 | 0.63912
2025-07-25 20:00 | 88288.295 | 88020.132 | 0 | 268.163 | 0 | 0.13145 | 0.13008 | 0.15629 | 206 | 20 | Summer Peak | 0.7569 | 0.67975 | 0.67975 | 0.94323 | 0.56051 | 0.13008 | 0 | 0.12967 | 0.66641 | 0.85008 | 0.11687 | 0.20126 | 0.15629 | 0.79043 | 0.66641 | 0 | 0 | 0.85 | 0.85 | 0.85 | 0.85 | 0.94323 | 0.11687 | 0.77989 | 0 | 0.73393
2025-07-25 21:00 | 84746.6751 | 84475.4846 | 0 | 271.1905 | 0 | 0.13294 | 0.13181 | 0.15337 | 206 | 21 | Summer Peak | 0.74352 | 0.65516 | 0.65516 | 0.94391 | 0.50938 | 0.13181 | 0 | 0 | 0.66641 | 0.85008 | 0.10298 | 0.088964 | 0.15337 | 0.77724 | 0.66641 | 0 | 0 | 0.85 | 0.85 | 0.85 | 0.85 | 0.94391 | 0.10298 | 0.77127 | 0 | 0.52035
2025-07-25 22:00 | 79787.4816 | 79519.5144 | 0 | 267.9673 | 0 | 0.13136 | 0.13014 | 0.15337 | 206 | 22 | Summer Peak | 0.71092 | 0.62055 | 0.62055 | 0.94151 | 0.47516 | 0.13014 | 0 | 0 | 0.66641 | 0.85008 | 0.074736 | 0.031525 | 0.15337 | 0.72238 | 0.66641 | 0 | 0 | 0.85 | 0.85 | 0.85 | 0.85 | 0.94151 | 0.074736 | 0.72371 | 0 | 0.14779
2025-07-25 23:00 | 74894.4301 | 74631.0513 | 0 | 263.3789 | 0 | 0.12911 | 0.12791 | 0.15078 | 206 | 23 | Summer Peak | 0.70195 | 0.57992 | 0.57992 | 0.941 | 0.4275 | 0.12791 | 0 | 0 | 0.66478 | 0.85008 | 0.061507 | 0.02346 | 0.15078 | 0.65079 | 0.66478 | 0 | 0 | 0.85 | 0.85 | 0.85 | 0.85 | 0.941 | 0.061507 | 0.65847 | 0 | 0.14779
2025-07-26 00:00 | 51463.0668 | 51203.528 | 0 | 259.5388 | 0 | 0.12722 | 0.12594 | 0.15046 | 207 | 0 | Summer | 0.55471 | 0.48104 | 0.48104 | 0.94878 | 0.35614 | 0.12594 | 0 | 0 | 0.66443 | 0.85008 | 0.012218 | 0.019437 | 0.15046 | 0.52743 | 0.66443 | 0 | 0 | 0.85 | 0.85 | 0.85 | 0.85 | 0.94878 | 0.012218 | 0.59514 | 0 | 0.042639
2025-07-26 01:00 | 50433.2159 | 50176.7035 | 0 | 256.5123 | 0 | 0.12574 | 0.12433 | 0.15121 | 207 | 1 | Summer | 0.51573 | 0.45924 | 0.45924 | 0.94906 | 0.29865 | 0.12433 | 0 | 0 | 0.66443 | 0.85008 | 0.012287 | 0.019437 | 0.15121 | 0.48331 | 0.66443 | 0 | 0 | 0.85 | 0.85 | 0.85 | 0.85 | 0.94906 | 0.012287 | 0.55167 | 0 | 0
2025-07-26 02:00 | 49815.803 | 49561.0372 | 0 | 254.7658 | 0 | 0.12489 | 0.12337 | 0.1523 | 207 | 2 | Summer | 0.47769 | 0.44425 | 0.44425 | 0.94941 | 0.25138 | 0.12337 | 0 | 0 | 0.66443 | 0.85008 | 0.012567 | 0.019191 | 0.1523 | 0.46524 | 0.66443 | 0 | 0 | 0.85 | 0.85 | 0.85 | 0.85 | 0.94941 | 0.012567 | 0.53289 | 0 | 0
2025-07-26 03:00 | 49535.9748 | 49277.4705 | 0 | 258.5043 | 0 | 0.12672 | 0.12536 | 0.15131 | 207 | 3 | Summer | 0.46012 | 0.43819 | 0.43819 | 0.9491 | 0.22464 | 0.12536 | 0 | 0 | 0.66443 | 0.85008 | 0.012532 | 0.01917 | 0.15131 | 0.45789 | 0.66443 | 0 | 0 | 0.85 | 0.85 | 0.85 | 0.85 | 0.9491 | 0.012532 | 0.52986 | 0 | 0
2025-07-26 04:00 | 49673.7461 | 49410.6425 | 0 | 263.1036 | 0 | 0.12897 | 0.12805 | 0.14566 | 207 | 4 | Summer | 0.44971 | 0.43054 | 0.43054 | 0.94949 | 0.2044 | 0.12805 | 0 | 0 | 0.66443 | 0.85008 | 0.012532 | 0.01917 | 0.14566 | 0.46405 | 0.66443 | 0 | 0 | 0.85 | 0.85 | 0.85 | 0.85 | 0.94949 | 0.012532 | 0.53565 | 0 | 0
2025-07-26 05:00 | 51439.0541 | 50981.8808 | 203.3213 | 253.852 | 0.0091824 | 0.12444 | 0.12373 | 0.13722 | 207 | 5 | Summer | 0.45811 | 0.44299 | 0.44299 | 0.94957 | 0.18921 | 0.12373 | 0.0091824 | 0 | 0.66443 | 0.85008 | 0.012567 | 0.01917 | 0.13722 | 0.49226 | 0.66443 | 0 | 0 | 0.85 | 0.85 | 0.85 | 0.85 | 0.94957 | 0.012567 | 0.54922 | 0.0064277 | 0
2025-07-26 06:00 | 53467.7246 | 51164.0785 | 2095.4433 | 208.2028 | 0.094634 | 0.10206 | 0.10125 | 0.11671 | 207 | 6 | Summer | 0.48774 | 0.45859 | 0.45859 | 0.94971 | 0.19102 | 0.10125 | 0.094634 | 0 | 0.66443 | 0.85008 | 0.012532 | 0.018904 | 0.11671 | 0.49923 | 0.66443 | 0 | 0 | 0.85 | 0.85 | 0.85 | 0.85 | 0.94971 | 0.012532 | 0.5429 | 0.066244 | 0
2025-07-26 07:00 | 56437.1296 | 51341.9864 | 4901.2244 | 193.9188 | 0.22135 | 0.095058 | 0.094701 | 0.10152 | 207 | 7 | Summer | 0.5162 | 0.46934 | 0.46934 | 0.95016 | 0.20898 | 0.094701 | 0.22135 | 0 | 0.66478 | 0.85008 | 0.012392 | 0.018904 | 0.10152 | 0.50879 | 0.66478 | 0 | 0 | 0.85 | 0.85 | 0.85 | 0.85 | 0.95016 | 0.012392 | 0.545 | 0.15494 | 0
2025-07-26 08:00 | 59504.7345 | 51617.6681 | 7677.6349 | 209.4315 | 0.34674 | 0.10266 | 0.10248 | 0.10604 | 207 | 8 | Summer | 0.5354 | 0.4736 | 0.4736 | 0.95052 | 0.22514 | 0.10248 | 0.34674 | 0.19439 | 0.66478 | 0.85008 | 0.012602 | 0.018904 | 0.10604 | 0.53361 | 0.66478 | 0 | 0 | 0.85 | 0.85 | 0.85 | 0.85 | 0.95052 | 0.012602 | 0.54288 | 0.24272 | 0
2025-07-26 09:00 | 63330.3357 | 53075.3941 | 10034.467 | 220.4745 | 0.45318 | 0.10808 | 0.10782 | 0.11271 | 207 | 9 | Summer | 0.54581 | 0.4857 | 0.4857 | 0.94978 | 0.24893 | 0.10782 | 0.45318 | 0.50389 | 0.66478 | 0.85008 | 0.014382 | 0.018904 | 0.11271 | 0.56932 | 0.66478 | 0 | 0 | 0.85 | 0.85 | 0.85 | 0.85 | 0.94978 | 0.014382 | 0.55471 | 0.31722 | 0
2025-07-26 10:00 | 65052.0695 | 53192.8662 | 11635.8004 | 223.403 | 0.5255 | 0.10951 | 0.10917 | 0.11577 | 207 | 10 | Summer | 0.56661 | 0.50285 | 0.50285 | 0.94712 | 0.26186 | 0.10917 | 0.5255 | 0.61316 | 0.66501 | 0.85008 | 0.014068 | 0.018915 | 0.11577 | 0.61473 | 0.66501 | 0 | 0 | 0.85 | 0.85 | 0.85 | 0.85 | 0.94712 | 0.014068 | 0.60127 | 0.36785 | 0
2025-07-26 11:00 | 65447.9733 | 52863.215 | 12356.5184 | 228.24 | 0.55805 | 0.11188 | 0.1115 | 0.11887 | 207 | 11 | Summer | 0.60096 | 0.52041 | 0.52041 | 0.94453 | 0.27752 | 0.1115 | 0.55805 | 0.62169 | 0.6656 | 0.85008 | 0.014417 | 0.023029 | 0.11887 | 0.67643 | 0.6656 | 0 | 0 | 0.85 | 0.85 | 0.85 | 0.85 | 0.94453 | 0.014417 | 0.64142 | 0.39063 | 0.0015394
2025-07-26 12:00 | 64944.6244 | 52418.9412 | 12297.4706 | 228.2126 | 0.55538 | 0.11187 | 0.11129 | 0.12225 | 207 | 12 | Summer | 0.62291 | 0.53799 | 0.53799 | 0.94362 | 0.31341 | 0.11129 | 0.55538 | 0.62222 | 0.6656 | 0.85008 | 0.013928 | 0.037669 | 0.12225 | 0.70982 | 0.6656 | 0 | 0 | 0.85 | 0.85 | 0.85 | 0.85 | 0.94362 | 0.013928 | 0.67439 | 0.38877 | 0.13423
2025-07-26 13:00 | 63346.7228 | 51487.2337 | 11637.2105 | 222.2787 | 0.52556 | 0.10896 | 0.1081 | 0.1245 | 207 | 13 | Summer | 0.63006 | 0.55564 | 0.55564 | 0.9422 | 0.37114 | 0.1081 | 0.52556 | 0.63828 | 0.6656 | 0.85008 | 0.014242 | 0.073749 | 0.1245 | 0.73201 | 0.6656 | 0 | 0 | 0.85 | 0.85 | 0.85 | 0.85 | 0.9422 | 0.014242 | 0.69376 | 0.36789 | 0.25305
2025-07-26 14:00 | 62971.3006 | 52393.9544 | 10359.2806 | 218.0656 | 0.46785 | 0.10689 | 0.10605 | 0.12214 | 207 | 14 | Summer | 0.6488 | 0.56826 | 0.56826 | 0.9398 | 0.41215 | 0.10605 | 0.46785 | 0.63061 | 0.66582 | 0.85008 | 0.014033 | 0.099397 | 0.12214 | 0.74849 | 0.66582 | 0 | 0 | 0.85 | 0.85 | 0.85 | 0.85 | 0.9398 | 0.014033 | 0.70785 | 0.32749 | 0.30697
2025-07-26 15:00 | 62804.5998 | 54138.9182 | 8454.3199 | 211.3617 | 0.38181 | 0.10361 | 0.10294 | 0.11574 | 207 | 15 | Summer | 0.65735 | 0.56817 | 0.56817 | 0.93752 | 0.45803 | 0.10294 | 0.38181 | 0.64444 | 0.66641 | 0.85008 | 0.013928 | 0.12232 | 0.11574 | 0.75815 | 0.66641 | 0 | 0 | 0.85 | 0.85 | 0.85 | 0.85 | 0.93752 | 0.013928 | 0.71964 | 0.26727 | 0.37998
2025-07-26 16:00 | 62468.7009 | 56141.0336 | 6126.939 | 200.7283 | 0.2767 | 0.098396 | 0.097774 | 0.10963 | 207 | 16 | Summer | 0.66113 | 0.57399 | 0.57399 | 0.93651 | 0.48967 | 0.097774 | 0.2767 | 0.62638 | 0.66641 | 0.85008 | 0.013195 | 0.14338 | 0.10963 | 0.76334 | 0.66641 | 0 | 0 | 0.85 | 0.85 | 0.85 | 0.85 | 0.93651 | 0.013195 | 0.72909 | 0.19369 | 0.58653
2025-07-26 17:00 | 62213.7394 | 58333.0542 | 3688.6606 | 192.0245 | 0.16659 | 0.09413 | 0.093716 | 0.1016 | 207 | 17 | Summer | 0.65876 | 0.57144 | 0.57144 | 0.93752 | 0.50401 | 0.093716 | 0.16659 | 0.5801 | 0.66641 | 0.85008 | 0.01309 | 0.20336 | 0.1016 | 0.76686 | 0.66641 | 0 | 0 | 0.85 | 0.85 | 0.85 | 0.85 | 0.93752 | 0.01309 | 0.74086 | 0.11661 | 0.64515
2025-07-26 18:00 | 63172.5095 | 61449.6494 | 1527.5875 | 195.2726 | 0.068989 | 0.095722 | 0.095806 | 0.094205 | 207 | 18 | Summer | 0.65784 | 0.57543 | 0.57543 | 0.9378 | 0.50368 | 0.095806 | 0.068989 | 0.50952 | 0.66641 | 0.85008 | 0.012846 | 0.22688 | 0.094205 | 0.77618 | 0.66641 | 0 | 0 | 0.85 | 0.85 | 0.85 | 0.85 | 0.9378 | 0.012846 | 0.75295 | 0.048292 | 0.64577
2025-07-26 19:00 | 64815.6296 | 64476.2776 | 128.6014 | 210.7506 | 0.0058079 | 0.10331 | 0.10372 | 0.095866 | 207 | 19 | Summer | 0.65654 | 0.58215 | 0.58215 | 0.93722 | 0.47421 | 0.10372 | 0.0058079 | 0.33059 | 0.66641 | 0.85008 | 0.011205 | 0.20175 | 0.095866 | 0.77565 | 0.66641 | 0 | 0 | 0.85 | 0.85 | 0.85 | 0.85 | 0.93722 | 0.011205 | 0.76424 | 0.0040655 | 0.70485
2025-07-26 20:00 | 63281.6136 | 63063.7036 | 0 | 217.91 | 0 | 0.10682 | 0.1072 | 0.099991 | 207 | 20 | Summer | 0.6677 | 0.58557 | 0.58557 | 0.93506 | 0.44805 | 0.1072 | 0 | 0.065097 | 0.66641 | 0.85008 | 0.01131 | 0.13977 | 0.099991 | 0.77193 | 0.66641 | 0 | 0 | 0.85 | 0.85 | 0.85 | 0.85 | 0.93506 | 0.01131 | 0.76712 | 0 | 0.71244
2025-07-26 21:00 | 60988.0337 | 60773.0155 | 0 | 215.0181 | 0 | 0.1054 | 0.10541 | 0.10527 | 207 | 21 | Summer | 0.65116 | 0.57136 | 0.57136 | 0.93281 | 0.42034 | 0.10541 | 0 | 0 | 0.66641 | 0.85008 | 0.011415 | 0.067558 | 0.10527 | 0.74633 | 0.66641 | 0 | 0 | 0.85 | 0.85 | 0.85 | 0.85 | 0.93281 | 0.011415 | 0.74851 | 0 | 0.38078
2025-07-26 22:00 | 57801.1971 | 57591.4326 | 0 | 209.7644 | 0 | 0.10283 | 0.10237 | 0.11097 | 207 | 22 | Summer | 0.61469 | 0.5457 | 0.5457 | 0.9302 | 0.41049 | 0.10237 | 0 | 0 | 0.6656 | 0.85008 | 0.011659 | 0.03136 | 0.11097 | 0.66421 | 0.6656 | 0 | 0 | 0.85 | 0.85 | 0.85 | 0.85 | 0.9302 | 0.011659 | 0.69584 | 0 | 0.15401
2025-07-26 23:00 | 54219.3791 | 54011.2575 | 0 | 208.1216 | 0 | 0.10202 | 0.10149 | 0.11159 | 207 | 23 | Summer | 0.59142 | 0.54754 | 0.54754 | 0.91095 | 0.36743 | 0.10149 | 0 | 0 | 0.66219 | 0.85008 | 0.011938 | 0.024002 | 0.11159 | 0.58272 | 0.66219 | 0 | 0 | 0.85 | 0.85 | 0.85 | 0.85 | 0.91095 | 0.011938 | 0.6334 | 0 | 0.13531
2025-07-27 00:00 | 51673.1302 | 51460.0391 | 0 | 213.0911 | 0 | 0.10446 | 0.10408 | 0.11121 | 208 | 0 | Summer | 0.55471 | 0.48104 | 0.48104 | 0.94878 | 0.35614 | 0.10408 | 0 | 0 | 0.66443 | 0.85008 | 0.012218 | 0.019437 | 0.11121 | 0.52743 | 0.66443 | 0 | 0 | 0.85 | 0.85 | 0.85 | 0.85 | 0.94878 | 0.012218 | 0.59514 | 0 | 0.042639
2025-07-27 01:00 | 50612.9185 | 50396.4992 | 0 | 216.4193 | 0 | 0.10609 | 0.10581 | 0.11111 | 208 | 1 | Summer | 0.51573 | 0.45924 | 0.45924 | 0.94906 | 0.29865 | 0.10581 | 0 | 0 | 0.66443 | 0.85008 | 0.012287 | 0.019437 | 0.11111 | 0.48331 | 0.66443 | 0 | 0 | 0.85 | 0.85 | 0.85 | 0.85 | 0.94906 | 0.012287 | 0.55167 | 0 | 0
2025-07-27 02:00 | 50043.074 | 49840.0446 | 0 | 203.0294 | 0 | 0.099524 | 0.09894 | 0.11009 | 208 | 2 | Summer | 0.47769 | 0.44425 | 0.44425 | 0.94941 | 0.25138 | 0.09894 | 0 | 0 | 0.66443 | 0.85008 | 0.012567 | 0.019191 | 0.11009 | 0.46524 | 0.66443 | 0 | 0 | 0.85 | 0.85 | 0.85 | 0.85 | 0.94941 | 0.012567 | 0.53289 | 0 | 0
2025-07-27 03:00 | 49739.4616 | 49541.283 | 0 | 198.1787 | 0 | 0.097146 | 0.096509 | 0.10867 | 208 | 3 | Summer | 0.46012 | 0.43819 | 0.43819 | 0.9491 | 0.22464 | 0.096509 | 0 | 0 | 0.66443 | 0.85008 | 0.012532 | 0.01917 | 0.10867 | 0.45789 | 0.66443 | 0 | 0 | 0.85 | 0.85 | 0.85 | 0.85 | 0.9491 | 0.012532 | 0.52986 | 0 | 0
2025-07-27 04:00 | 49805.8804 | 49609.5224 | 0 | 196.3579 | 0 | 0.096254 | 0.095585 | 0.10835 | 208 | 4 | Summer | 0.44971 | 0.43054 | 0.43054 | 0.94949 | 0.2044 | 0.095585 | 0 | 0 | 0.66443 | 0.85008 | 0.012532 | 0.01917 | 0.10835 | 0.46405 | 0.66443 | 0 | 0 | 0.85 | 0.85 | 0.85 | 0.85 | 0.94949 | 0.012532 | 0.53565 | 0 | 0
2025-07-27 05:00 | 51562.4663 | 51177.8099 | 190.9608 | 193.6956 | 0.0086242 | 0.094949 | 0.094018 | 0.11178 | 208 | 5 | Summer | 0.45811 | 0.44299 | 0.44299 | 0.94957 | 0.18921 | 0.094018 | 0.0086242 | 0 | 0.66443 | 0.85008 | 0.012567 | 0.01917 | 0.11178 | 0.49226 | 0.66443 | 0 | 0 | 0.85 | 0.85 | 0.85 | 0.85 | 0.94957 | 0.012567 | 0.54922 | 0.0060369 | 0
2025-07-27 06:00 | 53409.0292 | 51206.4819 | 2033.1478 | 169.3995 | 0.091821 | 0.083039 | 0.081723 | 0.10682 | 208 | 6 | Summer | 0.48774 | 0.45859 | 0.45859 | 0.94971 | 0.19102 | 0.081723 | 0.091821 | 0 | 0.66443 | 0.85008 | 0.012532 | 0.018904 | 0.10682 | 0.49923 | 0.66443 | 0 | 0 | 0.85 | 0.85 | 0.85 | 0.85 | 0.94971 | 0.012532 | 0.5429 | 0.064275 | 0
2025-07-27 07:00 | 56194.8236 | 51140.6621 | 4894.4692 | 159.6924 | 0.22104 | 0.078281 | 0.077223 | 0.097393 | 208 | 7 | Summer | 0.5162 | 0.46934 | 0.46934 | 0.95016 | 0.20898 | 0.077223 | 0.22104 | 0 | 0.66478 | 0.85008 | 0.012392 | 0.018904 | 0.097393 | 0.50879 | 0.66478 | 0 | 0 | 0.85 | 0.85 | 0.85 | 0.85 | 0.95016 | 0.012392 | 0.545 | 0.15473 | 0
2025-07-27 08:00 | 59087.7229 | 51225.7875 | 7693.9988 | 167.9366 | 0.34748 | 0.082322 | 0.081301 | 0.10077 | 208 | 8 | Summer | 0.5354 | 0.4736 | 0.4736 | 0.95052 | 0.22514 | 0.081301 | 0.34748 | 0.19439 | 0.66478 | 0.85008 | 0.012602 | 0.018904 | 0.10077 | 0.53361 | 0.66478 | 0 | 0 | 0.85 | 0.85 | 0.85 | 0.85 | 0.95052 | 0.012602 | 0.54288 | 0.24323 | 0
2025-07-27 09:00 | 63264.8552 | 53051.4421 | 10037.4383 | 175.9748 | 0.45331 | 0.086262 | 0.085058 | 0.10803 | 208 | 9 | Summer | 0.54581 | 0.4857 | 0.4857 | 0.94978 | 0.24893 | 0.085058 | 0.45331 | 0.50389 | 0.66478 | 0.85008 | 0.014382 | 0.018904 | 0.10803 | 0.56932 | 0.66478 | 0 | 0 | 0.85 | 0.85 | 0.85 | 0.85 | 0.94978 | 0.014382 | 0.55471 | 0.31732 | 0
2025-07-27 10:00 | 65258.4663 | 53160.6895 | 11912.5415 | 185.2353 | 0.53799 | 0.090802 | 0.089598 | 0.11255 | 208 | 10 | Summer | 0.56661 | 0.50285 | 0.50285 | 0.94712 | 0.26186 | 0.089598 | 0.53799 | 0.61316 | 0.66501 | 0.85008 | 0.014068 | 0.018915 | 0.11255 | 0.61473 | 0.66501 | 0 | 0 | 0.85 | 0.85 | 0.85 | 0.85 | 0.94712 | 0.014068 | 0.60127 | 0.3766 | 0
2025-07-27 11:00 | 65977.0134 | 53032.5604 | 12747.6707 | 196.7822 | 0.57571 | 0.096462 | 0.095444 | 0.11486 | 208 | 11 | Summer | 0.60096 | 0.52041 | 0.52041 | 0.94453 | 0.27752 | 0.095444 | 0.57571 | 0.62169 | 0.6656 | 0.85008 | 0.014417 | 0.023029 | 0.11486 | 0.67643 | 0.6656 | 0 | 0 | 0.85 | 0.85 | 0.85 | 0.85 | 0.94453 | 0.014417 | 0.64142 | 0.403 | 0.0015394
2025-07-27 12:00 | 65576.0432 | 52615.3882 | 12751.0189 | 209.6362 | 0.57586 | 0.10276 | 0.10209 | 0.11486 | 208 | 12 | Summer | 0.62291 | 0.53799 | 0.53799 | 0.94362 | 0.31341 | 0.10209 | 0.57586 | 0.62222 | 0.6656 | 0.85008 | 0.013928 | 0.037669 | 0.11486 | 0.70982 | 0.6656 | 0 | 0 | 0.85 | 0.85 | 0.85 | 0.85 | 0.94362 | 0.013928 | 0.67439 | 0.4031 | 0.13423
2025-07-27 13:00 | 63786.9396 | 51365.9505 | 12199.2232 | 221.7659 | 0.55094 | 0.10871 | 0.10846 | 0.11317 | 208 | 13 | Summer | 0.63006 | 0.55564 | 0.55564 | 0.9422 | 0.37114 | 0.10846 | 0.55094 | 0.63828 | 0.6656 | 0.85008 | 0.014242 | 0.073749 | 0.11317 | 0.73201 | 0.6656 | 0 | 0 | 0.85 | 0.85 | 0.85 | 0.85 | 0.9422 | 0.014242 | 0.69376 | 0.38566 | 0.25305
2025-07-27 14:00 | 63259.4005 | 52267.9199 | 10760.3236 | 231.157 | 0.48596 | 0.11331 | 0.11338 | 0.11202 | 208 | 14 | Summer | 0.6488 | 0.56826 | 0.56826 | 0.9398 | 0.41215 | 0.11338 | 0.48596 | 0.63061 | 0.66582 | 0.85008 | 0.014033 | 0.099397 | 0.11202 | 0.74849 | 0.66582 | 0 | 0 | 0.85 | 0.85 | 0.85 | 0.85 | 0.9398 | 0.014033 | 0.70785 | 0.34017 | 0.30697
2025-07-27 15:00 | 63071.1988 | 54164.9774 | 8671.2196 | 235.0018 | 0.39161 | 0.1152 | 0.11541 | 0.11129 | 208 | 15 | Summer | 0.65735 | 0.56817 | 0.56817 | 0.93752 | 0.45803 | 0.11541 | 0.39161 | 0.64444 | 0.66641 | 0.85008 | 0.013928 | 0.12232 | 0.11129 | 0.75815 | 0.66641 | 0 | 0 | 0.85 | 0.85 | 0.85 | 0.85 | 0.93752 | 0.013928 | 0.71964 | 0.27413 | 0.37998
2025-07-27 16:00 | 62857.7707 | 56384.3043 | 6240.2124 | 233.254 | 0.28182 | 0.11434 | 0.11447 | 0.11202 | 208 | 16 | Summer | 0.66113 | 0.57399 | 0.57399 | 0.93651 | 0.48967 | 0.11447 | 0.28182 | 0.62638 | 0.66641 | 0.85008 | 0.013195 | 0.14338 | 0.11202 | 0.76334 | 0.66641 | 0 | 0 | 0.85 | 0.85 | 0.85 | 0.85 | 0.93651 | 0.013195 | 0.72909 | 0.19727 | 0.58653
2025-07-27 17:00 | 62797.6968 | 58832.644 | 3739.6855 | 225.3673 | 0.16889 | 0.11047 | 0.11031 | 0.11344 | 208 | 17 | Summer | 0.65876 | 0.57144 | 0.57144 | 0.93752 | 0.50401 | 0.11031 | 0.16889 | 0.5801 | 0.66641 | 0.85008 | 0.01309 | 0.20336 | 0.11344 | 0.76686 | 0.66641 | 0 | 0 | 0.85 | 0.85 | 0.85 | 0.85 | 0.93752 | 0.01309 | 0.74086 | 0.11822 | 0.64515
2025-07-27 18:00 | 64061.5368 | 62350.5034 | 1486.4874 | 224.546 | 0.067133 | 0.11007 | 0.10971 | 0.11665 | 208 | 18 | Summer | 0.65784 | 0.57543 | 0.57543 | 0.9378 | 0.50368 | 0.10971 | 0.067133 | 0.50952 | 0.66641 | 0.85008 | 0.012846 | 0.22688 | 0.11665 | 0.77618 | 0.66641 | 0 | 0 | 0.85 | 0.85 | 0.85 | 0.85 | 0.9378 | 0.012846 | 0.75295 | 0.046993 | 0.64577
2025-07-27 19:00 | 65676.1746 | 65314.3181 | 119.9156 | 241.9409 | 0.0054156 | 0.1186 | 0.11821 | 0.12571 | 208 | 19 | Summer | 0.65654 | 0.58215 | 0.58215 | 0.93722 | 0.47421 | 0.11821 | 0.0054156 | 0.33059 | 0.66641 | 0.85008 | 0.011205 | 0.20175 | 0.12571 | 0.77565 | 0.66641 | 0 | 0 | 0.85 | 0.85 | 0.85 | 0.85 | 0.93722 | 0.011205 | 0.76424 | 0.0037909 | 0.70485
2025-07-27 20:00 | 64166.0298 | 63914.5842 | 0 | 251.4456 | 0 | 0.12326 | 0.12265 | 0.13433 | 208 | 20 | Summer | 0.6677 | 0.58557 | 0.58557 | 0.93506 | 0.44805 | 0.12265 | 0 | 0.065097 | 0.66641 | 0.85008 | 0.01131 | 0.13977 | 0.13433 | 0.77193 | 0.66641 | 0 | 0 | 0.85 | 0.85 | 0.85 | 0.85 | 0.93506 | 0.01131 | 0.76712 | 0 | 0.71244
2025-07-27 21:00 | 61867.6739 | 61616.4842 | 0 | 251.1896 | 0 | 0.12313 | 0.12216 | 0.14065 | 208 | 21 | Summer | 0.65116 | 0.57136 | 0.57136 | 0.93281 | 0.42034 | 0.12216 | 0 | 0 | 0.66641 | 0.85008 | 0.011415 | 0.067558 | 0.14065 | 0.74633 | 0.66641 | 0 | 0 | 0.85 | 0.85 | 0.85 | 0.85 | 0.93281 | 0.011415 | 0.74851 | 0 | 0.38078
2025-07-27 22:00 | 58683.0043 | 58440.7993 | 0 | 242.205 | 0 | 0.11873 | 0.11738 | 0.14306 | 208 | 22 | Summer | 0.61469 | 0.5457 | 0.5457 | 0.9302 | 0.41049 | 0.11738 | 0 | 0 | 0.6656 | 0.85008 | 0.011659 | 0.03136 | 0.14306 | 0.66421 | 0.6656 | 0 | 0 | 0.85 | 0.85 | 0.85 | 0.85 | 0.9302 | 0.011659 | 0.69584 | 0 | 0.15401
2025-07-27 23:00 | 55218.5868 | 54989.1418 | 0 | 229.445 | 0 | 0.11247 | 0.11065 | 0.14539 | 208 | 23 | Summer | 0.59142 | 0.54754 | 0.54754 | 0.91095 | 0.36743 | 0.11065 | 0 | 0 | 0.66219 | 0.85008 | 0.011938 | 0.024002 | 0.14539 | 0.58272 | 0.66219 | 0 | 0 | 0.85 | 0.85 | 0.85 | 0.85 | 0.91095 | 0.011938 | 0.6334 | 0 | 0.13531
2025-07-28 00:00 | 73543.7381 | 73319.5875 | 0 | 224.1506 | 0 | 0.10988 | 0.10772 | 0.1489 | 209 | 0 | Summer Peak | 0.66085 | 0.54873 | 0.54873 | 0.93782 | 0.38915 | 0.10772 | 0 | 0 | 0.66478 | 0.85008 | 0.048067 | 0.018972 | 0.1489 | 0.5735 | 0.66478 | 0 | 0 | 0.85 | 0.85 | 0.85 | 0.85 | 0.93782 | 0.048067 | 0.60816 | 0 | 0.085277
2025-07-28 01:00 | 72571.6893 | 72348.8667 | 0 | 222.8226 | 0 | 0.10923 | 0.10698 | 0.14992 | 209 | 1 | Summer Peak | 0.60795 | 0.52302 | 0.52302 | 0.93903 | 0.34221 | 0.10698 | 0 | 0 | 0.66478 | 0.85008 | 0.033371 | 0.018972 | 0.14992 | 0.51885 | 0.66478 | 0 | 0 | 0.85 | 0.85 | 0.85 | 0.85 | 0.93903 | 0.033371 | 0.54715 | 0 | 0
2025-07-28 02:00 | 72146.6633 | 71928.2219 | 0 | 218.4414 | 0 | 0.10708 | 0.10487 | 0.14708 | 209 | 2 | Summer Peak | 0.56488 | 0.4979 | 0.4979 | 0.93896 | 0.28723 | 0.10487 | 0 | 0 | 0.66478 | 0.85008 | 0.028135 | 0.018479 | 0.14708 | 0.48751 | 0.66478 | 0 | 0 | 0.85 | 0.85 | 0.85 | 0.85 | 0.93896 | 0.028135 | 0.52145 | 0 | 0
2025-07-28 03:00 | 71765.9191 | 71552.2523 | 0 | 213.6668 | 0 | 0.10474 | 0.10246 | 0.14601 | 209 | 3 | Summer Peak | 0.53882 | 0.47726 | 0.47726 | 0.93932 | 0.24901 | 0.10246 | 0 | 0 | 0.66478 | 0.85008 | 0.028694 | 0.018439 | 0.14601 | 0.47281 | 0.66478 | 0 | 0 | 0.85 | 0.85 | 0.85 | 0.85 | 0.93932 | 0.028694 | 0.51743 | 0 | 0
2025-07-28 04:00 | 71945.0774 | 71730.8379 | 0 | 214.2394 | 0 | 0.10502 | 0.1026 | 0.14882 | 209 | 4 | Summer Peak | 0.52997 | 0.46957 | 0.46957 | 0.94042 | 0.23186 | 0.1026 | 0 | 0 | 0.66478 | 0.85008 | 0.028729 | 0.018439 | 0.14882 | 0.48381 | 0.66478 | 0 | 0 | 0.85 | 0.85 | 0.85 | 0.85 | 0.94042 | 0.028729 | 0.5208 | 0 | 0
2025-07-28 05:00 | 75275.3608 | 74883.0834 | 171.1909 | 221.0866 | 0.0077313 | 0.10838 | 0.10589 | 0.15329 | 209 | 5 | Summer Peak | 0.53054 | 0.47882 | 0.47882 | 0.94133 | 0.22414 | 0.10589 | 0.0077313 | 0 | 0.66478 | 0.85008 | 0.029636 | 0.018439 | 0.15329 | 0.51322 | 0.66478 | 0 | 0 | 0.85 | 0.85 | 0.85 | 0.85 | 0.94133 | 0.029636 | 0.53321 | 0.0054119 | 0
2025-07-28 06:00 | 82142.1195 | 80058.388 | 1874.0925 | 209.6389 | 0.084638 | 0.10276 | 0.1001 | 0.15083 | 209 | 6 | Summer Peak | 0.54996 | 0.49294 | 0.49294 | 0.94251 | 0.22328 | 0.1001 | 0.084638 | 0 | 0.66478 | 0.85008 | 0.031661 | 0.018439 | 0.15083 | 0.50951 | 0.66478 | 0 | 0 | 0.85 | 0.85 | 0.85 | 0.85 | 0.94251 | 0.031661 | 0.52179 | 0.059246 | 0
2025-07-28 07:00 | 88674.6999 | 83987.3273 | 4472.0792 | 215.2934 | 0.20197 | 0.10554 | 0.10328 | 0.14633 | 209 | 7 | Summer Peak | 0.58498 | 0.50378 | 0.50378 | 0.94422 | 0.23952 | 0.10328 | 0.20197 | 0 | 0.66478 | 0.85008 | 0.043006 | 0.018439 | 0.14633 | 0.54135 | 0.66478 | 0 | 0 | 0.85 | 0.85 | 0.85 | 0.85 | 0.94422 | 0.043006 | 0.53827 | 0.14138 | 0
2025-07-28 08:00 | 88070.3082 | 80702.5572 | 7122.9282 | 244.8228 | 0.32169 | 0.12001 | 0.11839 | 0.14938 | 209 | 8 | Summer Peak | 0.61718 | 0.51602 | 0.51602 | 0.94452 | 0.25851 | 0.11839 | 0.32169 | 0.22208 | 0.66478 | 0.85008 | 0.059063 | 0.018439 | 0.14938 | 0.57843 | 0.66478 | 0 | 0 | 0.85 | 0.85 | 0.85 | 0.85 | 0.94452 | 0.059063 | 0.56762 | 0.22518 | 0
2025-07-28 09:00 | 86530.0552 | 76776.2533 | 9471.9322 | 281.8697 | 0.42777 | 0.13817 | 0.13715 | 0.15664 | 209 | 9 | Summer Peak | 0.62852 | 0.53273 | 0.53273 | 0.94402 | 0.27851 | 0.13715 | 0.42777 | 0.50665 | 0.66478 | 0.85008 | 0.083812 | 0.018439 | 0.15664 | 0.62398 | 0.66478 | 0 | 0 | 0.85 | 0.85 | 0.85 | 0.85 | 0.94402 | 0.083812 | 0.60185 | 0.29944 | 0
2025-07-28 10:00 | 84812.8758 | 73213.6427 | 11292.6557 | 306.5774 | 0.51 | 0.15028 | 0.14969 | 0.16109 | 209 | 10 | Summer Peak | 0.6635 | 0.56377 | 0.56377 | 0.94296 | 0.29263 | 0.14969 | 0.51 | 0.61289 | 0.66524 | 0.85008 | 0.11355 | 0.018462 | 0.16109 | 0.68019 | 0.66524 | 0 | 0 | 0.85 | 0.85 | 0.85 | 0.85 | 0.94296 | 0.11355 | 0.64287 | 0.357 | 0
2025-07-28 11:00 | 83109.7978 | 70325.5131 | 12463.4395 | 320.8452 | 0.56287 | 0.15728 | 0.15654 | 0.17068 | 209 | 11 | Summer Peak | 0.6962 | 0.60004 | 0.60004 | 0.9419 | 0.35197 | 0.15654 | 0.56287 | 0.61909 | 0.66641 | 0.85008 | 0.11554 | 0.026689 | 0.17068 | 0.74089 | 0.66641 | 0 | 0 | 0.85 | 0.85 | 0.85 | 0.85 | 0.9419 | 0.11554 | 0.69789 | 0.39401 | 0.0030788
2025-07-28 12:00 | 83165.4448 | 70098.8382 | 12740.3424 | 326.2641 | 0.57538 | 0.15993 | 0.15927 | 0.17196 | 209 | 12 | Summer Peak | 0.73007 | 0.63153 | 0.63153 | 0.94069 | 0.40099 | 0.15927 | 0.57538 | 0.62974 | 0.66641 | 0.85008 | 0.12556 | 0.055968 | 0.17196 | 0.77239 | 0.66641 | 0 | 0 | 0.85 | 0.85 | 0.85 | 0.85 | 0.94069 | 0.12556 | 0.71635 | 0.40277 | 0.26845
2025-07-28 13:00 | 83129.5124 | 70654.8525 | 12151.0151 | 323.6448 | 0.54876 | 0.15865 | 0.15842 | 0.16272 | 209 | 13 | Summer Peak | 0.7516 | 0.65557 | 0.65557 | 0.94088 | 0.46995 | 0.15842 | 0.54876 | 0.6577 | 0.66641 | 0.85008 | 0.12863 | 0.12809 | 0.16272 | 0.78077 | 0.66641 | 0 | 0 | 0.85 | 0.85 | 0.85 | 0.85 | 0.94088 | 0.12863 | 0.7268 | 0.38414 | 0.50611
2025-07-28 14:00 | 82922.8052 | 71753.1702 | 10854.0183 | 315.6167 | 0.49019 | 0.15471 | 0.15487 | 0.15193 | 209 | 14 | Summer Peak | 0.76878 | 0.67073 | 0.67073 | 0.94097 | 0.53463 | 0.15487 | 0.49019 | 0.64788 | 0.66641 | 0.85008 | 0.1441 | 0.17799 | 0.15193 | 0.78216 | 0.66641 | 0 | 0 | 0.85 | 0.85 | 0.85 | 0.85 | 0.94097 | 0.1441 | 0.73226 | 0.34313 | 0.61394
2025-07-28 15:00 | 83306.7153 | 73988.4114 | 9008.8181 | 309.4858 | 0.40686 | 0.15171 | 0.15194 | 0.14762 | 209 | 15 | Summer Peak | 0.7772 | 0.67923 | 0.67923 | 0.94166 | 0.5735 | 0.15194 | 0.40686 | 0.66571 | 0.66641 | 0.85008 | 0.14654 | 0.22333 | 0.14762 | 0.78664 | 0.66641 | 0 | 0 | 0.85 | 0.85 | 0.85 | 0.85 | 0.94166 | 0.14654 | 0.73676 | 0.2848 | 0.62604
2025-07-28 16:00 | 86231.0196 | 79340.0324 | 6593.1572 | 297.83 | 0.29776 | 0.146 | 0.14591 | 0.14756 | 209 | 16 | Summer Peak | 0.78314 | 0.68706 | 0.68706 | 0.94152 | 0.61016 | 0.14591 | 0.29776 | 0.67009 | 0.66641 | 0.85008 | 0.16455 | 0.25334 | 0.14756 | 0.78825 | 0.66641 | 0 | 0 | 0.85 | 0.85 | 0.85 | 0.85 | 0.94152 | 0.16455 | 0.7439 | 0.20843 | 0.63934
2025-07-28 17:00 | 88710.9884 | 84480.6496 | 3950.1491 | 280.1897 | 0.1784 | 0.13735 | 0.13681 | 0.14711 | 209 | 17 | Summer Peak | 0.78861 | 0.68392 | 0.68392 | 0.94174 | 0.63791 | 0.13681 | 0.1784 | 0.64629 | 0.66641 | 0.85008 | 0.16623 | 0.30592 | 0.14711 | 0.79057 | 0.66641 | 0 | 0 | 0.85 | 0.85 | 0.85 | 0.85 | 0.94174 | 0.16623 | 0.7483 | 0.12488 | 0.64577
2025-07-28 18:00 | 91181.8455 | 89329.471 | 1583.9224 | 268.4521 | 0.071533 | 0.13159 | 0.13058 | 0.14992 | 209 | 18 | Summer Peak | 0.77717 | 0.6836 | 0.6836 | 0.94203 | 0.63783 | 0.13058 | 0.071533 | 0.60617 | 0.66641 | 0.85008 | 0.1346 | 0.34292 | 0.14992 | 0.79262 | 0.66641 | 0 | 0 | 0.85 | 0.85 | 0.85 | 0.85 | 0.94203 | 0.1346 | 0.75998 | 0.050073 | 0.64577
2025-07-28 19:00 | 90702.7403 | 90305.5056 | 120.0683 | 277.1664 | 0.0054225 | 0.13587 | 0.13452 | 0.16023 | 209 | 19 | Summer Peak | 0.76366 | 0.68109 | 0.68109 | 0.94271 | 0.60381 | 0.13452 | 0.0054225 | 0.44937 | 0.66641 | 0.85008 | 0.12071 | 0.31855 | 0.16023 | 0.79179 | 0.66641 | 0 | 0 | 0.85 | 0.85 | 0.85 | 0.85 | 0.94271 | 0.12071 | 0.76663 | 0.0037958 | 0.63912
2025-07-28 20:00 | 87184.7314 | 86897.3312 | 0 | 287.4003 | 0 | 0.14088 | 0.13934 | 0.16878 | 209 | 20 | Summer Peak | 0.7569 | 0.67975 | 0.67975 | 0.94323 | 0.56051 | 0.13934 | 0 | 0.12967 | 0.66641 | 0.85008 | 0.11687 | 0.20126 | 0.16878 | 0.79043 | 0.66641 | 0 | 0 | 0.85 | 0.85 | 0.85 | 0.85 | 0.94323 | 0.11687 | 0.77989 | 0 | 0.73393
2025-07-28 21:00 | 83819.7707 | 83532.9265 | 0 | 286.8442 | 0 | 0.14061 | 0.13894 | 0.17084 | 209 | 21 | Summer Peak | 0.74352 | 0.65516 | 0.65516 | 0.94391 | 0.50938 | 0.13894 | 0 | 0 | 0.66641 | 0.85008 | 0.10298 | 0.088964 | 0.17084 | 0.77724 | 0.66641 | 0 | 0 | 0.85 | 0.85 | 0.85 | 0.85 | 0.94391 | 0.10298 | 0.77127 | 0 | 0.52035
2025-07-28 22:00 | 79041.7568 | 78756.8451 | 0 | 284.9117 | 0 | 0.13966 | 0.13819 | 0.16621 | 209 | 22 | Summer Peak | 0.71092 | 0.62055 | 0.62055 | 0.94151 | 0.47516 | 0.13819 | 0 | 0 | 0.66641 | 0.85008 | 0.074736 | 0.031525 | 0.16621 | 0.72238 | 0.66641 | 0 | 0 | 0.85 | 0.85 | 0.85 | 0.85 | 0.94151 | 0.074736 | 0.72371 | 0 | 0.14779
2025-07-28 23:00 | 74261.6144 | 73975.0811 | 0 | 286.5332 | 0 | 0.14046 | 0.13928 | 0.16176 | 209 | 23 | Summer Peak | 0.70195 | 0.57992 | 0.57992 | 0.941 | 0.4275 | 0.13928 | 0 | 0 | 0.66478 | 0.85008 | 0.061507 | 0.02346 | 0.16176 | 0.65079 | 0.66478 | 0 | 0 | 0.85 | 0.85 | 0.85 | 0.85 | 0.941 | 0.061507 | 0.65847 | 0 | 0.14779
2025-07-29 00:00 | 71519.2527 | 71230.0603 | 0 | 289.1924 | 0 | 0.14176 | 0.14062 | 0.16229 | 210 | 0 | Summer Peak | 0.66085 | 0.54873 | 0.54873 | 0.93782 | 0.38915 | 0.14062 | 0 | 0 | 0.66478 | 0.85008 | 0.048067 | 0.018972 | 0.16229 | 0.5735 | 0.66478 | 0 | 0 | 0.85 | 0.85 | 0.85 | 0.85 | 0.93782 | 0.048067 | 0.60816 | 0 | 0.085277
2025-07-29 01:00 | 70283.1233 | 69987.2474 | 0 | 295.8759 | 0 | 0.14504 | 0.14388 | 0.16596 | 210 | 1 | Summer Peak | 0.60795 | 0.52302 | 0.52302 | 0.93903 | 0.34221 | 0.14388 | 0 | 0 | 0.66478 | 0.85008 | 0.033371 | 0.018972 | 0.16596 | 0.51885 | 0.66478 | 0 | 0 | 0.85 | 0.85 | 0.85 | 0.85 | 0.93903 | 0.033371 | 0.54715 | 0 | 0
2025-07-29 02:00 | 69675.9133 | 69379.6427 | 0 | 296.2706 | 0 | 0.14523 | 0.14398 | 0.16784 | 210 | 2 | Summer Peak | 0.56488 | 0.4979 | 0.4979 | 0.93896 | 0.28723 | 0.14398 | 0 | 0 | 0.66478 | 0.85008 | 0.028135 | 0.018479 | 0.16784 | 0.48751 | 0.66478 | 0 | 0 | 0.85 | 0.85 | 0.85 | 0.85 | 0.93896 | 0.028135 | 0.52145 | 0 | 0
2025-07-29 03:00 | 69311.1265 | 69018.6559 | 0 | 292.4706 | 0 | 0.14337 | 0.14201 | 0.16789 | 210 | 3 | Summer Peak | 0.53882 | 0.47726 | 0.47726 | 0.93932 | 0.24901 | 0.14201 | 0 | 0 | 0.66478 | 0.85008 | 0.028694 | 0.018439 | 0.16789 | 0.47281 | 0.66478 | 0 | 0 | 0.85 | 0.85 | 0.85 | 0.85 | 0.93932 | 0.028694 | 0.51743 | 0 | 0
2025-07-29 04:00 | 69721.6683 | 69436.966 | 0 | 284.7023 | 0 | 0.13956 | 0.13797 | 0.16824 | 210 | 4 | Summer Peak | 0.52997 | 0.46957 | 0.46957 | 0.94042 | 0.23186 | 0.13797 | 0 | 0 | 0.66478 | 0.85008 | 0.028729 | 0.018439 | 0.16824 | 0.48381 | 0.66478 | 0 | 0 | 0.85 | 0.85 | 0.85 | 0.85 | 0.94042 | 0.028729 | 0.5208 | 0 | 0
2025-07-29 05:00 | 73439.9325 | 72985.129 | 181.7984 | 273.0051 | 0.0082104 | 0.13383 | 0.13197 | 0.16744 | 210 | 5 | Summer Peak | 0.53054 | 0.47882 | 0.47882 | 0.94133 | 0.22414 | 0.13197 | 0.0082104 | 0 | 0.66478 | 0.85008 | 0.029636 | 0.018439 | 0.16744 | 0.51322 | 0.66478 | 0 | 0 | 0.85 | 0.85 | 0.85 | 0.85 | 0.94133 | 0.029636 | 0.53321 | 0.0057473 | 0
2025-07-29 06:00 | 80631.4568 | 78209.1218 | 2183.0635 | 239.2715 | 0.098592 | 0.11729 | 0.11521 | 0.15485 | 210 | 6 | Summer Peak | 0.54996 | 0.49294 | 0.49294 | 0.94251 | 0.22328 | 0.11521 | 0.098592 | 0 | 0.66478 | 0.85008 | 0.031661 | 0.018439 | 0.15485 | 0.50951 | 0.66478 | 0 | 0 | 0.85 | 0.85 | 0.85 | 0.85 | 0.94251 | 0.031661 | 0.52179 | 0.069014 | 0
2025-07-29 07:00 | 87589.1392 | 81968.4263 | 5377.3473 | 243.3656 | 0.24285 | 0.1193 | 0.11796 | 0.14338 | 210 | 7 | Summer Peak | 0.58498 | 0.50378 | 0.50378 | 0.94422 | 0.23952 | 0.11796 | 0.24285 | 0 | 0.66478 | 0.85008 | 0.043006 | 0.018439 | 0.14338 | 0.54135 | 0.66478 | 0 | 0 | 0.85 | 0.85 | 0.85 | 0.85 | 0.94422 | 0.043006 | 0.53827 | 0.17 | 0
2025-07-29 08:00 | 87229.083 | 78392.728 | 8556.1662 | 280.1887 | 0.38641 | 0.13735 | 0.13669 | 0.14928 | 210 | 8 | Summer Peak | 0.61718 | 0.51602 | 0.51602 | 0.94452 | 0.25851 | 0.13669 | 0.38641 | 0.22208 | 0.66478 | 0.85008 | 0.059063 | 0.018439 | 0.14928 | 0.57843 | 0.66478 | 0 | 0 | 0.85 | 0.85 | 0.85 | 0.85 | 0.94452 | 0.059063 | 0.56762 | 0.27049 | 0
2025-07-29 09:00 | 85688.6704 | 74113.3206 | 11266.4716 | 308.8781 | 0.50882 | 0.15141 | 0.15099 | 0.159 | 210 | 9 | Summer Peak | 0.62852 | 0.53273 | 0.53273 | 0.94402 | 0.27851 | 0.15099 | 0.50882 | 0.50665 | 0.66478 | 0.85008 | 0.083812 | 0.018439 | 0.159 | 0.62398 | 0.66478 | 0 | 0 | 0.85 | 0.85 | 0.85 | 0.85 | 0.94402 | 0.083812 | 0.60185 | 0.35617 | 0
2025-07-29 10:00 | 83918.0459 | 70271.3221 | 13316.4176 | 330.3063 | 0.6014 | 0.16191 | 0.16162 | 0.16728 | 210 | 10 | Summer Peak | 0.6635 | 0.56377 | 0.56377 | 0.94296 | 0.29263 | 0.16162 | 0.6014 | 0.61289 | 0.66524 | 0.85008 | 0.11355 | 0.018462 | 0.16728 | 0.68019 | 0.66524 | 0 | 0 | 0.85 | 0.85 | 0.85 | 0.85 | 0.94296 | 0.11355 | 0.64287 | 0.42098 | 0
2025-07-29 11:00 | 82157.8229 | 67298.2378 | 14514.3402 | 345.2448 | 0.6555 | 0.16924 | 0.16887 | 0.17587 | 210 | 11 | Summer Peak | 0.6962 | 0.60004 | 0.60004 | 0.9419 | 0.35197 | 0.16887 | 0.6555 | 0.61909 | 0.66641 | 0.85008 | 0.11554 | 0.026689 | 0.17587 | 0.74089 | 0.66641 | 0 | 0 | 0.85 | 0.85 | 0.85 | 0.85 | 0.9419 | 0.11554 | 0.69789 | 0.45885 | 0.0030788
2025-07-29 12:00 | 82152.6052 | 66939.5187 | 14867.3261 | 345.7604 | 0.67144 | 0.16949 | 0.16887 | 0.1807 | 210 | 12 | Summer Peak | 0.73007 | 0.63153 | 0.63153 | 0.94069 | 0.40099 | 0.16887 | 0.67144 | 0.62974 | 0.66641 | 0.85008 | 0.12556 | 0.055968 | 0.1807 | 0.77239 | 0.66641 | 0 | 0 | 0.85 | 0.85 | 0.85 | 0.85 | 0.94069 | 0.12556 | 0.71635 | 0.47001 | 0.26845
2025-07-29 13:00 | 82158.495 | 67509.9421 | 14310.4876 | 338.0653 | 0.64629 | 0.16572 | 0.16485 | 0.18137 | 210 | 13 | Summer Peak | 0.7516 | 0.65557 | 0.65557 | 0.94088 | 0.46995 | 0.16485 | 0.64629 | 0.6577 | 0.66641 | 0.85008 | 0.12863 | 0.12809 | 0.18137 | 0.78077 | 0.66641 | 0 | 0 | 0.85 | 0.85 | 0.85 | 0.85 | 0.94088 | 0.12863 | 0.7268 | 0.4524 | 0.50611
2025-07-29 14:00 | 82016.0928 | 68698.3538 | 12983.2184 | 334.5207 | 0.58635 | 0.16398 | 0.1631 | 0.17981 | 210 | 14 | Summer Peak | 0.76878 | 0.67073 | 0.67073 | 0.94097 | 0.53463 | 0.1631 | 0.58635 | 0.64788 | 0.66641 | 0.85008 | 0.1441 | 0.17799 | 0.17981 | 0.78216 | 0.66641 | 0 | 0 | 0.85 | 0.85 | 0.85 | 0.85 | 0.94097 | 0.1441 | 0.73226 | 0.41044 | 0.61394
2025-07-29 15:00 | 82455.2078 | 71268.39 | 10851.5331 | 335.2846 | 0.49008 | 0.16436 | 0.16371 | 0.17606 | 210 | 15 | Summer Peak | 0.7772 | 0.67923 | 0.67923 | 0.94166 | 0.5735 | 0.16371 | 0.49008 | 0.66571 | 0.66641 | 0.85008 | 0.14654 | 0.22333 | 0.17606 | 0.78664 | 0.66641 | 0 | 0 | 0.85 | 0.85 | 0.85 | 0.85 | 0.94166 | 0.14654 | 0.73676 | 0.34305 | 0.62604
2025-07-29 16:00 | 85292.7262 | 76846.3393 | 8110.7432 | 335.6437 | 0.3663 | 0.16453 | 0.16419 | 0.17071 | 210 | 16 | Summer Peak | 0.78314 | 0.68706 | 0.68706 | 0.94152 | 0.61016 | 0.16419 | 0.3663 | 0.67009 | 0.66641 | 0.85008 | 0.16455 | 0.25334 | 0.17071 | 0.78825 | 0.66641 | 0 | 0 | 0.85 | 0.85 | 0.85 | 0.85 | 0.94152 | 0.16455 | 0.7439 | 0.25641 | 0.63934
2025-07-29 17:00 | 87645.4646 | 82332.0374 | 4989.7669 | 323.6604 | 0.22535 | 0.15866 | 0.1584 | 0.16323 | 210 | 17 | Summer Peak | 0.78861 | 0.68392 | 0.68392 | 0.94174 | 0.63791 | 0.1584 | 0.22535 | 0.64629 | 0.66641 | 0.85008 | 0.16623 | 0.30592 | 0.16323 | 0.79057 | 0.66641 | 0 | 0 | 0.85 | 0.85 | 0.85 | 0.85 | 0.94174 | 0.16623 | 0.7483 | 0.15774 | 0.64577
2025-07-29 18:00 | 90054.8285 | 87711.5607 | 2026.5519 | 316.7158 | 0.091523 | 0.15525 | 0.15493 | 0.16112 | 210 | 18 | Summer Peak | 0.77717 | 0.6836 | 0.6836 | 0.94203 | 0.63783 | 0.15493 | 0.091523 | 0.60617 | 0.66641 | 0.85008 | 0.1346 | 0.34292 | 0.16112 | 0.79262 | 0.66641 | 0 | 0 | 0.85 | 0.85 | 0.85 | 0.85 | 0.94203 | 0.1346 | 0.75998 | 0.064066 | 0.64577
2025-07-29 19:00 | 89372.4688 | 88893.3479 | 142.324 | 336.7969 | 0.0064276 | 0.1651 | 0.16475 | 0.17132 | 210 | 19 | Summer Peak | 0.76366 | 0.68109 | 0.68109 | 0.94271 | 0.60381 | 0.16475 | 0.0064276 | 0.44937 | 0.66641 | 0.85008 | 0.12071 | 0.31855 | 0.17132 | 0.79179 | 0.66641 | 0 | 0 | 0.85 | 0.85 | 0.85 | 0.85 | 0.94271 | 0.12071 | 0.76663 | 0.0044993 | 0.63912
2025-07-29 20:00 | 85815.0603 | 85467.7065 | 0 | 347.3539 | 0 | 0.17027 | 0.16967 | 0.18107 | 210 | 20 | Summer Peak | 0.7569 | 0.67975 | 0.67975 | 0.94323 | 0.56051 | 0.16967 | 0 | 0.12967 | 0.66641 | 0.85008 | 0.11687 | 0.20126 | 0.18107 | 0.79043 | 0.66641 | 0 | 0 | 0.85 | 0.85 | 0.85 | 0.85 | 0.94323 | 0.11687 | 0.77989 | 0 | 0.73393
2025-07-29 21:00 | 82354.5789 | 82007.4676 | 0 | 347.1113 | 0 | 0.17015 | 0.16925 | 0.18643 | 210 | 21 | Summer Peak | 0.74352 | 0.65516 | 0.65516 | 0.94391 | 0.50938 | 0.16925 | 0 | 0 | 0.66641 | 0.85008 | 0.10298 | 0.088964 | 0.18643 | 0.77724 | 0.66641 | 0 | 0 | 0.85 | 0.85 | 0.85 | 0.85 | 0.94391 | 0.10298 | 0.77127 | 0 | 0.52035
2025-07-29 22:00 | 77468.9076 | 77121.6193 | 0 | 347.2883 | 0 | 0.17024 | 0.16917 | 0.18954 | 210 | 22 | Summer Peak | 0.71092 | 0.62055 | 0.62055 | 0.94151 | 0.47516 | 0.16917 | 0 | 0 | 0.66641 | 0.85008 | 0.074736 | 0.031525 | 0.18954 | 0.72238 | 0.66641 | 0 | 0 | 0.85 | 0.85 | 0.85 | 0.85 | 0.94151 | 0.074736 | 0.72371 | 0 | 0.14779
2025-07-29 23:00 | 72625.7462 | 72279.1381 | 0 | 346.6081 | 0 | 0.16991 | 0.16901 | 0.18608 | 210 | 23 | Summer Peak | 0.70195 | 0.57992 | 0.57992 | 0.941 | 0.4275 | 0.16901 | 0 | 0 | 0.66478 | 0.85008 | 0.061507 | 0.02346 | 0.18608 | 0.65079 | 0.66478 | 0 | 0 | 0.85 | 0.85 | 0.85 | 0.85 | 0.941 | 0.061507 | 0.65847 | 0 | 0.14779
2025-07-30 00:00 | 69859.7524 | 69504.973 | 0 | 354.7794 | 0 | 0.17391 | 0.17347 | 0.18187 | 211 | 0 | Summer Peak | 0.66085 | 0.54873 | 0.54873 | 0.93782 | 0.38915 | 0.17347 | 0 | 0 | 0.66478 | 0.85008 | 0.048067 | 0.018972 | 0.18187 | 0.5735 | 0.66478 | 0 | 0 | 0.85 | 0.85 | 0.85 | 0.85 | 0.93782 | 0.048067 | 0.60816 | 0 | 0.085277
2025-07-30 01:00 | 68745.0801 | 68379.0409 | 0 | 366.0392 | 0 | 0.17943 | 0.17942 | 0.17968 | 211 | 1 | Summer Peak | 0.60795 | 0.52302 | 0.52302 | 0.93903 | 0.34221 | 0.17942 | 0 | 0 | 0.66478 | 0.85008 | 0.033371 | 0.018972 | 0.17968 | 0.51885 | 0.66478 | 0 | 0 | 0.85 | 0.85 | 0.85 | 0.85 | 0.93903 | 0.033371 | 0.54715 | 0 | 0
2025-07-30 02:00 | 68314.2082 | 67946.2887 | 0 | 367.9195 | 0 | 0.18035 | 0.18044 | 0.17874 | 211 | 2 | Summer Peak | 0.56488 | 0.4979 | 0.4979 | 0.93896 | 0.28723 | 0.18044 | 0 | 0 | 0.66478 | 0.85008 | 0.028135 | 0.018479 | 0.17874 | 0.48751 | 0.66478 | 0 | 0 | 0.85 | 0.85 | 0.85 | 0.85 | 0.93896 | 0.028135 | 0.52145 | 0 | 0
2025-07-30 03:00 | 68015.9109 | 67648.7026 | 0 | 367.2084 | 0 | 0.18 | 0.18 | 0.18008 | 211 | 3 | Summer Peak | 0.53882 | 0.47726 | 0.47726 | 0.93932 | 0.24901 | 0.18 | 0 | 0 | 0.66478 | 0.85008 | 0.028694 | 0.018439 | 0.18008 | 0.47281 | 0.66478 | 0 | 0 | 0.85 | 0.85 | 0.85 | 0.85 | 0.93932 | 0.028694 | 0.51743 | 0 | 0
2025-07-30 04:00 | 68309.4312 | 67941.8447 | 0 | 367.5865 | 0 | 0.18019 | 0.18 | 0.18362 | 211 | 4 | Summer Peak | 0.52997 | 0.46957 | 0.46957 | 0.94042 | 0.23186 | 0.18 | 0 | 0 | 0.66478 | 0.85008 | 0.028729 | 0.018439 | 0.18362 | 0.48381 | 0.66478 | 0 | 0 | 0.85 | 0.85 | 0.85 | 0.85 | 0.94042 | 0.028729 | 0.5208 | 0 | 0
2025-07-30 05:00 | 71877.5865 | 71326.6644 | 180.1251 | 370.797 | 0.0081348 | 0.18176 | 0.18151 | 0.1864 | 211 | 5 | Summer Peak | 0.53054 | 0.47882 | 0.47882 | 0.94133 | 0.22414 | 0.18151 | 0.0081348 | 0 | 0.66478 | 0.85008 | 0.029636 | 0.018439 | 0.1864 | 0.51322 | 0.66478 | 0 | 0 | 0.85 | 0.85 | 0.85 | 0.85 | 0.94133 | 0.029636 | 0.53321 | 0.0056944 | 0
2025-07-30 06:00 | 79517.7256 | 76978.7501 | 2208.8703 | 330.1051 | 0.099757 | 0.16182 | 0.16136 | 0.17012 | 211 | 6 | Summer Peak | 0.54996 | 0.49294 | 0.49294 | 0.94251 | 0.22328 | 0.16136 | 0.099757 | 0 | 0.66478 | 0.85008 | 0.031661 | 0.018439 | 0.17012 | 0.50951 | 0.66478 | 0 | 0 | 0.85 | 0.85 | 0.85 | 0.85 | 0.94251 | 0.031661 | 0.52179 | 0.06983 | 0
2025-07-30 07:00 | 86632.6473 | 80984.0042 | 5299.9665 | 348.6765 | 0.23936 | 0.17092 | 0.17154 | 0.15967 | 211 | 7 | Summer Peak | 0.58498 | 0.50378 | 0.50378 | 0.94422 | 0.23952 | 0.17154 | 0.23936 | 0 | 0.66478 | 0.85008 | 0.043006 | 0.018439 | 0.15967 | 0.54135 | 0.66478 | 0 | 0 | 0.85 | 0.85 | 0.85 | 0.85 | 0.94422 | 0.043006 | 0.53827 | 0.16755 | 0
2025-07-30 08:00 | 86608.2242 | 77824.4058 | 8404.2072 | 379.6113 | 0.37955 | 0.18608 | 0.18667 | 0.1755 | 211 | 8 | Summer Peak | 0.61718 | 0.51602 | 0.51602 | 0.94452 | 0.25851 | 0.18667 | 0.37955 | 0.22208 | 0.66478 | 0.85008 | 0.059063 | 0.018439 | 0.1755 | 0.57843 | 0.66478 | 0 | 0 | 0.85 | 0.85 | 0.85 | 0.85 | 0.94452 | 0.059063 | 0.56762 | 0.26569 | 0
2025-07-30 09:00 | 85377.7238 | 74139.0724 | 10849.1147 | 389.5367 | 0.48997 | 0.19095 | 0.19107 | 0.18879 | 211 | 9 | Summer Peak | 0.62852 | 0.53273 | 0.53273 | 0.94402 | 0.27851 | 0.19107 | 0.48997 | 0.50665 | 0.66478 | 0.85008 | 0.083812 | 0.018439 | 0.18879 | 0.62398 | 0.66478 | 0 | 0 | 0.85 | 0.85 | 0.85 | 0.85 | 0.94402 | 0.083812 | 0.60185 | 0.34298 | 0
2025-07-30 10:00 | 83879.2052 | 70960.5894 | 12529.3312 | 389.2846 | 0.56585 | 0.19083 | 0.19053 | 0.19623 | 211 | 10 | Summer Peak | 0.6635 | 0.56377 | 0.56377 | 0.94296 | 0.29263 | 0.19053 | 0.56585 | 0.61289 | 0.66524 | 0.85008 | 0.11355 | 0.018462 | 0.19623 | 0.68019 | 0.66524 | 0 | 0 | 0.85 | 0.85 | 0.85 | 0.85 | 0.94296 | 0.11355 | 0.64287 | 0.39609 | 0
2025-07-30 11:00 | 82352.0141 | 68417.3438 | 13547.0899 | 387.5803 | 0.61181 | 0.18999 | 0.1893 | 0.20245 | 211 | 11 | Summer Peak | 0.6962 | 0.60004 | 0.60004 | 0.9419 | 0.35197 | 0.1893 | 0.61181 | 0.61909 | 0.66641 | 0.85008 | 0.11554 | 0.026689 | 0.20245 | 0.74089 | 0.66641 | 0 | 0 | 0.85 | 0.85 | 0.85 | 0.85 | 0.9419 | 0.11554 | 0.69789 | 0.42827 | 0.0030788
2025-07-30 12:00 | 82604.793 | 68447.2616 | 13768.9153 | 388.6161 | 0.62183 | 0.1905 | 0.1895 | 0.2085 | 211 | 12 | Summer Peak | 0.73007 | 0.63153 | 0.63153 | 0.94069 | 0.40099 | 0.1895 | 0.62183 | 0.62974 | 0.66641 | 0.85008 | 0.12556 | 0.055968 | 0.2085 | 0.77239 | 0.66641 | 0 | 0 | 0.85 | 0.85 | 0.85 | 0.85 | 0.94069 | 0.12556 | 0.71635 | 0.43528 | 0.26845
2025-07-30 13:00 | 82797.8726 | 69162.2239 | 13245.9398 | 389.7088 | 0.59821 | 0.19103 | 0.18984 | 0.21254 | 211 | 13 | Summer Peak | 0.7516 | 0.65557 | 0.65557 | 0.94088 | 0.46995 | 0.18984 | 0.59821 | 0.6577 | 0.66641 | 0.85008 | 0.12863 | 0.12809 | 0.21254 | 0.78077 | 0.66641 | 0 | 0 | 0.85 | 0.85 | 0.85 | 0.85 | 0.94088 | 0.12863 | 0.7268 | 0.41875 | 0.50611
2025-07-30 14:00 | 82808.9186 | 70583.1567 | 11837.0392 | 388.7227 | 0.53458 | 0.19055 | 0.18922 | 0.21458 | 211 | 14 | Summer Peak | 0.76878 | 0.67073 | 0.67073 | 0.94097 | 0.53463 | 0.18922 | 0.53458 | 0.64788 | 0.66641 | 0.85008 | 0.1441 | 0.17799 | 0.21458 | 0.78216 | 0.66641 | 0 | 0 | 0.85 | 0.85 | 0.85 | 0.85 | 0.94097 | 0.1441 | 0.73226 | 0.37421 | 0.61394
2025-07-30 15:00 | 83394.8538 | 73346.6313 | 9663.0445 | 385.178 | 0.4364 | 0.18881 | 0.18747 | 0.21303 | 211 | 15 | Summer Peak | 0.7772 | 0.67923 | 0.67923 | 0.94166 | 0.5735 | 0.18747 | 0.4364 | 0.66571 | 0.66641 | 0.85008 | 0.14654 | 0.22333 | 0.21303 | 0.78664 | 0.66641 | 0 | 0 | 0.85 | 0.85 | 0.85 | 0.85 | 0.94166 | 0.14654 | 0.73676 | 0.30548 | 0.62604
2025-07-30 16:00 | 86507.091 | 79135.017 | 6998.1147 | 373.9593 | 0.31605 | 0.18331 | 0.18219 | 0.20362 | 211 | 16 | Summer Peak | 0.78314 | 0.68706 | 0.68706 | 0.94152 | 0.61016 | 0.18219 | 0.31605 | 0.67009 | 0.66641 | 0.85008 | 0.16455 | 0.25334 | 0.20362 | 0.78825 | 0.66641 | 0 | 0 | 0.85 | 0.85 | 0.85 | 0.85 | 0.94152 | 0.16455 | 0.7439 | 0.22123 | 0.63934
2025-07-30 17:00 | 89192.6635 | 84570.1654 | 4275.0242 | 347.4739 | 0.19307 | 0.17033 | 0.16945 | 0.18619 | 211 | 17 | Summer Peak | 0.78861 | 0.68392 | 0.68392 | 0.94174 | 0.63791 | 0.16945 | 0.19307 | 0.64629 | 0.66641 | 0.85008 | 0.16623 | 0.30592 | 0.18619 | 0.79057 | 0.66641 | 0 | 0 | 0.85 | 0.85 | 0.85 | 0.85 | 0.94174 | 0.16623 | 0.7483 | 0.13515 | 0.64577
2025-07-30 18:00 | 91686.6623 | 89650.063 | 1715.1834 | 321.4159 | 0.077461 | 0.15756 | 0.1568 | 0.17129 | 211 | 18 | Summer Peak | 0.77717 | 0.6836 | 0.6836 | 0.94203 | 0.63783 | 0.1568 | 0.077461 | 0.60617 | 0.66641 | 0.85008 | 0.1346 | 0.34292 | 0.17129 | 0.79262 | 0.66641 | 0 | 0 | 0.85 | 0.85 | 0.85 | 0.85 | 0.94203 | 0.1346 | 0.75998 | 0.054223 | 0.64577
2025-07-30 19:00 | 90385.5217 | 89949.0165 | 116.4682 | 320.037 | 0.0052599 | 0.15688 | 0.15595 | 0.17365 | 211 | 19 | Summer Peak | 0.76366 | 0.68109 | 0.68109 | 0.94271 | 0.60381 | 0.15595 | 0.0052599 | 0.44937 | 0.66641 | 0.85008 | 0.12071 | 0.31855 | 0.17365 | 0.79179 | 0.66641 | 0 | 0 | 0.85 | 0.85 | 0.85 | 0.85 | 0.94271 | 0.12071 | 0.76663 | 0.003682 | 0.63912
2025-07-30 20:00 | 86503.8092 | 86181.6488 | 0 | 322.1604 | 0 | 0.15792 | 0.15658 | 0.18225 | 211 | 20 | Summer Peak | 0.7569 | 0.67975 | 0.67975 | 0.94323 | 0.56051 | 0.15658 | 0 | 0.12967 | 0.66641 | 0.85008 | 0.11687 | 0.20126 | 0.18225 | 0.79043 | 0.66641 | 0 | 0 | 0.85 | 0.85 | 0.85 | 0.85 | 0.94323 | 0.11687 | 0.77989 | 0 | 0.73393
2025-07-30 21:00 | 82848.2278 | 82526.7014 | 0 | 321.5264 | 0 | 0.15761 | 0.15591 | 0.1883 | 211 | 21 | Summer Peak | 0.74352 | 0.65516 | 0.65516 | 0.94391 | 0.50938 | 0.15591 | 0 | 0 | 0.66641 | 0.85008 | 0.10298 | 0.088964 | 0.1883 | 0.77724 | 0.66641 | 0 | 0 | 0.85 | 0.85 | 0.85 | 0.85 | 0.94391 | 0.10298 | 0.77127 | 0 | 0.52035
2025-07-30 22:00 | 77778.7511 | 77454.7425 | 0 | 324.0085 | 0 | 0.15883 | 0.15734 | 0.18573 | 211 | 22 | Summer Peak | 0.71092 | 0.62055 | 0.62055 | 0.94151 | 0.47516 | 0.15734 | 0 | 0 | 0.66641 | 0.85008 | 0.074736 | 0.031525 | 0.18573 | 0.72238 | 0.66641 | 0 | 0 | 0.85 | 0.85 | 0.85 | 0.85 | 0.94151 | 0.074736 | 0.72371 | 0 | 0.14779
2025-07-30 23:00 | 72814.8032 | 72482.384 | 0 | 332.4192 | 0 | 0.16295 | 0.16218 | 0.17687 | 211 | 23 | Summer Peak | 0.70195 | 0.57992 | 0.57992 | 0.941 | 0.4275 | 0.16218 | 0 | 0 | 0.66478 | 0.85008 | 0.061507 | 0.02346 | 0.17687 | 0.65079 | 0.66478 | 0 | 0 | 0.85 | 0.85 | 0.85 | 0.85 | 0.941 | 0.061507 | 0.65847 | 0 | 0.14779
2025-07-31 00:00 | 70030.4289 | 69693.5352 | 0 | 336.8937 | 0 | 0.16514 | 0.16467 | 0.17368 | 212 | 0 | Summer Peak | 0.66085 | 0.54873 | 0.54873 | 0.93782 | 0.38915 | 0.16467 | 0 | 0 | 0.66478 | 0.85008 | 0.048067 | 0.018972 | 0.17368 | 0.5735 | 0.66478 | 0 | 0 | 0.85 | 0.85 | 0.85 | 0.85 | 0.93782 | 0.048067 | 0.60816 | 0 | 0.085277
2025-07-31 01:00 | 68837.5741 | 68498.1133 | 0 | 339.4608 | 0 | 0.1664 | 0.16616 | 0.17081 | 212 | 1 | Summer Peak | 0.60795 | 0.52302 | 0.52302 | 0.93903 | 0.34221 | 0.16616 | 0 | 0 | 0.66478 | 0.85008 | 0.033371 | 0.018972 | 0.17081 | 0.51885 | 0.66478 | 0 | 0 | 0.85 | 0.85 | 0.85 | 0.85 | 0.93903 | 0.033371 | 0.54715 | 0 | 0
2025-07-31 02:00 | 68234.4208 | 67891.3405 | 0 | 343.0803 | 0 | 0.16818 | 0.16831 | 0.1658 | 212 | 2 | Summer Peak | 0.56488 | 0.4979 | 0.4979 | 0.93896 | 0.28723 | 0.16831 | 0 | 0 | 0.66478 | 0.85008 | 0.028135 | 0.018479 | 0.1658 | 0.48751 | 0.66478 | 0 | 0 | 0.85 | 0.85 | 0.85 | 0.85 | 0.93896 | 0.028135 | 0.52145 | 0 | 0
2025-07-31 03:00 | 67736.655 | 67383.723 | 0 | 352.932 | 0 | 0.17301 | 0.17333 | 0.16714 | 212 | 3 | Summer Peak | 0.53882 | 0.47726 | 0.47726 | 0.93932 | 0.24901 | 0.17333 | 0 | 0 | 0.66478 | 0.85008 | 0.028694 | 0.018439 | 0.16714 | 0.47281 | 0.66478 | 0 | 0 | 0.85 | 0.85 | 0.85 | 0.85 | 0.93932 | 0.028694 | 0.51743 | 0 | 0
2025-07-31 04:00 | 67833.3663 | 67472.8624 | 0 | 360.5039 | 0 | 0.17672 | 0.17717 | 0.16859 | 212 | 4 | Summer Peak | 0.52997 | 0.46957 | 0.46957 | 0.94042 | 0.23186 | 0.17717 | 0 | 0 | 0.66478 | 0.85008 | 0.028729 | 0.018439 | 0.16859 | 0.48381 | 0.66478 | 0 | 0 | 0.85 | 0.85 | 0.85 | 0.85 | 0.94042 | 0.028729 | 0.5208 | 0 | 0
2025-07-31 05:00 | 71247.3965 | 70738.1637 | 148.206 | 361.0268 | 0.0066933 | 0.17697 | 0.17737 | 0.16985 | 212 | 5 | Summer Peak | 0.53054 | 0.47882 | 0.47882 | 0.94133 | 0.22414 | 0.17737 | 0.0066933 | 0 | 0.66478 | 0.85008 | 0.029636 | 0.018439 | 0.16985 | 0.51322 | 0.66478 | 0 | 0 | 0.85 | 0.85 | 0.85 | 0.85 | 0.94133 | 0.029636 | 0.53321 | 0.0046853 | 0
2025-07-31 06:00 | 79836.569 | 77619.9218 | 1898.5075 | 318.1396 | 0.08574 | 0.15595 | 0.15583 | 0.15809 | 212 | 6 | Summer Peak | 0.54996 | 0.49294 | 0.49294 | 0.94251 | 0.22328 | 0.15583 | 0.08574 | 0 | 0.66478 | 0.85008 | 0.031661 | 0.018439 | 0.15809 | 0.50951 | 0.66478 | 0 | 0 | 0.85 | 0.85 | 0.85 | 0.85 | 0.94251 | 0.031661 | 0.52179 | 0.060018 | 0
2025-07-31 07:00 | 87118.96 | 82169.3588 | 4642.2592 | 307.342 | 0.20965 | 0.15066 | 0.15109 | 0.14282 | 212 | 7 | Summer Peak | 0.58498 | 0.50378 | 0.50378 | 0.94422 | 0.23952 | 0.15109 | 0.20965 | 0 | 0.66478 | 0.85008 | 0.043006 | 0.018439 | 0.14282 | 0.54135 | 0.66478 | 0 | 0 | 0.85 | 0.85 | 0.85 | 0.85 | 0.94422 | 0.043006 | 0.53827 | 0.14676 | 0
2025-07-31 08:00 | 87361.3029 | 79631.624 | 7409.0281 | 320.6508 | 0.33461 | 0.15718 | 0.15802 | 0.14199 | 212 | 8 | Summer Peak | 0.61718 | 0.51602 | 0.51602 | 0.94452 | 0.25851 | 0.15802 | 0.33461 | 0.22208 | 0.66478 | 0.85008 | 0.059063 | 0.018439 | 0.14199 | 0.57843 | 0.66478 | 0 | 0 | 0.85 | 0.85 | 0.85 | 0.85 | 0.94452 | 0.059063 | 0.56762 | 0.23422 | 0
2025-07-31 09:00 | 86277.3072 | 76347.7392 | 9600.3413 | 329.2267 | 0.43357 | 0.16139 | 0.16256 | 0.14012 | 212 | 9 | Summer Peak | 0.62852 | 0.53273 | 0.53273 | 0.94402 | 0.27851 | 0.16256 | 0.43357 | 0.50665 | 0.66478 | 0.85008 | 0.083812 | 0.018439 | 0.14012 | 0.62398 | 0.66478 | 0 | 0 | 0.85 | 0.85 | 0.85 | 0.85 | 0.94402 | 0.083812 | 0.60185 | 0.3035 | 0
2025-07-31 10:00 | 84901.0143 | 73600.6928 | 10962.2961 | 338.0254 | 0.49508 | 0.1657 | 0.16756 | 0.13197 | 212 | 10 | Summer Peak | 0.6635 | 0.56377 | 0.56377 | 0.94296 | 0.29263 | 0.16756 | 0.49508 | 0.61289 | 0.66524 | 0.85008 | 0.11355 | 0.018462 | 0.13197 | 0.68019 | 0.66524 | 0 | 0 | 0.85 | 0.85 | 0.85 | 0.85 | 0.94296 | 0.11355 | 0.64287 | 0.34656 | 0
2025-07-31 11:00 | 83544.9029 | 71579.3251 | 11625.7776 | 339.8003 | 0.52504 | 0.16657 | 0.16885 | 0.12533 | 212 | 11 | Summer Peak | 0.6962 | 0.60004 | 0.60004 | 0.9419 | 0.35197 | 0.16885 | 0.52504 | 0.61909 | 0.66641 | 0.85008 | 0.11554 | 0.026689 | 0.12533 | 0.74089 | 0.66641 | 0 | 0 | 0.85 | 0.85 | 0.85 | 0.85 | 0.9419 | 0.11554 | 0.69789 | 0.36753 | 0.0030788
2025-07-31 12:00 | 83956.7734 | 71880.2281 | 11744.9271 | 331.6182 | 0.53042 | 0.16256 | 0.16465 | 0.12471 | 212 | 12 | Summer Peak | 0.73007 | 0.63153 | 0.63153 | 0.94069 | 0.40099 | 0.16465 | 0.53042 | 0.62974 | 0.66641 | 0.85008 | 0.12556 | 0.055968 | 0.12471 | 0.77239 | 0.66641 | 0 | 0 | 0.85 | 0.85 | 0.85 | 0.85 | 0.94069 | 0.12556 | 0.71635 | 0.3713 | 0.26845
2025-07-31 13:00 | 84158.7908 | 72466.7451 | 11373.4093 | 318.6363 | 0.51365 | 0.15619 | 0.15758 | 0.13114 | 212 | 13 | Summer Peak | 0.7516 | 0.65557 | 0.65557 | 0.94088 | 0.46995 | 0.15758 | 0.51365 | 0.6577 | 0.66641 | 0.85008 | 0.12863 | 0.12809 | 0.13114 | 0.78077 | 0.66641 | 0 | 0 | 0.85 | 0.85 | 0.85 | 0.85 | 0.94088 | 0.12863 | 0.7268 | 0.35955 | 0.50611
2025-07-31 14:00 | 84122.9944 | 73465.1544 | 10356.972 | 300.868 | 0.46774 | 0.14748 | 0.14806 | 0.13712 | 212 | 14 | Summer Peak | 0.76878 | 0.67073 | 0.67073 | 0.94097 | 0.53463 | 0.14806 | 0.46774 | 0.64788 | 0.66641 | 0.85008 | 0.1441 | 0.17799 | 0.13712 | 0.78216 | 0.66641 | 0 | 0 | 0.85 | 0.85 | 0.85 | 0.85 | 0.94097 | 0.1441 | 0.73226 | 0.32742 | 0.61394
2025-07-31 15:00 | 84675.1029 | 75639.0573 | 8753.7904 | 282.2552 | 0.39534 | 0.13836 | 0.13825 | 0.14028 | 212 | 15 | Summer Peak | 0.7772 | 0.67923 | 0.67923 | 0.94166 | 0.5735 | 0.13825 | 0.39534 | 0.66571 | 0.66641 | 0.85008 | 0.14654 | 0.22333 | 0.14028 | 0.78664 | 0.66641 | 0 | 0 | 0.85 | 0.85 | 0.85 | 0.85 | 0.94166 | 0.14654 | 0.73676 | 0.27674 | 0.62604
2025-07-31 16:00 | 87948.6032 | 81119.6976 | 6564.0959 | 264.8097 | 0.29645 | 0.12981 | 0.12915 | 0.14164 | 212 | 16 | Summer Peak | 0.78314 | 0.68706 | 0.68706 | 0.94152 | 0.61016 | 0.12915 | 0.29645 | 0.67009 | 0.66641 | 0.85008 | 0.16455 | 0.25334 | 0.14164 | 0.78825 | 0.66641 | 0 | 0 | 0.85 | 0.85 | 0.85 | 0.85 | 0.94152 | 0.16455 | 0.7439 | 0.20751 | 0.63934
2025-07-31 17:00 | 90825.3545 | 86507.324 | 4076.4799 | 241.5506 | 0.1841 | 0.11841 | 0.11722 | 0.13985 | 212 | 17 | Summer Peak | 0.78861 | 0.68392 | 0.68392 | 0.94174 | 0.63791 | 0.11722 | 0.1841 | 0.64629 | 0.66641 | 0.85008 | 0.16623 | 0.30592 | 0.13985 | 0.79057 | 0.66641 | 0 | 0 | 0.85 | 0.85 | 0.85 | 0.85 | 0.94174 | 0.16623 | 0.7483 | 0.12887 | 0.64577
2025-07-31 18:00 | 93642.2341 | 91823.3862 | 1589.0585 | 229.7895 | 0.071765 | 0.11264 | 0.11127 | 0.13736 | 212 | 18 | Summer Peak | 0.77717 | 0.6836 | 0.6836 | 0.94203 | 0.63783 | 0.11127 | 0.071765 | 0.60617 | 0.66641 | 0.85008 | 0.1346 | 0.34292 | 0.13736 | 0.79262 | 0.66641 | 0 | 0 | 0.85 | 0.85 | 0.85 | 0.85 | 0.94203 | 0.1346 | 0.75998 | 0.050236 | 0.64577
2025-07-31 19:00 | 92485.8157 | 92130.8573 | 105.0583 | 249.9001 | 0.0047446 | 0.1225 | 0.1214 | 0.14239 | 212 | 19 | Summer Peak | 0.76366 | 0.68109 | 0.68109 | 0.94271 | 0.60381 | 0.1214 | 0.0047446 | 0.44937 | 0.66641 | 0.85008 | 0.12071 | 0.31855 | 0.14239 | 0.79179 | 0.66641 | 0 | 0 | 0.85 | 0.85 | 0.85 | 0.85 | 0.94271 | 0.12071 | 0.76663 | 0.0033213 | 0.63912
2025-07-31 20:00 | 88794.4211 | 88527.9425 | 0 | 266.4786 | 0 | 0.13063 | 0.12972 | 0.14708 | 212 | 20 | Summer Peak | 0.7569 | 0.67975 | 0.67975 | 0.94323 | 0.56051 | 0.12972 | 0 | 0.12967 | 0.66641 | 0.85008 | 0.11687 | 0.20126 | 0.14708 | 0.79043 | 0.66641 | 0 | 0 | 0.85 | 0.85 | 0.85 | 0.85 | 0.94323 | 0.11687 | 0.77989 | 0 | 0.73393
2025-07-31 21:00 | 85227.195 | 84953.6395 | 0 | 273.5555 | 0 | 0.1341 | 0.13327 | 0.14898 | 212 | 21 | Summer Peak | 0.74352 | 0.65516 | 0.65516 | 0.94391 | 0.50938 | 0.13327 | 0 | 0 | 0.66641 | 0.85008 | 0.10298 | 0.088964 | 0.14898 | 0.77724 | 0.66641 | 0 | 0 | 0.85 | 0.85 | 0.85 | 0.85 | 0.94391 | 0.10298 | 0.77127 | 0 | 0.52035
2025-07-31 22:00 | 80260.1241 | 79986.4846 | 0 | 273.6396 | 0 | 0.13414 | 0.13339 | 0.14759 | 212 | 22 | Summer Peak | 0.71092 | 0.62055 | 0.62055 | 0.94151 | 0.47516 | 0.13339 | 0 | 0 | 0.66641 | 0.85008 | 0.074736 | 0.031525 | 0.14759 | 0.72238 | 0.66641 | 0 | 0 | 0.85 | 0.85 | 0.85 | 0.85 | 0.94151 | 0.074736 | 0.72371 | 0 | 0.14779
2025-07-31 23:00 | 75427.4658 | 75142.6521 | 0 | 284.8138 | 0 | 0.13961 | 0.13938 | 0.14387 | 212 | 23 | Summer Peak | 0.70195 | 0.57992 | 0.57992 | 0.941 | 0.4275 | 0.13938 | 0 | 0 | 0.66478 | 0.85008 | 0.061507 | 0.02346 | 0.14387 | 0.65079 | 0.66478 | 0 | 0 | 0.85 | 0.85 | 0.85 | 0.85 | 0.941 | 0.061507 | 0.65847 | 0 | 0.14779
2025-08-01 00:00 | 70465.6048 | 70166.0932 | 0 | 299.5117 | 0 | 0.14682 | 0.14717 | 0.14041 | 213 | 0 | Summer Peak | 0.66085 | 0.54873 | 0.54873 | 0.93782 | 0.38915 | 0.14717 | 0 | 0 | 0.66478 | 0.85008 | 0.048067 | 0.018972 | 0.14041 | 0.5735 | 0.66478 | 0 | 0 | 0.85 | 0.85 | 0.85 | 0.85 | 0.93782 | 0.048067 | 0.60816 | 0 | 0.085277
2025-08-01 01:00 | 69204.2959 | 68899.9702 | 0 | 304.3258 | 0 | 0.14918 | 0.14987 | 0.13677 | 213 | 1 | Summer Peak | 0.60795 | 0.52302 | 0.52302 | 0.93903 | 0.34221 | 0.14987 | 0 | 0 | 0.66478 | 0.85008 | 0.033371 | 0.018972 | 0.13677 | 0.51885 | 0.66478 | 0 | 0 | 0.85 | 0.85 | 0.85 | 0.85 | 0.93903 | 0.033371 | 0.54715 | 0 | 0
2025-08-01 02:00 | 68435.111 | 68138.861 | 0 | 296.25 | 0 | 0.14522 | 0.14589 | 0.13315 | 213 | 2 | Summer Peak | 0.56488 | 0.4979 | 0.4979 | 0.93896 | 0.28723 | 0.14589 | 0 | 0 | 0.66478 | 0.85008 | 0.028135 | 0.018479 | 0.13315 | 0.48751 | 0.66478 | 0 | 0 | 0.85 | 0.85 | 0.85 | 0.85 | 0.93896 | 0.028135 | 0.52145 | 0 | 0
2025-08-01 03:00 | 67813.0008 | 67532.114 | 0 | 280.8868 | 0 | 0.13769 | 0.13819 | 0.12857 | 213 | 3 | Summer Peak | 0.53882 | 0.47726 | 0.47726 | 0.93932 | 0.24901 | 0.13819 | 0 | 0 | 0.66478 | 0.85008 | 0.028694 | 0.018439 | 0.12857 | 0.47281 | 0.66478 | 0 | 0 | 0.85 | 0.85 | 0.85 | 0.85 | 0.93932 | 0.028694 | 0.51743 | 0 | 0
2025-08-01 04:00 | 67695.3523 | 67428.237 | 0 | 267.1153 | 0 | 0.13094 | 0.1316 | 0.1189 | 213 | 4 | Summer Peak | 0.52997 | 0.46957 | 0.46957 | 0.94042 | 0.23186 | 0.1316 | 0 | 0 | 0.66478 | 0.85008 | 0.028729 | 0.018439 | 0.1189 | 0.48381 | 0.66478 | 0 | 0 | 0.85 | 0.85 | 0.85 | 0.85 | 0.94042 | 0.028729 | 0.5208 | 0 | 0
2025-08-01 05:00 | 70897.7254 | 70500.8661 | 144.0863 | 252.773 | 0.0065072 | 0.12391 | 0.12475 | 0.10862 | 213 | 5 | Summer Peak | 0.53054 | 0.47882 | 0.47882 | 0.94133 | 0.22414 | 0.12475 | 0.0065072 | 0 | 0.66478 | 0.85008 | 0.029636 | 0.018439 | 0.10862 | 0.51322 | 0.66478 | 0 | 0 | 0.85 | 0.85 | 0.85 | 0.85 | 0.94133 | 0.029636 | 0.53321 | 0.0045551 | 0
2025-08-01 06:00 | 79058.5751 | 76889.2849 | 1955.4117 | 213.8786 | 0.08831 | 0.10484 | 0.10567 | 0.089893 | 213 | 6 | Summer Peak | 0.54996 | 0.49294 | 0.49294 | 0.94251 | 0.22328 | 0.10567 | 0.08831 | 0 | 0.66478 | 0.85008 | 0.031661 | 0.018439 | 0.089893 | 0.50951 | 0.66478 | 0 | 0 | 0.85 | 0.85 | 0.85 | 0.85 | 0.94251 | 0.031661 | 0.52179 | 0.061817 | 0
2025-08-01 07:00 | 86113.5493 | 81137.1834 | 4785.9557 | 190.4101 | 0.21614 | 0.093338 | 0.0946 | 0.070527 | 213 | 7 | Summer Peak | 0.58498 | 0.50378 | 0.50378 | 0.94422 | 0.23952 | 0.0946 | 0.21614 | 0 | 0.66478 | 0.85008 | 0.043006 | 0.018439 | 0.070527 | 0.54135 | 0.66478 | 0 | 0 | 0.85 | 0.85 | 0.85 | 0.85 | 0.94422 | 0.043006 | 0.53827 | 0.1513 | 0
2025-08-01 08:00 | 85898.8765 | 78064.2059 | 7642.2054 | 192.4651 | 0.34514 | 0.094346 | 0.095806 | 0.067955 | 213 | 8 | Summer Peak | 0.61718 | 0.51602 | 0.51602 | 0.94452 | 0.25851 | 0.095806 | 0.34514 | 0.22208 | 0.66478 | 0.85008 | 0.059063 | 0.018439 | 0.067955 | 0.57843 | 0.66478 | 0 | 0 | 0.85 | 0.85 | 0.85 | 0.85 | 0.94452 | 0.059063 | 0.56762 | 0.2416 | 0
2025-08-01 09:00 | 84541.7538 | 74244.7018 | 10108.0164 | 189.0357 | 0.4565 | 0.092665 | 0.093596 | 0.07583 | 213 | 9 | Summer Peak | 0.62852 | 0.53273 | 0.53273 | 0.94402 | 0.27851 | 0.093596 | 0.4565 | 0.50665 | 0.66478 | 0.85008 | 0.083812 | 0.018439 | 0.07583 | 0.62398 | 0.66478 | 0 | 0 | 0.85 | 0.85 | 0.85 | 0.85 | 0.94402 | 0.083812 | 0.60185 | 0.31955 | 0
2025-08-01 10:00 | 83000.4371 | 70957.8676 | 11855.6162 | 186.9533 | 0.53542 | 0.091644 | 0.09219 | 0.081777 | 213 | 10 | Summer Peak | 0.6635 | 0.56377 | 0.56377 | 0.94296 | 0.29263 | 0.09219 | 0.53542 | 0.61289 | 0.66524 | 0.85008 | 0.11355 | 0.018462 | 0.081777 | 0.68019 | 0.66524 | 0 | 0 | 0.85 | 0.85 | 0.85 | 0.85 | 0.94296 | 0.11355 | 0.64287 | 0.3748 | 0
2025-08-01 11:00 | 81499.3068 | 68435.2762 | 12872.7085 | 191.3221 | 0.58136 | 0.093785 | 0.094359 | 0.083411 | 213 | 11 | Summer Peak | 0.6962 | 0.60004 | 0.60004 | 0.9419 | 0.35197 | 0.094359 | 0.58136 | 0.61909 | 0.66641 | 0.85008 | 0.11554 | 0.026689 | 0.083411 | 0.74089 | 0.66641 | 0 | 0 | 0.85 | 0.85 | 0.85 | 0.85 | 0.9419 | 0.11554 | 0.69789 | 0.40695 | 0.0030788
2025-08-01 12:00 | 81774.6298 | 68416.6429 | 13158.2812 | 199.7057 | 0.59425 | 0.097895 | 0.098679 | 0.083732 | 213 | 12 | Summer Peak | 0.73007 | 0.63153 | 0.63153 | 0.94069 | 0.40099 | 0.098679 | 0.59425 | 0.62974 | 0.66641 | 0.85008 | 0.12556 | 0.055968 | 0.083732 | 0.77239 | 0.66641 | 0 | 0 | 0.85 | 0.85 | 0.85 | 0.85 | 0.94069 | 0.12556 | 0.71635 | 0.41598 | 0.26845
2025-08-01 13:00 | 81868.0183 | 68904.8011 | 12758.56 | 204.6573 | 0.5762 | 0.10032 | 0.10119 | 0.084643 | 213 | 13 | Summer Peak | 0.7516 | 0.65557 | 0.65557 | 0.94088 | 0.46995 | 0.10119 | 0.5762 | 0.6577 | 0.66641 | 0.85008 | 0.12863 | 0.12809 | 0.084643 | 0.78077 | 0.66641 | 0 | 0 | 0.85 | 0.85 | 0.85 | 0.85 | 0.94088 | 0.12863 | 0.7268 | 0.40334 | 0.50611
2025-08-01 14:00 | 81798.0128 | 69892.0119 | 11697.0609 | 208.9401 | 0.52826 | 0.10242 | 0.10318 | 0.088741 | 213 | 14 | Summer Peak | 0.76878 | 0.67073 | 0.67073 | 0.94097 | 0.53463 | 0.10318 | 0.52826 | 0.64788 | 0.66641 | 0.85008 | 0.1441 | 0.17799 | 0.088741 | 0.78216 | 0.66641 | 0 | 0 | 0.85 | 0.85 | 0.85 | 0.85 | 0.94097 | 0.1441 | 0.73226 | 0.36978 | 0.61394
2025-08-01 15:00 | 82314.092 | 72166.2129 | 9936.602 | 211.2771 | 0.44876 | 0.10357 | 0.104 | 0.095705 | 213 | 15 | Summer Peak | 0.7772 | 0.67923 | 0.67923 | 0.94166 | 0.5735 | 0.104 | 0.44876 | 0.66571 | 0.66641 | 0.85008 | 0.14654 | 0.22333 | 0.095705 | 0.78664 | 0.66641 | 0 | 0 | 0.85 | 0.85 | 0.85 | 0.85 | 0.94166 | 0.14654 | 0.73676 | 0.31413 | 0.62604
2025-08-01 16:00 | 85497.3161 | 77752.076 | 7536.1581 | 209.082 | 0.34035 | 0.10249 | 0.10248 | 0.10278 | 213 | 16 | Summer Peak | 0.78314 | 0.68706 | 0.68706 | 0.94152 | 0.61016 | 0.10248 | 0.34035 | 0.67009 | 0.66641 | 0.85008 | 0.16455 | 0.25334 | 0.10278 | 0.78825 | 0.66641 | 0 | 0 | 0.85 | 0.85 | 0.85 | 0.85 | 0.94152 | 0.16455 | 0.7439 | 0.23824 | 0.63934
2025-08-01 17:00 | 88371.1706 | 83582.7763 | 4587.1964 | 201.1978 | 0.20717 | 0.098626 | 0.098277 | 0.10495 | 213 | 17 | Summer Peak | 0.78861 | 0.68392 | 0.68392 | 0.94174 | 0.63791 | 0.098277 | 0.20717 | 0.64629 | 0.66641 | 0.85008 | 0.16623 | 0.30592 | 0.10495 | 0.79057 | 0.66641 | 0 | 0 | 0.85 | 0.85 | 0.85 | 0.85 | 0.94174 | 0.16623 | 0.7483 | 0.14502 | 0.64577
2025-08-01 18:00 | 91282.8759 | 89255.3685 | 1830.0605 | 197.4469 | 0.082649 | 0.096788 | 0.096348 | 0.10473 | 213 | 18 | Summer Peak | 0.77717 | 0.6836 | 0.6836 | 0.94203 | 0.63783 | 0.096348 | 0.082649 | 0.60617 | 0.66641 | 0.85008 | 0.1346 | 0.34292 | 0.10473 | 0.79262 | 0.66641 | 0 | 0 | 0.85 | 0.85 | 0.85 | 0.85 | 0.94203 | 0.1346 | 0.75998 | 0.057854 | 0.64577
2025-08-01 19:00 | 90704.8166 | 90374.7749 | 112.6395 | 217.4022 | 0.005087 | 0.10657 | 0.10639 | 0.10977 | 213 | 19 | Summer Peak | 0.76366 | 0.68109 | 0.68109 | 0.94271 | 0.60381 | 0.10639 | 0.005087 | 0.44937 | 0.66641 | 0.85008 | 0.12071 | 0.31855 | 0.10977 | 0.79179 | 0.66641 | 0 | 0 | 0.85 | 0.85 | 0.85 | 0.85 | 0.94271 | 0.12071 | 0.76663 | 0.0035609 | 0.63912
2025-08-01 20:00 | 87376.8044 | 87138.0016 | 0 | 238.8027 | 0 | 0.11706 | 0.11732 | 0.11234 | 213 | 20 | Summer Peak | 0.7569 | 0.67975 | 0.67975 | 0.94323 | 0.56051 | 0.11732 | 0 | 0.12967 | 0.66641 | 0.85008 | 0.11687 | 0.20126 | 0.11234 | 0.79043 | 0.66641 | 0 | 0 | 0.85 | 0.85 | 0.85 | 0.85 | 0.94323 | 0.11687 | 0.77989 | 0 | 0.73393
2025-08-01 21:00 | 84157.2109 | 83904.3501 | 0 | 252.8608 | 0 | 0.12395 | 0.12445 | 0.11488 | 213 | 21 | Summer Peak | 0.74352 | 0.65516 | 0.65516 | 0.94391 | 0.50938 | 0.12445 | 0 | 0 | 0.66641 | 0.85008 | 0.10298 | 0.088964 | 0.11488 | 0.77724 | 0.66641 | 0 | 0 | 0.85 | 0.85 | 0.85 | 0.85 | 0.94391 | 0.10298 | 0.77127 | 0 | 0.52035
2025-08-01 22:00 | 79502.4347 | 79243.0979 | 0 | 259.3368 | 0 | 0.12713 | 0.12755 | 0.11952 | 213 | 22 | Summer Peak | 0.71092 | 0.62055 | 0.62055 | 0.94151 | 0.47516 | 0.12755 | 0 | 0 | 0.66641 | 0.85008 | 0.074736 | 0.031525 | 0.11952 | 0.72238 | 0.66641 | 0 | 0 | 0.85 | 0.85 | 0.85 | 0.85 | 0.94151 | 0.074736 | 0.72371 | 0 | 0.14779
2025-08-01 23:00 | 74862.4145 | 74599.3936 | 0 | 263.0209 | 0 | 0.12893 | 0.12917 | 0.12455 | 213 | 23 | Summer Peak | 0.70195 | 0.57992 | 0.57992 | 0.941 | 0.4275 | 0.12917 | 0 | 0 | 0.66478 | 0.85008 | 0.061507 | 0.02346 | 0.12455 | 0.65079 | 0.66478 | 0 | 0 | 0.85 | 0.85 | 0.85 | 0.85 | 0.941 | 0.061507 | 0.65847 | 0 | 0.14779
2025-08-02 00:00 | 53334.9951 | 53069.8187 | 0 | 265.1764 | 0 | 0.12999 | 0.13024 | 0.12546 | 214 | 0 | Summer | 0.55471 | 0.48104 | 0.48104 | 0.94878 | 0.35614 | 0.13024 | 0 | 0 | 0.66443 | 0.85008 | 0.012218 | 0.019437 | 0.12546 | 0.52743 | 0.66443 | 0 | 0 | 0.85 | 0.85 | 0.85 | 0.85 | 0.94878 | 0.012218 | 0.59514 | 0 | 0.042639
2025-08-02 01:00 | 52342.4482 | 52077.5299 | 0 | 264.9183 | 0 | 0.12986 | 0.13038 | 0.12051 | 214 | 1 | Summer | 0.51573 | 0.45924 | 0.45924 | 0.94906 | 0.29865 | 0.13038 | 0 | 0 | 0.66443 | 0.85008 | 0.012287 | 0.019437 | 0.12051 | 0.48331 | 0.66443 | 0 | 0 | 0.85 | 0.85 | 0.85 | 0.85 | 0.94906 | 0.012287 | 0.55167 | 0 | 0
2025-08-02 02:00 | 51867.4797 | 51602.0301 | 0 | 265.4496 | 0 | 0.13012 | 0.1309 | 0.11604 | 214 | 2 | Summer | 0.47769 | 0.44425 | 0.44425 | 0.94941 | 0.25138 | 0.1309 | 0 | 0 | 0.66443 | 0.85008 | 0.012567 | 0.019191 | 0.11604 | 0.46524 | 0.66443 | 0 | 0 | 0.85 | 0.85 | 0.85 | 0.85 | 0.94941 | 0.012567 | 0.53289 | 0 | 0
2025-08-02 03:00 | 51577.4653 | 51314.4145 | 0 | 263.0508 | 0 | 0.12895 | 0.12988 | 0.11212 | 214 | 3 | Summer | 0.46012 | 0.43819 | 0.43819 | 0.9491 | 0.22464 | 0.12988 | 0 | 0 | 0.66443 | 0.85008 | 0.012532 | 0.01917 | 0.11212 | 0.45789 | 0.66443 | 0 | 0 | 0.85 | 0.85 | 0.85 | 0.85 | 0.9491 | 0.012532 | 0.52986 | 0 | 0
2025-08-02 04:00 | 51581.2081 | 51322.9797 | 0 | 258.2284 | 0 | 0.12658 | 0.12741 | 0.1117 | 214 | 4 | Summer | 0.44971 | 0.43054 | 0.43054 | 0.94949 | 0.2044 | 0.12741 | 0 | 0 | 0.66443 | 0.85008 | 0.012532 | 0.01917 | 0.1117 | 0.46405 | 0.66443 | 0 | 0 | 0.85 | 0.85 | 0.85 | 0.85 | 0.94949 | 0.012532 | 0.53565 | 0 | 0
2025-08-02 05:00 | 53056.5377 | 52673.1772 | 134.9481 | 248.4125 | 0.0060945 | 0.12177 | 0.12236 | 0.11105 | 214 | 5 | Summer | 0.45811 | 0.44299 | 0.44299 | 0.94957 | 0.18921 | 0.12236 | 0.0060945 | 0 | 0.66443 | 0.85008 | 0.012567 | 0.01917 | 0.11105 | 0.49226 | 0.66443 | 0 | 0 | 0.85 | 0.85 | 0.85 | 0.85 | 0.94957 | 0.012567 | 0.54922 | 0.0042662 | 0
2025-08-02 06:00 | 55494.0363 | 53381.5799 | 1896.8726 | 215.5838 | 0.085667 | 0.10568 | 0.10575 | 0.10438 | 214 | 6 | Summer | 0.48774 | 0.45859 | 0.45859 | 0.94971 | 0.19102 | 0.10575 | 0.085667 | 0 | 0.66443 | 0.85008 | 0.012532 | 0.018904 | 0.10438 | 0.49923 | 0.66443 | 0 | 0 | 0.85 | 0.85 | 0.85 | 0.85 | 0.94971 | 0.012532 | 0.5429 | 0.059967 | 0
2025-08-02 07:00 | 58215.0123 | 53242.9836 | 4769.4073 | 202.6213 | 0.2154 | 0.099324 | 0.099502 | 0.096107 | 214 | 7 | Summer | 0.5162 | 0.46934 | 0.46934 | 0.95016 | 0.20898 | 0.099502 | 0.2154 | 0 | 0.66478 | 0.85008 | 0.012392 | 0.018904 | 0.096107 | 0.50879 | 0.66478 | 0 | 0 | 0.85 | 0.85 | 0.85 | 0.85 | 0.95016 | 0.012392 | 0.545 | 0.15078 | 0
2025-08-02 08:00 | 60857.2198 | 52900.9108 | 7740.8162 | 215.4927 | 0.34959 | 0.10563 | 0.10583 | 0.10208 | 214 | 8 | Summer | 0.5354 | 0.4736 | 0.4736 | 0.95052 | 0.22514 | 0.10583 | 0.34959 | 0.19439 | 0.66478 | 0.85008 | 0.012602 | 0.018904 | 0.10208 | 0.53361 | 0.66478 | 0 | 0 | 0.85 | 0.85 | 0.85 | 0.85 | 0.95052 | 0.012602 | 0.54288 | 0.24471 | 0
2025-08-02 09:00 | 65048.8859 | 54566.0648 | 10265.2384 | 217.5827 | 0.4636 | 0.10666 | 0.10657 | 0.10819 | 214 | 9 | Summer | 0.54581 | 0.4857 | 0.4857 | 0.94978 | 0.24893 | 0.10657 | 0.4636 | 0.50389 | 0.66478 | 0.85008 | 0.014382 | 0.018904 | 0.10819 | 0.56932 | 0.66478 | 0 | 0 | 0.85 | 0.85 | 0.85 | 0.85 | 0.94978 | 0.014382 | 0.55471 | 0.32452 | 0
2025-08-02 10:00 | 67110.4271 | 54699.2226 | 12190.5686 | 220.6359 | 0.55055 | 0.10815 | 0.10794 | 0.11204 | 214 | 10 | Summer | 0.56661 | 0.50285 | 0.50285 | 0.94712 | 0.26186 | 0.10794 | 0.55055 | 0.61316 | 0.66501 | 0.85008 | 0.014068 | 0.018915 | 0.11204 | 0.61473 | 0.66501 | 0 | 0 | 0.85 | 0.85 | 0.85 | 0.85 | 0.94712 | 0.014068 | 0.60127 | 0.38539 | 0
2025-08-02 11:00 | 67973.671 | 54378.6288 | 13371.4418 | 223.6003 | 0.60388 | 0.10961 | 0.10931 | 0.11507 | 214 | 11 | Summer | 0.60096 | 0.52041 | 0.52041 | 0.94453 | 0.27752 | 0.10931 | 0.60388 | 0.62169 | 0.6656 | 0.85008 | 0.014417 | 0.023029 | 0.11507 | 0.67643 | 0.6656 | 0 | 0 | 0.85 | 0.85 | 0.85 | 0.85 | 0.94453 | 0.014417 | 0.64142 | 0.42272 | 0.0015394
2025-08-02 12:00 | 67851.4725 | 53911.7459 | 13719.1353 | 220.5914 | 0.61958 | 0.10813 | 0.10774 | 0.11526 | 214 | 12 | Summer | 0.62291 | 0.53799 | 0.53799 | 0.94362 | 0.31341 | 0.10774 | 0.61958 | 0.62222 | 0.6656 | 0.85008 | 0.013928 | 0.037669 | 0.11526 | 0.70982 | 0.6656 | 0 | 0 | 0.85 | 0.85 | 0.85 | 0.85 | 0.94362 | 0.013928 | 0.67439 | 0.43371 | 0.13423
2025-08-02 13:00 | 66321.4321 | 52927.7859 | 13175.5997 | 218.0465 | 0.59504 | 0.10689 | 0.10653 | 0.11325 | 214 | 13 | Summer | 0.63006 | 0.55564 | 0.55564 | 0.9422 | 0.37114 | 0.10653 | 0.59504 | 0.63828 | 0.6656 | 0.85008 | 0.014242 | 0.073749 | 0.11325 | 0.73201 | 0.6656 | 0 | 0 | 0.85 | 0.85 | 0.85 | 0.85 | 0.9422 | 0.014242 | 0.69376 | 0.41653 | 0.25305
2025-08-02 14:00 | 65973.2048 | 53990.8799 | 11761.9179 | 220.4071 | 0.53119 | 0.10804 | 0.1078 | 0.11245 | 214 | 14 | Summer | 0.6488 | 0.56826 | 0.56826 | 0.9398 | 0.41215 | 0.1078 | 0.53119 | 0.63061 | 0.66582 | 0.85008 | 0.014033 | 0.099397 | 0.11245 | 0.74849 | 0.66582 | 0 | 0 | 0.85 | 0.85 | 0.85 | 0.85 | 0.9398 | 0.014033 | 0.70785 | 0.37183 | 0.30697
2025-08-02 15:00 | 65834.3551 | 55973.2462 | 9638.5525 | 222.5563 | 0.4353 | 0.1091 | 0.10896 | 0.11148 | 214 | 15 | Summer | 0.65735 | 0.56817 | 0.56817 | 0.93752 | 0.45803 | 0.10896 | 0.4353 | 0.64444 | 0.66641 | 0.85008 | 0.013928 | 0.12232 | 0.11148 | 0.75815 | 0.66641 | 0 | 0 | 0.85 | 0.85 | 0.85 | 0.85 | 0.93752 | 0.013928 | 0.71964 | 0.30471 | 0.37998
2025-08-02 16:00 | 65509.0639 | 58374.0765 | 6914.8582 | 220.1292 | 0.31229 | 0.10791 | 0.1078 | 0.10985 | 214 | 16 | Summer | 0.66113 | 0.57399 | 0.57399 | 0.93651 | 0.48967 | 0.1078 | 0.31229 | 0.62638 | 0.66641 | 0.85008 | 0.013195 | 0.14338 | 0.10985 | 0.76334 | 0.66641 | 0 | 0 | 0.85 | 0.85 | 0.85 | 0.85 | 0.93651 | 0.013195 | 0.72909 | 0.2186 | 0.58653
2025-08-02 17:00 | 65212.5209 | 60898.106 | 4101.0688 | 213.3461 | 0.18521 | 0.10458 | 0.10444 | 0.10706 | 214 | 17 | Summer | 0.65876 | 0.57144 | 0.57144 | 0.93752 | 0.50401 | 0.10444 | 0.18521 | 0.5801 | 0.66641 | 0.85008 | 0.01309 | 0.20336 | 0.10706 | 0.76686 | 0.66641 | 0 | 0 | 0.85 | 0.85 | 0.85 | 0.85 | 0.93752 | 0.01309 | 0.74086 | 0.12965 | 0.64515
2025-08-02 18:00 | 66203.4907 | 64400.0637 | 1594.734 | 208.693 | 0.072021 | 0.1023 | 0.10219 | 0.10422 | 214 | 18 | Summer | 0.65784 | 0.57543 | 0.57543 | 0.9378 | 0.50368 | 0.10219 | 0.072021 | 0.50952 | 0.66641 | 0.85008 | 0.012846 | 0.22688 | 0.10422 | 0.77618 | 0.66641 | 0 | 0 | 0.85 | 0.85 | 0.85 | 0.85 | 0.9378 | 0.012846 | 0.75295 | 0.050415 | 0.64577
2025-08-02 19:00 | 66901.2775 | 66578.8312 | 97.9725 | 224.4738 | 0.0044246 | 0.11004 | 0.11017 | 0.10762 | 214 | 19 | Summer | 0.65654 | 0.58215 | 0.58215 | 0.93722 | 0.47421 | 0.11017 | 0.0044246 | 0.33059 | 0.66641 | 0.85008 | 0.011205 | 0.20175 | 0.10762 | 0.77565 | 0.66641 | 0 | 0 | 0.85 | 0.85 | 0.85 | 0.85 | 0.93722 | 0.011205 | 0.76424 | 0.0030972 | 0.70485
2025-08-02 20:00 | 65261.4459 | 65024.1711 | 0 | 237.2749 | 0 | 0.11631 | 0.11666 | 0.11004 | 214 | 20 | Summer | 0.6677 | 0.58557 | 0.58557 | 0.93506 | 0.44805 | 0.11666 | 0 | 0.065097 | 0.66641 | 0.85008 | 0.01131 | 0.13977 | 0.11004 | 0.77193 | 0.66641 | 0 | 0 | 0.85 | 0.85 | 0.85 | 0.85 | 0.93506 | 0.01131 | 0.76712 | 0 | 0.71244
2025-08-02 21:00 | 62810.6207 | 62564.4055 | 0 | 246.2152 | 0 | 0.12069 | 0.1211 | 0.11338 | 214 | 21 | Summer | 0.65116 | 0.57136 | 0.57136 | 0.93281 | 0.42034 | 0.1211 | 0 | 0 | 0.66641 | 0.85008 | 0.011415 | 0.067558 | 0.11338 | 0.74633 | 0.66641 | 0 | 0 | 0.85 | 0.85 | 0.85 | 0.85 | 0.93281 | 0.011415 | 0.74851 | 0 | 0.38078
2025-08-02 22:00 | 59537.9923 | 59280.6764 | 0 | 257.3158 | 0 | 0.12614 | 0.12648 | 0.11987 | 214 | 22 | Summer | 0.61469 | 0.5457 | 0.5457 | 0.9302 | 0.41049 | 0.12648 | 0 | 0 | 0.6656 | 0.85008 | 0.011659 | 0.03136 | 0.11987 | 0.66421 | 0.6656 | 0 | 0 | 0.85 | 0.85 | 0.85 | 0.85 | 0.9302 | 0.011659 | 0.69584 | 0 | 0.15401
2025-08-02 23:00 | 55991.4244 | 55725.358 | 0 | 266.0664 | 0 | 0.13042 | 0.13084 | 0.12289 | 214 | 23 | Summer | 0.59142 | 0.54754 | 0.54754 | 0.91095 | 0.36743 | 0.13084 | 0 | 0 | 0.66219 | 0.85008 | 0.011938 | 0.024002 | 0.12289 | 0.58272 | 0.66219 | 0 | 0 | 0.85 | 0.85 | 0.85 | 0.85 | 0.91095 | 0.011938 | 0.6334 | 0 | 0.13531
2025-08-03 00:00 | 53381.9934 | 53107.5936 | 0 | 274.3997 | 0 | 0.13451 | 0.13514 | 0.12311 | 215 | 0 | Summer | 0.55471 | 0.48104 | 0.48104 | 0.94878 | 0.35614 | 0.13514 | 0 | 0 | 0.66443 | 0.85008 | 0.012218 | 0.019437 | 0.12311 | 0.52743 | 0.66443 | 0 | 0 | 0.85 | 0.85 | 0.85 | 0.85 | 0.94878 | 0.012218 | 0.59514 | 0 | 0.042639
2025-08-03 01:00 | 52183.8584 | 51903.4586 | 0 | 280.3998 | 0 | 0.13745 | 0.13837 | 0.12075 | 215 | 1 | Summer | 0.51573 | 0.45924 | 0.45924 | 0.94906 | 0.29865 | 0.13837 | 0 | 0 | 0.66443 | 0.85008 | 0.012287 | 0.019437 | 0.12075 | 0.48331 | 0.66443 | 0 | 0 | 0.85 | 0.85 | 0.85 | 0.85 | 0.94906 | 0.012287 | 0.55167 | 0 | 0
2025-08-03 02:00 | 51455.7027 | 51171.042 | 0 | 284.6607 | 0 | 0.13954 | 0.14067 | 0.1192 | 215 | 2 | Summer | 0.47769 | 0.44425 | 0.44425 | 0.94941 | 0.25138 | 0.14067 | 0 | 0 | 0.66443 | 0.85008 | 0.012567 | 0.019191 | 0.1192 | 0.46524 | 0.66443 | 0 | 0 | 0.85 | 0.85 | 0.85 | 0.85 | 0.94941 | 0.012567 | 0.53289 | 0 | 0
2025-08-03 03:00 | 50959.7998 | 50672.853 | 0 | 286.9468 | 0 | 0.14066 | 0.14175 | 0.12096 | 215 | 3 | Summer | 0.46012 | 0.43819 | 0.43819 | 0.9491 | 0.22464 | 0.14175 | 0 | 0 | 0.66443 | 0.85008 | 0.012532 | 0.01917 | 0.12096 | 0.45789 | 0.66443 | 0 | 0 | 0.85 | 0.85 | 0.85 | 0.85 | 0.9491 | 0.012532 | 0.52986 | 0 | 0
2025-08-03 04:00 | 50793.8237 | 50504.4883 | 0 | 289.3354 | 0 | 0.14183 | 0.14275 | 0.12514 | 215 | 4 | Summer | 0.44971 | 0.43054 | 0.43054 | 0.94949 | 0.2044 | 0.14275 | 0 | 0 | 0.66443 | 0.85008 | 0.012532 | 0.01917 | 0.12514 | 0.46405 | 0.66443 | 0 | 0 | 0.85 | 0.85 | 0.85 | 0.85 | 0.94949 | 0.012532 | 0.53565 | 0 | 0
2025-08-03 05:00 | 52158.0414 | 51750.2771 | 109.9972 | 297.767 | 0.0049677 | 0.14596 | 0.14681 | 0.13063 | 215 | 5 | Summer | 0.45811 | 0.44299 | 0.44299 | 0.94957 | 0.18921 | 0.14681 | 0.0049677 | 0 | 0.66443 | 0.85008 | 0.012567 | 0.01917 | 0.13063 | 0.49226 | 0.66443 | 0 | 0 | 0.85 | 0.85 | 0.85 | 0.85 | 0.94957 | 0.012567 | 0.54922 | 0.0034774 | 0
2025-08-03 06:00 | 54824.8422 | 52899.8052 | 1654.7921 | 270.2449 | 0.074734 | 0.13247 | 0.13303 | 0.12238 | 215 | 6 | Summer | 0.48774 | 0.45859 | 0.45859 | 0.94971 | 0.19102 | 0.13303 | 0.074734 | 0 | 0.66443 | 0.85008 | 0.012532 | 0.018904 | 0.12238 | 0.49923 | 0.66443 | 0 | 0 | 0.85 | 0.85 | 0.85 | 0.85 | 0.94971 | 0.012532 | 0.5429 | 0.052314 | 0
2025-08-03 07:00 | 58000.5997 | 53484.6752 | 4255.1898 | 260.7348 | 0.19217 | 0.12781 | 0.12881 | 0.10971 | 215 | 7 | Summer | 0.5162 | 0.46934 | 0.46934 | 0.95016 | 0.20898 | 0.12881 | 0.19217 | 0 | 0.66478 | 0.85008 | 0.012392 | 0.018904 | 0.10971 | 0.50879 | 0.66478 | 0 | 0 | 0.85 | 0.85 | 0.85 | 0.85 | 0.95016 | 0.012392 | 0.545 | 0.13452 | 0
2025-08-03 08:00 | 61394.151 | 54141.6882 | 6961.631 | 290.8318 | 0.3144 | 0.14256 | 0.14396 | 0.11735 | 215 | 8 | Summer | 0.5354 | 0.4736 | 0.4736 | 0.95052 | 0.22514 | 0.14396 | 0.3144 | 0.19439 | 0.66478 | 0.85008 | 0.012602 | 0.018904 | 0.11735 | 0.53361 | 0.66478 | 0 | 0 | 0.85 | 0.85 | 0.85 | 0.85 | 0.95052 | 0.012602 | 0.54288 | 0.22008 | 0
2025-08-03 09:00 | 66315.4673 | 56734.1656 | 9274.3751 | 306.9267 | 0.41885 | 0.15045 | 0.15181 | 0.12587 | 215 | 9 | Summer | 0.54581 | 0.4857 | 0.4857 | 0.94978 | 0.24893 | 0.15181 | 0.41885 | 0.50389 | 0.66478 | 0.85008 | 0.014382 | 0.018904 | 0.12587 | 0.56932 | 0.66478 | 0 | 0 | 0.85 | 0.85 | 0.85 | 0.85 | 0.94978 | 0.014382 | 0.55471 | 0.29319 | 0
2025-08-03 10:00 | 68922.5732 | 57587.9605 | 11026.8246 | 307.788 | 0.49799 | 0.15088 | 0.15206 | 0.12956 | 215 | 10 | Summer | 0.56661 | 0.50285 | 0.50285 | 0.94712 | 0.26186 | 0.15206 | 0.49799 | 0.61316 | 0.66501 | 0.85008 | 0.014068 | 0.018915 | 0.12956 | 0.61473 | 0.66501 | 0 | 0 | 0.85 | 0.85 | 0.85 | 0.85 | 0.94712 | 0.014068 | 0.60127 | 0.3486 | 0
2025-08-03 11:00 | 70163.2433 | 57906.9529 | 11958.7618 | 297.5286 | 0.54008 | 0.14585 | 0.14673 | 0.12986 | 215 | 11 | Summer | 0.60096 | 0.52041 | 0.52041 | 0.94453 | 0.27752 | 0.14673 | 0.54008 | 0.62169 | 0.6656 | 0.85008 | 0.014417 | 0.023029 | 0.12986 | 0.67643 | 0.6656 | 0 | 0 | 0.85 | 0.85 | 0.85 | 0.85 | 0.94453 | 0.014417 | 0.64142 | 0.37806 | 0.0015394
2025-08-03 12:00 | 70298.3895 | 57827.1579 | 12189.357 | 281.8745 | 0.5505 | 0.13817 | 0.13866 | 0.12946 | 215 | 12 | Summer | 0.62291 | 0.53799 | 0.53799 | 0.94362 | 0.31341 | 0.13866 | 0.5505 | 0.62222 | 0.6656 | 0.85008 | 0.013928 | 0.037669 | 0.12946 | 0.70982 | 0.6656 | 0 | 0 | 0.85 | 0.85 | 0.85 | 0.85 | 0.94362 | 0.013928 | 0.67439 | 0.38535 | 0.13423
2025-08-03 13:00 | 69104.8604 | 57209.1474 | 11630.1104 | 265.6026 | 0.52524 | 0.1302 | 0.13034 | 0.12763 | 215 | 13 | Summer | 0.63006 | 0.55564 | 0.55564 | 0.9422 | 0.37114 | 0.13034 | 0.52524 | 0.63828 | 0.6656 | 0.85008 | 0.014242 | 0.073749 | 0.12763 | 0.73201 | 0.6656 | 0 | 0 | 0.85 | 0.85 | 0.85 | 0.85 | 0.9422 | 0.014242 | 0.69376 | 0.36767 | 0.25305
2025-08-03 14:00 | 69074.8086 | 58399.3244 | 10422.6266 | 252.8576 | 0.47071 | 0.12395 | 0.12387 | 0.12538 | 215 | 14 | Summer | 0.6488 | 0.56826 | 0.56826 | 0.9398 | 0.41215 | 0.12387 | 0.47071 | 0.63061 | 0.66582 | 0.85008 | 0.014033 | 0.099397 | 0.12538 | 0.74849 | 0.66582 | 0 | 0 | 0.85 | 0.85 | 0.85 | 0.85 | 0.9398 | 0.014033 | 0.70785 | 0.32949 | 0.30697
2025-08-03 15:00 | 69306.3652 | 60551.8227 | 8513.7466 | 240.7959 | 0.3845 | 0.11804 | 0.11778 | 0.12262 | 215 | 15 | Summer | 0.65735 | 0.56817 | 0.56817 | 0.93752 | 0.45803 | 0.11778 | 0.3845 | 0.64444 | 0.66641 | 0.85008 | 0.013928 | 0.12232 | 0.12262 | 0.75815 | 0.66641 | 0 | 0 | 0.85 | 0.85 | 0.85 | 0.85 | 0.93752 | 0.013928 | 0.71964 | 0.26915 | 0.37998
2025-08-03 16:00 | 69275.8282 | 62870.042 | 6178.8198 | 226.9664 | 0.27905 | 0.11126 | 0.11075 | 0.1204 | 215 | 16 | Summer | 0.66113 | 0.57399 | 0.57399 | 0.93651 | 0.48967 | 0.11075 | 0.27905 | 0.62638 | 0.66641 | 0.85008 | 0.013195 | 0.14338 | 0.1204 | 0.76334 | 0.66641 | 0 | 0 | 0.85 | 0.85 | 0.85 | 0.85 | 0.93651 | 0.013195 | 0.72909 | 0.19533 | 0.58653
2025-08-03 17:00 | 69373.1453 | 65472.242 | 3683.8865 | 217.0167 | 0.16637 | 0.10638 | 0.10565 | 0.1196 | 215 | 17 | Summer | 0.65876 | 0.57144 | 0.57144 | 0.93752 | 0.50401 | 0.10565 | 0.16637 | 0.5801 | 0.66641 | 0.85008 | 0.01309 | 0.20336 | 0.1196 | 0.76686 | 0.66641 | 0 | 0 | 0.85 | 0.85 | 0.85 | 0.85 | 0.93752 | 0.01309 | 0.74086 | 0.11646 | 0.64515
2025-08-03 18:00 | 70399.8342 | 68814.5422 | 1373.0547 | 212.2374 | 0.06201 | 0.10404 | 0.10318 | 0.11957 | 215 | 18 | Summer | 0.65784 | 0.57543 | 0.57543 | 0.9378 | 0.50368 | 0.10318 | 0.06201 | 0.50952 | 0.66641 | 0.85008 | 0.012846 | 0.22688 | 0.11957 | 0.77618 | 0.66641 | 0 | 0 | 0.85 | 0.85 | 0.85 | 0.85 | 0.9378 | 0.012846 | 0.75295 | 0.043407 | 0.64577
2025-08-03 19:00 | 69963.5056 | 69658.1796 | 77.0586 | 228.2673 | 0.0034801 | 0.1119 | 0.11133 | 0.12204 | 215 | 19 | Summer | 0.65654 | 0.58215 | 0.58215 | 0.93722 | 0.47421 | 0.11133 | 0.0034801 | 0.33059 | 0.66641 | 0.85008 | 0.011205 | 0.20175 | 0.12204 | 0.77565 | 0.66641 | 0 | 0 | 0.85 | 0.85 | 0.85 | 0.85 | 0.93722 | 0.011205 | 0.76424 | 0.0024361 | 0.70485
2025-08-03 20:00 | 67697.974 | 67455.3299 | 0 | 242.644 | 0 | 0.11894 | 0.11873 | 0.12284 | 215 | 20 | Summer | 0.6677 | 0.58557 | 0.58557 | 0.93506 | 0.44805 | 0.11873 | 0 | 0.065097 | 0.66641 | 0.85008 | 0.01131 | 0.13977 | 0.12284 | 0.77193 | 0.66641 | 0 | 0 | 0.85 | 0.85 | 0.85 | 0.85 | 0.93506 | 0.01131 | 0.76712 | 0 | 0.71244
2025-08-03 21:00 | 64715.4329 | 64458.5185 | 0 | 256.9144 | 0 | 0.12594 | 0.12608 | 0.12337 | 215 | 21 | Summer | 0.65116 | 0.57136 | 0.57136 | 0.93281 | 0.42034 | 0.12608 | 0 | 0 | 0.66641 | 0.85008 | 0.011415 | 0.067558 | 0.12337 | 0.74633 | 0.66641 | 0 | 0 | 0.85 | 0.85 | 0.85 | 0.85 | 0.93281 | 0.011415 | 0.74851 | 0 | 0.38078
2025-08-03 22:00 | 60941.6742 | 60666.3141 | 0 | 275.3601 | 0 | 0.13498 | 0.13558 | 0.1241 | 215 | 22 | Summer | 0.61469 | 0.5457 | 0.5457 | 0.9302 | 0.41049 | 0.13558 | 0 | 0 | 0.6656 | 0.85008 | 0.011659 | 0.03136 | 0.1241 | 0.66421 | 0.6656 | 0 | 0 | 0.85 | 0.85 | 0.85 | 0.85 | 0.9302 | 0.011659 | 0.69584 | 0 | 0.15401
2025-08-03 23:00 | 56950.1035 | 56660.2683 | 0 | 289.8351 | 0 | 0.14208 | 0.1431 | 0.12364 | 215 | 23 | Summer | 0.59142 | 0.54754 | 0.54754 | 0.91095 | 0.36743 | 0.1431 | 0 | 0 | 0.66219 | 0.85008 | 0.011938 | 0.024002 | 0.12364 | 0.58272 | 0.66219 | 0 | 0 | 0.85 | 0.85 | 0.85 | 0.85 | 0.91095 | 0.011938 | 0.6334 | 0 | 0.13531
2025-08-04 00:00 | 73089.2141 | 72785.8777 | 0 | 303.3365 | 0 | 0.14869 | 0.15011 | 0.12316 | 216 | 0 | Summer Peak | 0.66085 | 0.54873 | 0.54873 | 0.93782 | 0.38915 | 0.15011 | 0 | 0 | 0.66478 | 0.85008 | 0.048067 | 0.018972 | 0.12316 | 0.5735 | 0.66478 | 0 | 0 | 0.85 | 0.85 | 0.85 | 0.85 | 0.93782 | 0.048067 | 0.60816 | 0 | 0.085277
2025-08-04 01:00 | 71839.1122 | 71523.992 | 0 | 315.1203 | 0 | 0.15447 | 0.15619 | 0.12332 | 216 | 1 | Summer Peak | 0.60795 | 0.52302 | 0.52302 | 0.93903 | 0.34221 | 0.15619 | 0 | 0 | 0.66478 | 0.85008 | 0.033371 | 0.018972 | 0.12332 | 0.51885 | 0.66478 | 0 | 0 | 0.85 | 0.85 | 0.85 | 0.85 | 0.93903 | 0.033371 | 0.54715 | 0 | 0
2025-08-04 02:00 | 71095.0633 | 70770.919 | 0 | 324.1443 | 0 | 0.15889 | 0.16089 | 0.12273 | 216 | 2 | Summer Peak | 0.56488 | 0.4979 | 0.4979 | 0.93896 | 0.28723 | 0.16089 | 0 | 0 | 0.66478 | 0.85008 | 0.028135 | 0.018479 | 0.12273 | 0.48751 | 0.66478 | 0 | 0 | 0.85 | 0.85 | 0.85 | 0.85 | 0.93896 | 0.028135 | 0.52145 | 0 | 0
2025-08-04 03:00 | 70590.551 | 70258.506 | 0 | 332.045 | 0 | 0.16277 | 0.16501 | 0.12217 | 216 | 3 | Summer Peak | 0.53882 | 0.47726 | 0.47726 | 0.93932 | 0.24901 | 0.16501 | 0 | 0 | 0.66478 | 0.85008 | 0.028694 | 0.018439 | 0.12217 | 0.47281 | 0.66478 | 0 | 0 | 0.85 | 0.85 | 0.85 | 0.85 | 0.93932 | 0.028694 | 0.51743 | 0 | 0
2025-08-04 04:00 | 70691.2986 | 70357.407 | 0 | 333.8915 | 0 | 0.16367 | 0.16594 | 0.12273 | 216 | 4 | Summer Peak | 0.52997 | 0.46957 | 0.46957 | 0.94042 | 0.23186 | 0.16594 | 0 | 0 | 0.66478 | 0.85008 | 0.028729 | 0.018439 | 0.12273 | 0.48381 | 0.66478 | 0 | 0 | 0.85 | 0.85 | 0.85 | 0.85 | 0.94042 | 0.028729 | 0.5208 | 0 | 0
2025-08-04 05:00 | 73842.0288 | 73411.6662 | 103.117 | 327.2456 | 0.004657 | 0.16041 | 0.16254 | 0.12196 | 216 | 5 | Summer Peak | 0.53054 | 0.47882 | 0.47882 | 0.94133 | 0.22414 | 0.16254 | 0.004657 | 0 | 0.66478 | 0.85008 | 0.029636 | 0.018439 | 0.12196 | 0.51322 | 0.66478 | 0 | 0 | 0.85 | 0.85 | 0.85 | 0.85 | 0.94133 | 0.029636 | 0.53321 | 0.0032599 | 0
2025-08-04 06:00 | 81220.9843 | 79272.4823 | 1664.3451 | 284.1569 | 0.075165 | 0.13929 | 0.14089 | 0.11049 | 216 | 6 | Summer Peak | 0.54996 | 0.49294 | 0.49294 | 0.94251 | 0.22328 | 0.14089 | 0.075165 | 0 | 0.66478 | 0.85008 | 0.031661 | 0.018439 | 0.11049 | 0.50951 | 0.66478 | 0 | 0 | 0.85 | 0.85 | 0.85 | 0.85 | 0.94251 | 0.031661 | 0.52179 | 0.052616 | 0
2025-08-04 07:00 | 88238.7672 | 83492.3011 | 4483.6894 | 262.7768 | 0.20249 | 0.12881 | 0.13072 | 0.094312 | 216 | 7 | Summer Peak | 0.58498 | 0.50378 | 0.50378 | 0.94422 | 0.23952 | 0.13072 | 0.20249 | 0 | 0.66478 | 0.85008 | 0.043006 | 0.018439 | 0.094312 | 0.54135 | 0.66478 | 0 | 0 | 0.85 | 0.85 | 0.85 | 0.85 | 0.94422 | 0.043006 | 0.53827 | 0.14174 | 0
2025-08-04 08:00 | 88527.9258 | 80690.7032 | 7568.3751 | 268.8476 | 0.3418 | 0.13179 | 0.1342 | 0.088259 | 216 | 8 | Summer Peak | 0.61718 | 0.51602 | 0.51602 | 0.94452 | 0.25851 | 0.1342 | 0.3418 | 0.22208 | 0.66478 | 0.85008 | 0.059063 | 0.018439 | 0.088259 | 0.57843 | 0.66478 | 0 | 0 | 0.85 | 0.85 | 0.85 | 0.85 | 0.94452 | 0.059063 | 0.56762 | 0.23926 | 0
2025-08-04 09:00 | 86943.9192 | 76421.3038 | 10264.1777 | 258.4376 | 0.46355 | 0.12669 | 0.12885 | 0.087509 | 216 | 9 | Summer Peak | 0.62852 | 0.53273 | 0.53273 | 0.94402 | 0.27851 | 0.12885 | 0.46355 | 0.50665 | 0.66478 | 0.85008 | 0.083812 | 0.018439 | 0.087509 | 0.62398 | 0.66478 | 0 | 0 | 0.85 | 0.85 | 0.85 | 0.85 | 0.94402 | 0.083812 | 0.60185 | 0.32449 | 0
2025-08-04 10:00 | 84895.4868 | 72318.5979 | 12338.2027 | 238.6863 | 0.55722 | 0.117 | 0.11871 | 0.086196 | 216 | 10 | Summer Peak | 0.6635 | 0.56377 | 0.56377 | 0.94296 | 0.29263 | 0.11871 | 0.55722 | 0.61289 | 0.66524 | 0.85008 | 0.11355 | 0.018462 | 0.086196 | 0.68019 | 0.66524 | 0 | 0 | 0.85 | 0.85 | 0.85 | 0.85 | 0.94296 | 0.11355 | 0.64287 | 0.39005 | 0
2025-08-04 11:00 | 83015.1279 | 69194.5645 | 13600.5471 | 220.0163 | 0.61423 | 0.10785 | 0.10908 | 0.085554 | 216 | 11 | Summer Peak | 0.6962 | 0.60004 | 0.60004 | 0.9419 | 0.35197 | 0.10908 | 0.61423 | 0.61909 | 0.66641 | 0.85008 | 0.11554 | 0.026689 | 0.085554 | 0.74089 | 0.66641 | 0 | 0 | 0.85 | 0.85 | 0.85 | 0.85 | 0.9419 | 0.11554 | 0.69789 | 0.42996 | 0.0030788
2025-08-04 12:00 | 83128.7296 | 68977.6533 | 13948.0787 | 202.9976 | 0.62992 | 0.099509 | 0.10035 | 0.084375 | 216 | 12 | Summer Peak | 0.73007 | 0.63153 | 0.63153 | 0.94069 | 0.40099 | 0.10035 | 0.62992 | 0.62974 | 0.66641 | 0.85008 | 0.12556 | 0.055968 | 0.084375 | 0.77239 | 0.66641 | 0 | 0 | 0.85 | 0.85 | 0.85 | 0.85 | 0.94069 | 0.12556 | 0.71635 | 0.44095 | 0.26845
2025-08-04 13:00 | 83037.607 | 69413.6366 | 13435.3434 | 188.6269 | 0.60677 | 0.092464 | 0.092993 | 0.082902 | 216 | 13 | Summer Peak | 0.7516 | 0.65557 | 0.65557 | 0.94088 | 0.46995 | 0.092993 | 0.60677 | 0.6577 | 0.66641 | 0.85008 | 0.12863 | 0.12809 | 0.082902 | 0.78077 | 0.66641 | 0 | 0 | 0.85 | 0.85 | 0.85 | 0.85 | 0.94088 | 0.12863 | 0.7268 | 0.42474 | 0.50611
2025-08-04 14:00 | 82819.3765 | 70631.194 | 12010.6212 | 177.5613 | 0.54242 | 0.08704 | 0.087328 | 0.08183 | 216 | 14 | Summer Peak | 0.76878 | 0.67073 | 0.67073 | 0.94097 | 0.53463 | 0.087328 | 0.54242 | 0.64788 | 0.66641 | 0.85008 | 0.1441 | 0.17799 | 0.08183 | 0.78216 | 0.66641 | 0 | 0 | 0.85 | 0.85 | 0.85 | 0.85 | 0.94097 | 0.1441 | 0.73226 | 0.3797 | 0.61394
2025-08-04 15:00 | 83203.9277 | 73045.6441 | 9991.6028 | 166.6809 | 0.45124 | 0.081706 | 0.081723 | 0.081402 | 216 | 15 | Summer Peak | 0.7772 | 0.67923 | 0.67923 | 0.94166 | 0.5735 | 0.081723 | 0.45124 | 0.66571 | 0.66641 | 0.85008 | 0.14654 | 0.22333 | 0.081402 | 0.78664 | 0.66641 | 0 | 0 | 0.85 | 0.85 | 0.85 | 0.85 | 0.94166 | 0.14654 | 0.73676 | 0.31587 | 0.62604
2025-08-04 16:00 | 86499.4864 | 79100.1419 | 7245.2371 | 154.1074 | 0.32721 | 0.075543 | 0.075214 | 0.081482 | 216 | 16 | Summer Peak | 0.78314 | 0.68706 | 0.68706 | 0.94152 | 0.61016 | 0.075214 | 0.32721 | 0.67009 | 0.66641 | 0.85008 | 0.16455 | 0.25334 | 0.081482 | 0.78825 | 0.66641 | 0 | 0 | 0.85 | 0.85 | 0.85 | 0.85 | 0.94152 | 0.16455 | 0.7439 | 0.22905 | 0.63934
2025-08-04 17:00 | 89769.7816 | 85332.6403 | 4287.2926 | 149.8487 | 0.19362 | 0.073455 | 0.073025 | 0.081241 | 216 | 17 | Summer Peak | 0.78861 | 0.68392 | 0.68392 | 0.94174 | 0.63791 | 0.073025 | 0.19362 | 0.64629 | 0.66641 | 0.85008 | 0.16623 | 0.30592 | 0.081241 | 0.79057 | 0.66641 | 0 | 0 | 0.85 | 0.85 | 0.85 | 0.85 | 0.94174 | 0.16623 | 0.7483 | 0.13554 | 0.64577
2025-08-04 18:00 | 92594.5013 | 90841.0993 | 1598.1914 | 155.2106 | 0.072178 | 0.076084 | 0.075616 | 0.084536 | 216 | 18 | Summer Peak | 0.77717 | 0.6836 | 0.6836 | 0.94203 | 0.63783 | 0.075616 | 0.072178 | 0.60617 | 0.66641 | 0.85008 | 0.1346 | 0.34292 | 0.084536 | 0.79262 | 0.66641 | 0 | 0 | 0.85 | 0.85 | 0.85 | 0.85 | 0.94203 | 0.1346 | 0.75998 | 0.050524 | 0.64577
2025-08-04 19:00 | 91566.8687 | 91313.4371 | 83.0556 | 170.3761 | 0.003751 | 0.083518 | 0.083129 | 0.090536 | 216 | 19 | Summer Peak | 0.76366 | 0.68109 | 0.68109 | 0.94271 | 0.60381 | 0.083129 | 0.003751 | 0.44937 | 0.66641 | 0.85008 | 0.12071 | 0.31855 | 0.090536 | 0.79179 | 0.66641 | 0 | 0 | 0.85 | 0.85 | 0.85 | 0.85 | 0.94271 | 0.12071 | 0.76663 | 0.0026257 | 0.63912
2025-08-04 20:00 | 87884.9867 | 87705.0228 | 0 | 179.9638 | 0 | 0.088218 | 0.087931 | 0.093402 | 216 | 20 | Summer Peak | 0.7569 | 0.67975 | 0.67975 | 0.94323 | 0.56051 | 0.087931 | 0 | 0.12967 | 0.66641 | 0.85008 | 0.11687 | 0.20126 | 0.093402 | 0.79043 | 0.66641 | 0 | 0 | 0.85 | 0.85 | 0.85 | 0.85 | 0.94323 | 0.11687 | 0.77989 | 0 | 0.73393
2025-08-04 21:00 | 84251.2074 | 84060.9804 | 0 | 190.227 | 0 | 0.093249 | 0.093194 | 0.094232 | 216 | 21 | Summer Peak | 0.74352 | 0.65516 | 0.65516 | 0.94391 | 0.50938 | 0.093194 | 0 | 0 | 0.66641 | 0.85008 | 0.10298 | 0.088964 | 0.094232 | 0.77724 | 0.66641 | 0 | 0 | 0.85 | 0.85 | 0.85 | 0.85 | 0.94391 | 0.10298 | 0.77127 | 0 | 0.52035
2025-08-04 22:00 | 79154.0945 | 78953.3411 | 0 | 200.7535 | 0 | 0.098409 | 0.098598 | 0.094982 | 216 | 22 | Summer Peak | 0.71092 | 0.62055 | 0.62055 | 0.94151 | 0.47516 | 0.098598 | 0 | 0 | 0.66641 | 0.85008 | 0.074736 | 0.031525 | 0.094982 | 0.72238 | 0.66641 | 0 | 0 | 0.85 | 0.85 | 0.85 | 0.85 | 0.94151 | 0.074736 | 0.72371 | 0 | 0.14779
2025-08-04 23:00 | 73991.5642 | 73778.6921 | 0 | 212.8721 | 0 | 0.10435 | 0.10483 | 0.095732 | 216 | 23 | Summer Peak | 0.70195 | 0.57992 | 0.57992 | 0.941 | 0.4275 | 0.10483 | 0 | 0 | 0.66478 | 0.85008 | 0.061507 | 0.02346 | 0.095732 | 0.65079 | 0.66478 | 0 | 0 | 0.85 | 0.85 | 0.85 | 0.85 | 0.941 | 0.061507 | 0.65847 | 0 | 0.14779
2025-08-05 00:00 | 70999.1734 | 70777.3686 | 0 | 221.8048 | 0 | 0.10873 | 0.10957 | 0.093562 | 217 | 0 | Summer Peak | 0.66085 | 0.54873 | 0.54873 | 0.93782 | 0.38915 | 0.10957 | 0 | 0 | 0.66478 | 0.85008 | 0.048067 | 0.018972 | 0.093562 | 0.5735 | 0.66478 | 0 | 0 | 0.85 | 0.85 | 0.85 | 0.85 | 0.93782 | 0.048067 | 0.60816 | 0 | 0.085277
2025-08-05 01:00 | 69749.6222 | 69525.0284 | 0 | 224.5938 | 0 | 0.1101 | 0.11121 | 0.089866 | 217 | 1 | Summer Peak | 0.60795 | 0.52302 | 0.52302 | 0.93903 | 0.34221 | 0.11121 | 0 | 0 | 0.66478 | 0.85008 | 0.033371 | 0.018972 | 0.089866 | 0.51885 | 0.66478 | 0 | 0 | 0.85 | 0.85 | 0.85 | 0.85 | 0.93903 | 0.033371 | 0.54715 | 0 | 0
2025-08-05 02:00 | 69084.6993 | 68862.1729 | 0 | 222.5264 | 0 | 0.10908 | 0.11043 | 0.084696 | 217 | 2 | Summer Peak | 0.56488 | 0.4979 | 0.4979 | 0.93896 | 0.28723 | 0.11043 | 0 | 0 | 0.66478 | 0.85008 | 0.028135 | 0.018479 | 0.084696 | 0.48751 | 0.66478 | 0 | 0 | 0.85 | 0.85 | 0.85 | 0.85 | 0.93896 | 0.028135 | 0.52145 | 0 | 0
2025-08-05 03:00 | 68678.1853 | 68458.4466 | 0 | 219.7387 | 0 | 0.10772 | 0.10931 | 0.078964 | 217 | 3 | Summer Peak | 0.53882 | 0.47726 | 0.47726 | 0.93932 | 0.24901 | 0.10931 | 0 | 0 | 0.66478 | 0.85008 | 0.028694 | 0.018439 | 0.078964 | 0.47281 | 0.66478 | 0 | 0 | 0.85 | 0.85 | 0.85 | 0.85 | 0.93932 | 0.028694 | 0.51743 | 0 | 0
2025-08-05 04:00 | 68826.532 | 68607.3179 | 0 | 219.2141 | 0 | 0.10746 | 0.10927 | 0.074786 | 217 | 4 | Summer Peak | 0.52997 | 0.46957 | 0.46957 | 0.94042 | 0.23186 | 0.10927 | 0 | 0 | 0.66478 | 0.85008 | 0.028729 | 0.018439 | 0.074786 | 0.48381 | 0.66478 | 0 | 0 | 0.85 | 0.85 | 0.85 | 0.85 | 0.94042 | 0.028729 | 0.5208 | 0 | 0
2025-08-05 05:00 | 72202.6185 | 71867.9175 | 114.5189 | 220.1821 | 0.0051719 | 0.10793 | 0.10995 | 0.071491 | 217 | 5 | Summer Peak | 0.53054 | 0.47882 | 0.47882 | 0.94133 | 0.22414 | 0.10995 | 0.0051719 | 0 | 0.66478 | 0.85008 | 0.029636 | 0.018439 | 0.071491 | 0.51322 | 0.66478 | 0 | 0 | 0.85 | 0.85 | 0.85 | 0.85 | 0.94133 | 0.029636 | 0.53321 | 0.0036203 | 0
2025-08-05 06:00 | 78850.2783 | 76729.1249 | 1917.3084 | 203.845 | 0.08659 | 0.099924 | 0.10189 | 0.064339 | 217 | 6 | Summer Peak | 0.54996 | 0.49294 | 0.49294 | 0.94251 | 0.22328 | 0.10189 | 0.08659 | 0 | 0.66478 | 0.85008 | 0.031661 | 0.018439 | 0.064339 | 0.50951 | 0.66478 | 0 | 0 | 0.85 | 0.85 | 0.85 | 0.85 | 0.94251 | 0.031661 | 0.52179 | 0.060613 | 0
2025-08-05 07:00 | 84891.8525 | 79786.6634 | 4899.9276 | 205.2615 | 0.22129 | 0.10062 | 0.10296 | 0.058339 | 217 | 7 | Summer Peak | 0.58498 | 0.50378 | 0.50378 | 0.94422 | 0.23952 | 0.10296 | 0.22129 | 0 | 0.66478 | 0.85008 | 0.043006 | 0.018439 | 0.058339 | 0.54135 | 0.66478 | 0 | 0 | 0.85 | 0.85 | 0.85 | 0.85 | 0.94422 | 0.043006 | 0.53827 | 0.1549 | 0
2025-08-05 08:00 | 84610.6423 | 76494.2329 | 7905.8971 | 210.5123 | 0.35705 | 0.10319 | 0.10545 | 0.062411 | 217 | 8 | Summer Peak | 0.61718 | 0.51602 | 0.51602 | 0.94452 | 0.25851 | 0.10545 | 0.35705 | 0.22208 | 0.66478 | 0.85008 | 0.059063 | 0.018439 | 0.062411 | 0.57843 | 0.66478 | 0 | 0 | 0.85 | 0.85 | 0.85 | 0.85 | 0.94452 | 0.059063 | 0.56762 | 0.24993 | 0
2025-08-05 09:00 | 83640.2828 | 72966.2432 | 10467.5744 | 206.4653 | 0.47274 | 0.10121 | 0.10304 | 0.068143 | 217 | 9 | Summer Peak | 0.62852 | 0.53273 | 0.53273 | 0.94402 | 0.27851 | 0.10304 | 0.47274 | 0.50665 | 0.66478 | 0.85008 | 0.083812 | 0.018439 | 0.068143 | 0.62398 | 0.66478 | 0 | 0 | 0.85 | 0.85 | 0.85 | 0.85 | 0.94402 | 0.083812 | 0.60185 | 0.33092 | 0
2025-08-05 10:00 | 82361.905 | 69746.6387 | 12415.101 | 200.1653 | 0.56069 | 0.09812 | 0.099562 | 0.072054 | 217 | 10 | Summer Peak | 0.6635 | 0.56377 | 0.56377 | 0.94296 | 0.29263 | 0.099562 | 0.56069 | 0.61289 | 0.66524 | 0.85008 | 0.11355 | 0.018462 | 0.072054 | 0.68019 | 0.66524 | 0 | 0 | 0.85 | 0.85 | 0.85 | 0.85 | 0.94296 | 0.11355 | 0.64287 | 0.39248 | 0
2025-08-05 11:00 | 81160.9124 | 67426.557 | 13540.0585 | 194.297 | 0.6115 | 0.095244 | 0.096328 | 0.075643 | 217 | 11 | Summer Peak | 0.6962 | 0.60004 | 0.60004 | 0.9419 | 0.35197 | 0.096328 | 0.6115 | 0.61909 | 0.66641 | 0.85008 | 0.11554 | 0.026689 | 0.075643 | 0.74089 | 0.66641 | 0 | 0 | 0.85 | 0.85 | 0.85 | 0.85 | 0.9419 | 0.11554 | 0.69789 | 0.42805 | 0.0030788
2025-08-05 12:00 | 81499.9318 | 67510.1678 | 13810.0748 | 179.6892 | 0.62369 | 0.088083 | 0.088694 | 0.077036 | 217 | 12 | Summer Peak | 0.73007 | 0.63153 | 0.63153 | 0.94069 | 0.40099 | 0.088694 | 0.62369 | 0.62974 | 0.66641 | 0.85008 | 0.12556 | 0.055968 | 0.077036 | 0.77239 | 0.66641 | 0 | 0 | 0.85 | 0.85 | 0.85 | 0.85 | 0.94069 | 0.12556 | 0.71635 | 0.43658 | 0.26845
2025-08-05 13:00 | 81553.4938 | 68105.5756 | 13288.8408 | 159.0775 | 0.60015 | 0.077979 | 0.078067 | 0.076393 | 217 | 13 | Summer Peak | 0.7516 | 0.65557 | 0.65557 | 0.94088 | 0.46995 | 0.078067 | 0.60015 | 0.6577 | 0.66641 | 0.85008 | 0.12863 | 0.12809 | 0.076393 | 0.78077 | 0.66641 | 0 | 0 | 0.85 | 0.85 | 0.85 | 0.85 | 0.94088 | 0.12863 | 0.7268 | 0.42011 | 0.50611
2025-08-05 14:00 | 81473.5251 | 69358.9528 | 11964.7774 | 149.795 | 0.54035 | 0.073429 | 0.073286 | 0.076018 | 217 | 14 | Summer Peak | 0.76878 | 0.67073 | 0.67073 | 0.94097 | 0.53463 | 0.073286 | 0.54035 | 0.64788 | 0.66641 | 0.85008 | 0.1441 | 0.17799 | 0.076018 | 0.78216 | 0.66641 | 0 | 0 | 0.85 | 0.85 | 0.85 | 0.85 | 0.94097 | 0.1441 | 0.73226 | 0.37825 | 0.61394
2025-08-05 15:00 | 82023.2754 | 71981.6679 | 9890.4024 | 151.2051 | 0.44667 | 0.07412 | 0.073908 | 0.077946 | 217 | 15 | Summer Peak | 0.7772 | 0.67923 | 0.67923 | 0.94166 | 0.5735 | 0.073908 | 0.44667 | 0.66571 | 0.66641 | 0.85008 | 0.14654 | 0.22333 | 0.077946 | 0.78664 | 0.66641 | 0 | 0 | 0.85 | 0.85 | 0.85 | 0.85 | 0.94166 | 0.14654 | 0.73676 | 0.31267 | 0.62604
2025-08-05 16:00 | 85336.7474 | 77927.4868 | 7257.748 | 151.5125 | 0.32777 | 0.074271 | 0.073667 | 0.085179 | 217 | 16 | Summer Peak | 0.78314 | 0.68706 | 0.68706 | 0.94152 | 0.61016 | 0.073667 | 0.32777 | 0.67009 | 0.66641 | 0.85008 | 0.16455 | 0.25334 | 0.085179 | 0.78825 | 0.66641 | 0 | 0 | 0.85 | 0.85 | 0.85 | 0.85 | 0.94152 | 0.16455 | 0.7439 | 0.22944 | 0.63934
2025-08-05 17:00 | 88650.453 | 84223.2074 | 4277.6852 | 149.5603 | 0.19319 | 0.073314 | 0.072241 | 0.092705 | 217 | 17 | Summer Peak | 0.78861 | 0.68392 | 0.68392 | 0.94174 | 0.63791 | 0.072241 | 0.19319 | 0.64629 | 0.66641 | 0.85008 | 0.16623 | 0.30592 | 0.092705 | 0.79057 | 0.66641 | 0 | 0 | 0.85 | 0.85 | 0.85 | 0.85 | 0.94174 | 0.16623 | 0.7483 | 0.13523 | 0.64577
2025-08-05 18:00 | 91610.0784 | 89852.6406 | 1604.9027 | 152.5352 | 0.072481 | 0.074772 | 0.073487 | 0.098009 | 217 | 18 | Summer Peak | 0.77717 | 0.6836 | 0.6836 | 0.94203 | 0.63783 | 0.073487 | 0.072481 | 0.60617 | 0.66641 | 0.85008 | 0.1346 | 0.34292 | 0.098009 | 0.79262 | 0.66641 | 0 | 0 | 0.85 | 0.85 | 0.85 | 0.85 | 0.94203 | 0.1346 | 0.75998 | 0.050736 | 0.64577
2025-08-05 19:00 | 90826.0427 | 90581.9746 | 75.8422 | 168.2259 | 0.0034252 | 0.082464 | 0.08112 | 0.10674 | 217 | 19 | Summer Peak | 0.76366 | 0.68109 | 0.68109 | 0.94271 | 0.60381 | 0.08112 | 0.0034252 | 0.44937 | 0.66641 | 0.85008 | 0.12071 | 0.31855 | 0.10674 | 0.79179 | 0.66641 | 0 | 0 | 0.85 | 0.85 | 0.85 | 0.85 | 0.94271 | 0.12071 | 0.76663 | 0.0023976 | 0.63912
2025-08-05 20:00 | 86951.03 | 86772.851 | 0 | 178.179 | 0 | 0.087343 | 0.085942 | 0.11266 | 217 | 20 | Summer Peak | 0.7569 | 0.67975 | 0.67975 | 0.94323 | 0.56051 | 0.085942 | 0 | 0.12967 | 0.66641 | 0.85008 | 0.11687 | 0.20126 | 0.11266 | 0.79043 | 0.66641 | 0 | 0 | 0.85 | 0.85 | 0.85 | 0.85 | 0.94323 | 0.11687 | 0.77989 | 0 | 0.73393
2025-08-05 21:00 | 83297.419 | 83114.1174 | 0 | 183.3016 | 0 | 0.089854 | 0.088694 | 0.11081 | 217 | 21 | Summer Peak | 0.74352 | 0.65516 | 0.65516 | 0.94391 | 0.50938 | 0.088694 | 0 | 0 | 0.66641 | 0.85008 | 0.10298 | 0.088964 | 0.11081 | 0.77724 | 0.66641 | 0 | 0 | 0.85 | 0.85 | 0.85 | 0.85 | 0.94391 | 0.10298 | 0.77127 | 0 | 0.52035
2025-08-05 22:00 | 78642.6428 | 78456.3685 | 0 | 186.2743 | 0 | 0.091311 | 0.090562 | 0.10484 | 217 | 22 | Summer Peak | 0.71092 | 0.62055 | 0.62055 | 0.94151 | 0.47516 | 0.090562 | 0 | 0 | 0.66641 | 0.85008 | 0.074736 | 0.031525 | 0.10484 | 0.72238 | 0.66641 | 0 | 0 | 0.85 | 0.85 | 0.85 | 0.85 | 0.94151 | 0.074736 | 0.72371 | 0 | 0.14779
2025-08-05 23:00 | 73798.0419 | 73610.3359 | 0 | 187.706 | 0 | 0.092013 | 0.091567 | 0.10007 | 217 | 23 | Summer Peak | 0.70195 | 0.57992 | 0.57992 | 0.941 | 0.4275 | 0.091567 | 0 | 0 | 0.66478 | 0.85008 | 0.061507 | 0.02346 | 0.10007 | 0.65079 | 0.66478 | 0 | 0 | 0.85 | 0.85 | 0.85 | 0.85 | 0.941 | 0.061507 | 0.65847 | 0 | 0.14779
2025-08-06 00:00 | 70954.9397 | 70763.8526 | 0 | 191.0871 | 0 | 0.09367 | 0.093274 | 0.10082 | 218 | 0 | Summer Peak | 0.66085 | 0.54873 | 0.54873 | 0.93782 | 0.38915 | 0.093274 | 0 | 0 | 0.66478 | 0.85008 | 0.048067 | 0.018972 | 0.10082 | 0.5735 | 0.66478 | 0 | 0 | 0.85 | 0.85 | 0.85 | 0.85 | 0.93782 | 0.048067 | 0.60816 | 0 | 0.085277
2025-08-06 01:00 | 69621.6375 | 69425.0239 | 0 | 196.6136 | 0 | 0.096379 | 0.096027 | 0.10275 | 218 | 1 | Summer Peak | 0.60795 | 0.52302 | 0.52302 | 0.93903 | 0.34221 | 0.096027 | 0 | 0 | 0.66478 | 0.85008 | 0.033371 | 0.018972 | 0.10275 | 0.51885 | 0.66478 | 0 | 0 | 0.85 | 0.85 | 0.85 | 0.85 | 0.93903 | 0.033371 | 0.54715 | 0 | 0
2025-08-06 02:00 | 68832.7039 | 68633.6788 | 0 | 199.0251 | 0 | 0.097561 | 0.097212 | 0.10387 | 218 | 2 | Summer Peak | 0.56488 | 0.4979 | 0.4979 | 0.93896 | 0.28723 | 0.097212 | 0 | 0 | 0.66478 | 0.85008 | 0.028135 | 0.018479 | 0.10387 | 0.48751 | 0.66478 | 0 | 0 | 0.85 | 0.85 | 0.85 | 0.85 | 0.93896 | 0.028135 | 0.52145 | 0 | 0
2025-08-06 03:00 | 68330.9915 | 68129.9404 | 0 | 201.0511 | 0 | 0.098554 | 0.098377 | 0.10176 | 218 | 3 | Summer Peak | 0.53882 | 0.47726 | 0.47726 | 0.93932 | 0.24901 | 0.098377 | 0 | 0 | 0.66478 | 0.85008 | 0.028694 | 0.018439 | 0.10176 | 0.47281 | 0.66478 | 0 | 0 | 0.85 | 0.85 | 0.85 | 0.85 | 0.93932 | 0.028694 | 0.51743 | 0 | 0
2025-08-06 04:00 | 68468.1384 | 68262.0001 | 0 | 206.1383 | 0 | 0.10105 | 0.10101 | 0.10176 | 218 | 4 | Summer Peak | 0.52997 | 0.46957 | 0.46957 | 0.94042 | 0.23186 | 0.10101 | 0 | 0 | 0.66478 | 0.85008 | 0.028729 | 0.018439 | 0.10176 | 0.48381 | 0.66478 | 0 | 0 | 0.85 | 0.85 | 0.85 | 0.85 | 0.94042 | 0.028729 | 0.5208 | 0 | 0
2025-08-06 05:00 | 71743.6942 | 71448.407 | 84.6273 | 210.6599 | 0.0038219 | 0.10326 | 0.1033 | 0.10264 | 218 | 5 | Summer Peak | 0.53054 | 0.47882 | 0.47882 | 0.94133 | 0.22414 | 0.1033 | 0.0038219 | 0 | 0.66478 | 0.85008 | 0.029636 | 0.018439 | 0.10264 | 0.51322 | 0.66478 | 0 | 0 | 0.85 | 0.85 | 0.85 | 0.85 | 0.94133 | 0.029636 | 0.53321 | 0.0026754 | 0
2025-08-06 06:00 | 78614.425 | 77002.2515 | 1422.7661 | 189.4074 | 0.064255 | 0.092847 | 0.092612 | 0.097098 | 218 | 6 | Summer Peak | 0.54996 | 0.49294 | 0.49294 | 0.94251 | 0.22328 | 0.092612 | 0.064255 | 0 | 0.66478 | 0.85008 | 0.031661 | 0.018439 | 0.097098 | 0.50951 | 0.66478 | 0 | 0 | 0.85 | 0.85 | 0.85 | 0.85 | 0.94251 | 0.031661 | 0.52179 | 0.044978 | 0
2025-08-06 07:00 | 85693.3633 | 81796.6547 | 3728.0329 | 168.6757 | 0.16837 | 0.082684 | 0.082386 | 0.088071 | 218 | 7 | Summer Peak | 0.58498 | 0.50378 | 0.50378 | 0.94422 | 0.23952 | 0.082386 | 0.16837 | 0 | 0.66478 | 0.85008 | 0.043006 | 0.018439 | 0.088071 | 0.54135 | 0.66478 | 0 | 0 | 0.85 | 0.85 | 0.85 | 0.85 | 0.94422 | 0.043006 | 0.53827 | 0.11786 | 0
2025-08-06 08:00 | 86321.5467 | 79953.9134 | 6197.2107 | 170.4226 | 0.27988 | 0.08354 | 0.083391 | 0.08625 | 218 | 8 | Summer Peak | 0.61718 | 0.51602 | 0.51602 | 0.94452 | 0.25851 | 0.083391 | 0.27988 | 0.22208 | 0.66478 | 0.85008 | 0.059063 | 0.018439 | 0.08625 | 0.57843 | 0.66478 | 0 | 0 | 0.85 | 0.85 | 0.85 | 0.85 | 0.94452 | 0.059063 | 0.56762 | 0.19591 | 0
2025-08-06 09:00 | 84872.1174 | 76120.5953 | 8580.2615 | 171.2607 | 0.3875 | 0.083951 | 0.083591 | 0.090455 | 218 | 9 | Summer Peak | 0.62852 | 0.53273 | 0.53273 | 0.94402 | 0.27851 | 0.083591 | 0.3875 | 0.50665 | 0.66478 | 0.85008 | 0.083812 | 0.018439 | 0.090455 | 0.62398 | 0.66478 | 0 | 0 | 0.85 | 0.85 | 0.85 | 0.85 | 0.94402 | 0.083812 | 0.60185 | 0.27125 | 0
2025-08-06 10:00 | 82706.4595 | 72008.8052 | 10527.79 | 169.8642 | 0.47546 | 0.083267 | 0.082708 | 0.093375 | 218 | 10 | Summer Peak | 0.6635 | 0.56377 | 0.56377 | 0.94296 | 0.29263 | 0.082708 | 0.47546 | 0.61289 | 0.66524 | 0.85008 | 0.11355 | 0.018462 | 0.093375 | 0.68019 | 0.66524 | 0 | 0 | 0.85 | 0.85 | 0.85 | 0.85 | 0.94296 | 0.11355 | 0.64287 | 0.33282 | 0
2025-08-06 11:00 | 80518.1178 | 68533.4027 | 11808.8173 | 175.8978 | 0.53331 | 0.086224 | 0.085821 | 0.093509 | 218 | 11 | Summer Peak | 0.6962 | 0.60004 | 0.60004 | 0.9419 | 0.35197 | 0.085821 | 0.53331 | 0.61909 | 0.66641 | 0.85008 | 0.11554 | 0.026689 | 0.093509 | 0.74089 | 0.66641 | 0 | 0 | 0.85 | 0.85 | 0.85 | 0.85 | 0.9419 | 0.11554 | 0.69789 | 0.37332 | 0.0030788
2025-08-06 12:00 | 80405.9873 | 68079.4611 | 12136.2577 | 190.2684 | 0.5481 | 0.093269 | 0.093174 | 0.094982 | 218 | 12 | Summer Peak | 0.73007 | 0.63153 | 0.63153 | 0.94069 | 0.40099 | 0.093174 | 0.5481 | 0.62974 | 0.66641 | 0.85008 | 0.12556 | 0.055968 | 0.094982 | 0.77239 | 0.66641 | 0 | 0 | 0.85 | 0.85 | 0.85 | 0.85 | 0.94069 | 0.12556 | 0.71635 | 0.38367 | 0.26845
2025-08-06 13:00 | 80424.9989 | 68694.3728 | 11524.9583 | 205.6678 | 0.52049 | 0.10082 | 0.10093 | 0.098812 | 218 | 13 | Summer Peak | 0.7516 | 0.65557 | 0.65557 | 0.94088 | 0.46995 | 0.10093 | 0.52049 | 0.6577 | 0.66641 | 0.85008 | 0.12863 | 0.12809 | 0.098812 | 0.78077 | 0.66641 | 0 | 0 | 0.85 | 0.85 | 0.85 | 0.85 | 0.94088 | 0.12863 | 0.7268 | 0.36434 | 0.50611
2025-08-06 14:00 | 80388.8091 | 69965.8216 | 10204.6692 | 218.3183 | 0.46086 | 0.10702 | 0.10704 | 0.10671 | 218 | 14 | Summer Peak | 0.76878 | 0.67073 | 0.67073 | 0.94097 | 0.53463 | 0.10704 | 0.46086 | 0.64788 | 0.66641 | 0.85008 | 0.1441 | 0.17799 | 0.10671 | 0.78216 | 0.66641 | 0 | 0 | 0.85 | 0.85 | 0.85 | 0.85 | 0.94097 | 0.1441 | 0.73226 | 0.3226 | 0.61394
2025-08-06 15:00 | 81041.7693 | 72441.8729 | 8377.702 | 222.1943 | 0.37835 | 0.10892 | 0.1083 | 0.12008 | 218 | 15 | Summer Peak | 0.7772 | 0.67923 | 0.67923 | 0.94166 | 0.5735 | 0.1083 | 0.37835 | 0.66571 | 0.66641 | 0.85008 | 0.14654 | 0.22333 | 0.12008 | 0.78664 | 0.66641 | 0 | 0 | 0.85 | 0.85 | 0.85 | 0.85 | 0.94166 | 0.14654 | 0.73676 | 0.26485 | 0.62604
2025-08-06 16:00 | 84321.6578 | 78057.0735 | 6042.4409 | 222.1434 | 0.27289 | 0.10889 | 0.1073 | 0.13776 | 218 | 16 | Summer Peak | 0.78314 | 0.68706 | 0.68706 | 0.94152 | 0.61016 | 0.1073 | 0.27289 | 0.67009 | 0.66641 | 0.85008 | 0.16455 | 0.25334 | 0.13776 | 0.78825 | 0.66641 | 0 | 0 | 0.85 | 0.85 | 0.85 | 0.85 | 0.94152 | 0.16455 | 0.7439 | 0.19102 | 0.63934
2025-08-06 17:00 | 87163.879 | 83396.8591 | 3541.5563 | 225.4636 | 0.15994 | 0.11052 | 0.1082 | 0.15246 | 218 | 17 | Summer Peak | 0.78861 | 0.68392 | 0.68392 | 0.94174 | 0.63791 | 0.1082 | 0.15994 | 0.64629 | 0.66641 | 0.85008 | 0.16623 | 0.30592 | 0.15246 | 0.79057 | 0.66641 | 0 | 0 | 0.85 | 0.85 | 0.85 | 0.85 | 0.94174 | 0.16623 | 0.7483 | 0.11196 | 0.64577
2025-08-06 18:00 | 90109.4108 | 88624.707 | 1249.2791 | 235.4247 | 0.05642 | 0.1154 | 0.11276 | 0.16318 | 218 | 18 | Summer Peak | 0.77717 | 0.6836 | 0.6836 | 0.94203 | 0.63783 | 0.11276 | 0.05642 | 0.60617 | 0.66641 | 0.85008 | 0.1346 | 0.34292 | 0.16318 | 0.79262 | 0.66641 | 0 | 0 | 0.85 | 0.85 | 0.85 | 0.85 | 0.94203 | 0.1346 | 0.75998 | 0.039494 | 0.64577
2025-08-06 19:00 | 89969.3784 | 89660.905 | 54.2711 | 254.2023 | 0.002451 | 0.12461 | 0.12186 | 0.17427 | 218 | 19 | Summer Peak | 0.76366 | 0.68109 | 0.68109 | 0.94271 | 0.60381 | 0.12186 | 0.002451 | 0.44937 | 0.66641 | 0.85008 | 0.12071 | 0.31855 | 0.17427 | 0.79179 | 0.66641 | 0 | 0 | 0.85 | 0.85 | 0.85 | 0.85 | 0.94271 | 0.12071 | 0.76663 | 0.0017157 | 0.63912
2025-08-06 20:00 | 86860.3813 | 86591.1376 | 0 | 269.2436 | 0 | 0.13198 | 0.12944 | 0.17802 | 218 | 20 | Summer Peak | 0.7569 | 0.67975 | 0.67975 | 0.94323 | 0.56051 | 0.12944 | 0 | 0.12967 | 0.66641 | 0.85008 | 0.11687 | 0.20126 | 0.17802 | 0.79043 | 0.66641 | 0 | 0 | 0.85 | 0.85 | 0.85 | 0.85 | 0.94323 | 0.11687 | 0.77989 | 0 | 0.73393
2025-08-06 21:00 | 83518.5873 | 83235.8271 | 0 | 282.7603 | 0 | 0.13861 | 0.13657 | 0.1755 | 218 | 21 | Summer Peak | 0.74352 | 0.65516 | 0.65516 | 0.94391 | 0.50938 | 0.13657 | 0 | 0 | 0.66641 | 0.85008 | 0.10298 | 0.088964 | 0.1755 | 0.77724 | 0.66641 | 0 | 0 | 0.85 | 0.85 | 0.85 | 0.85 | 0.94391 | 0.10298 | 0.77127 | 0 | 0.52035
2025-08-06 22:00 | 78556.9401 | 78264.9523 | 0 | 291.9877 | 0 | 0.14313 | 0.14145 | 0.17354 | 218 | 22 | Summer Peak | 0.71092 | 0.62055 | 0.62055 | 0.94151 | 0.47516 | 0.14145 | 0 | 0 | 0.66641 | 0.85008 | 0.074736 | 0.031525 | 0.17354 | 0.72238 | 0.66641 | 0 | 0 | 0.85 | 0.85 | 0.85 | 0.85 | 0.94151 | 0.074736 | 0.72371 | 0 | 0.14779
2025-08-06 23:00 | 73452.4664 | 73150.0324 | 0 | 302.434 | 0 | 0.14825 | 0.14703 | 0.17028 | 218 | 23 | Summer Peak | 0.70195 | 0.57992 | 0.57992 | 0.941 | 0.4275 | 0.14703 | 0 | 0 | 0.66478 | 0.85008 | 0.061507 | 0.02346 | 0.17028 | 0.65079 | 0.66478 | 0 | 0 | 0.85 | 0.85 | 0.85 | 0.85 | 0.941 | 0.061507 | 0.65847 | 0 | 0.14779
2025-08-07 00:00 | 70598.3058 | 70274.7059 | 0 | 323.5999 | 0 | 0.15863 | 0.15818 | 0.16666 | 219 | 0 | Summer Peak | 0.66085 | 0.54873 | 0.54873 | 0.93782 | 0.38915 | 0.15818 | 0 | 0 | 0.66478 | 0.85008 | 0.048067 | 0.018972 | 0.16666 | 0.5735 | 0.66478 | 0 | 0 | 0.85 | 0.85 | 0.85 | 0.85 | 0.93782 | 0.048067 | 0.60816 | 0 | 0.085277
2025-08-07 01:00 | 69577.121 | 69238.3843 | 0 | 338.7367 | 0 | 0.16605 | 0.16624 | 0.16259 | 219 | 1 | Summer Peak | 0.60795 | 0.52302 | 0.52302 | 0.93903 | 0.34221 | 0.16624 | 0 | 0 | 0.66478 | 0.85008 | 0.033371 | 0.018972 | 0.16259 | 0.51885 | 0.66478 | 0 | 0 | 0.85 | 0.85 | 0.85 | 0.85 | 0.93903 | 0.033371 | 0.54715 | 0 | 0
2025-08-07 02:00 | 69163.0979 | 68816.0601 | 0 | 347.0379 | 0 | 0.17012 | 0.17082 | 0.15742 | 219 | 2 | Summer Peak | 0.56488 | 0.4979 | 0.4979 | 0.93896 | 0.28723 | 0.17082 | 0 | 0 | 0.66478 | 0.85008 | 0.028135 | 0.018479 | 0.15742 | 0.48751 | 0.66478 | 0 | 0 | 0.85 | 0.85 | 0.85 | 0.85 | 0.93896 | 0.028135 | 0.52145 | 0 | 0
2025-08-07 03:00 | 68913.3811 | 68556.8678 | 0 | 356.5133 | 0 | 0.17476 | 0.1759 | 0.15415 | 219 | 3 | Summer Peak | 0.53882 | 0.47726 | 0.47726 | 0.93932 | 0.24901 | 0.1759 | 0 | 0 | 0.66478 | 0.85008 | 0.028694 | 0.018439 | 0.15415 | 0.47281 | 0.66478 | 0 | 0 | 0.85 | 0.85 | 0.85 | 0.85 | 0.93932 | 0.028694 | 0.51743 | 0 | 0
2025-08-07 04:00 | 69193.3254 | 68831.2921 | 0 | 362.0334 | 0 | 0.17747 | 0.17875 | 0.15421 | 219 | 4 | Summer Peak | 0.52997 | 0.46957 | 0.46957 | 0.94042 | 0.23186 | 0.17875 | 0 | 0 | 0.66478 | 0.85008 | 0.028729 | 0.018439 | 0.15421 | 0.48381 | 0.66478 | 0 | 0 | 0.85 | 0.85 | 0.85 | 0.85 | 0.94042 | 0.028729 | 0.5208 | 0 | 0
2025-08-07 05:00 | 72542.6648 | 72101.3999 | 76.9417 | 364.3233 | 0.0034748 | 0.17859 | 0.17978 | 0.1571 | 219 | 5 | Summer Peak | 0.53054 | 0.47882 | 0.47882 | 0.94133 | 0.22414 | 0.17978 | 0.0034748 | 0 | 0.66478 | 0.85008 | 0.029636 | 0.018439 | 0.1571 | 0.51322 | 0.66478 | 0 | 0 | 0.85 | 0.85 | 0.85 | 0.85 | 0.94133 | 0.029636 | 0.53321 | 0.0024324 | 0
2025-08-07 06:00 | 79528.425 | 77696.619 | 1494.0566 | 337.7493 | 0.067475 | 0.16556 | 0.16618 | 0.15445 | 219 | 6 | Summer Peak | 0.54996 | 0.49294 | 0.49294 | 0.94251 | 0.22328 | 0.16618 | 0.067475 | 0 | 0.66478 | 0.85008 | 0.031661 | 0.018439 | 0.15445 | 0.50951 | 0.66478 | 0 | 0 | 0.85 | 0.85 | 0.85 | 0.85 | 0.94251 | 0.031661 | 0.52179 | 0.047232 | 0
2025-08-07 07:00 | 86740.185 | 82306.0786 | 4122.4402 | 311.6662 | 0.18618 | 0.15278 | 0.15306 | 0.14767 | 219 | 7 | Summer Peak | 0.58498 | 0.50378 | 0.50378 | 0.94422 | 0.23952 | 0.15306 | 0.18618 | 0 | 0.66478 | 0.85008 | 0.043006 | 0.018439 | 0.14767 | 0.54135 | 0.66478 | 0 | 0 | 0.85 | 0.85 | 0.85 | 0.85 | 0.94422 | 0.043006 | 0.53827 | 0.13032 | 0
2025-08-07 08:00 | 87280.1386 | 80124.1435 | 6842.371 | 313.6241 | 0.30902 | 0.15374 | 0.15412 | 0.14673 | 219 | 8 | Summer Peak | 0.61718 | 0.51602 | 0.51602 | 0.94452 | 0.25851 | 0.15412 | 0.30902 | 0.22208 | 0.66478 | 0.85008 | 0.059063 | 0.018439 | 0.14673 | 0.57843 | 0.66478 | 0 | 0 | 0.85 | 0.85 | 0.85 | 0.85 | 0.94452 | 0.059063 | 0.56762 | 0.21631 | 0
2025-08-07 09:00 | 85564.4753 | 76241.7634 | 9002.9634 | 319.7484 | 0.40659 | 0.15674 | 0.1573 | 0.14662 | 219 | 9 | Summer Peak | 0.62852 | 0.53273 | 0.53273 | 0.94402 | 0.27851 | 0.1573 | 0.40659 | 0.50665 | 0.66478 | 0.85008 | 0.083812 | 0.018439 | 0.14662 | 0.62398 | 0.66478 | 0 | 0 | 0.85 | 0.85 | 0.85 | 0.85 | 0.94402 | 0.083812 | 0.60185 | 0.28461 | 0
2025-08-07 10:00 | 83589.973 | 72751.1406 | 10519.3533 | 319.4791 | 0.47508 | 0.15661 | 0.15712 | 0.14737 | 219 | 10 | Summer Peak | 0.6635 | 0.56377 | 0.56377 | 0.94296 | 0.29263 | 0.15712 | 0.47508 | 0.61289 | 0.66524 | 0.85008 | 0.11355 | 0.018462 | 0.14737 | 0.68019 | 0.66524 | 0 | 0 | 0.85 | 0.85 | 0.85 | 0.85 | 0.94296 | 0.11355 | 0.64287 | 0.33255 | 0
2025-08-07 11:00 | 81811.433 | 70213.8313 | 11268.193 | 329.4087 | 0.50889 | 0.16147 | 0.16222 | 0.14799 | 219 | 11 | Summer Peak | 0.6962 | 0.60004 | 0.60004 | 0.9419 | 0.35197 | 0.16222 | 0.50889 | 0.61909 | 0.66641 | 0.85008 | 0.11554 | 0.026689 | 0.14799 | 0.74089 | 0.66641 | 0 | 0 | 0.85 | 0.85 | 0.85 | 0.85 | 0.9419 | 0.11554 | 0.69789 | 0.35623 | 0.0030788
2025-08-07 12:00 | 82033.1692 | 70309.285 | 11386.632 | 337.2522 | 0.51424 | 0.16532 | 0.16634 | 0.14689 | 219 | 12 | Summer Peak | 0.73007 | 0.63153 | 0.63153 | 0.94069 | 0.40099 | 0.16634 | 0.51424 | 0.62974 | 0.66641 | 0.85008 | 0.12556 | 0.055968 | 0.14689 | 0.77239 | 0.66641 | 0 | 0 | 0.85 | 0.85 | 0.85 | 0.85 | 0.94069 | 0.12556 | 0.71635 | 0.35997 | 0.26845
2025-08-07 13:00 | 82192.026 | 71101.3467 | 10749.1469 | 341.5324 | 0.48545 | 0.16742 | 0.16855 | 0.14697 | 219 | 13 | Summer Peak | 0.7516 | 0.65557 | 0.65557 | 0.94088 | 0.46995 | 0.16855 | 0.48545 | 0.6577 | 0.66641 | 0.85008 | 0.12863 | 0.12809 | 0.14697 | 0.78077 | 0.66641 | 0 | 0 | 0.85 | 0.85 | 0.85 | 0.85 | 0.94088 | 0.12863 | 0.7268 | 0.33982 | 0.50611
2025-08-07 14:00 | 82284.7444 | 72449.2047 | 9492.3625 | 343.1771 | 0.42869 | 0.16822 | 0.16931 | 0.14855 | 219 | 14 | Summer Peak | 0.76878 | 0.67073 | 0.67073 | 0.94097 | 0.53463 | 0.16931 | 0.42869 | 0.64788 | 0.66641 | 0.85008 | 0.1441 | 0.17799 | 0.14855 | 0.78216 | 0.66641 | 0 | 0 | 0.85 | 0.85 | 0.85 | 0.85 | 0.94097 | 0.1441 | 0.73226 | 0.30009 | 0.61394
2025-08-07 15:00 | 83019.0063 | 75162.1745 | 7517.6656 | 339.1661 | 0.33951 | 0.16626 | 0.1671 | 0.15099 | 219 | 15 | Summer Peak | 0.7772 | 0.67923 | 0.67923 | 0.94166 | 0.5735 | 0.1671 | 0.33951 | 0.66571 | 0.66641 | 0.85008 | 0.14654 | 0.22333 | 0.15099 | 0.78664 | 0.66641 | 0 | 0 | 0.85 | 0.85 | 0.85 | 0.85 | 0.94166 | 0.14654 | 0.73676 | 0.23766 | 0.62604
2025-08-07 16:00 | 86645.2902 | 81112.5366 | 5209.0295 | 323.7241 | 0.23525 | 0.15869 | 0.15921 | 0.1493 | 219 | 16 | Summer Peak | 0.78314 | 0.68706 | 0.68706 | 0.94152 | 0.61016 | 0.15921 | 0.23525 | 0.67009 | 0.66641 | 0.85008 | 0.16455 | 0.25334 | 0.1493 | 0.78825 | 0.66641 | 0 | 0 | 0.85 | 0.85 | 0.85 | 0.85 | 0.94152 | 0.16455 | 0.7439 | 0.16468 | 0.63934
2025-08-07 17:00 | 90117.2353 | 86775.1934 | 3050.3145 | 291.7274 | 0.13776 | 0.143 | 0.14312 | 0.14097 | 219 | 17 | Summer Peak | 0.78861 | 0.68392 | 0.68392 | 0.94174 | 0.63791 | 0.14312 | 0.13776 | 0.64629 | 0.66641 | 0.85008 | 0.16623 | 0.30592 | 0.14097 | 0.79057 | 0.66641 | 0 | 0 | 0.85 | 0.85 | 0.85 | 0.85 | 0.94174 | 0.16623 | 0.7483 | 0.096431 | 0.64577
2025-08-07 18:00 | 93210.4249 | 91845.0668 | 1104.4938 | 260.8643 | 0.049881 | 0.12787 | 0.12763 | 0.13235 | 219 | 18 | Summer Peak | 0.77717 | 0.6836 | 0.6836 | 0.94203 | 0.63783 | 0.12763 | 0.049881 | 0.60617 | 0.66641 | 0.85008 | 0.1346 | 0.34292 | 0.13235 | 0.79262 | 0.66641 | 0 | 0 | 0.85 | 0.85 | 0.85 | 0.85 | 0.94203 | 0.1346 | 0.75998 | 0.034917 | 0.64577
2025-08-07 19:00 | 91310.947 | 91012.1321 | 44.8098 | 254.0051 | 0.0020237 | 0.12451 | 0.12425 | 0.12921 | 219 | 19 | Summer Peak | 0.76366 | 0.68109 | 0.68109 | 0.94271 | 0.60381 | 0.12425 | 0.0020237 | 0.44937 | 0.66641 | 0.85008 | 0.12071 | 0.31855 | 0.12921 | 0.79179 | 0.66641 | 0 | 0 | 0.85 | 0.85 | 0.85 | 0.85 | 0.94271 | 0.12071 | 0.76663 | 0.0014166 | 0.63912
2025-08-07 20:00 | 87308.1311 | 87055.9461 | 0 | 252.185 | 0 | 0.12362 | 0.12359 | 0.12418 | 219 | 20 | Summer Peak | 0.7569 | 0.67975 | 0.67975 | 0.94323 | 0.56051 | 0.12359 | 0 | 0.12967 | 0.66641 | 0.85008 | 0.11687 | 0.20126 | 0.12418 | 0.79043 | 0.66641 | 0 | 0 | 0.85 | 0.85 | 0.85 | 0.85 | 0.94323 | 0.11687 | 0.77989 | 0 | 0.73393
2025-08-07 21:00 | 83488.1767 | 83235.7392 | 0 | 252.4374 | 0 | 0.12374 | 0.12399 | 0.11928 | 219 | 21 | Summer Peak | 0.74352 | 0.65516 | 0.65516 | 0.94391 | 0.50938 | 0.12399 | 0 | 0 | 0.66641 | 0.85008 | 0.10298 | 0.088964 | 0.11928 | 0.77724 | 0.66641 | 0 | 0 | 0.85 | 0.85 | 0.85 | 0.85 | 0.94391 | 0.10298 | 0.77127 | 0 | 0.52035
2025-08-07 22:00 | 78346.8301 | 78091.9354 | 0 | 254.8948 | 0 | 0.12495 | 0.12536 | 0.11756 | 219 | 22 | Summer Peak | 0.71092 | 0.62055 | 0.62055 | 0.94151 | 0.47516 | 0.12536 | 0 | 0 | 0.66641 | 0.85008 | 0.074736 | 0.031525 | 0.11756 | 0.72238 | 0.66641 | 0 | 0 | 0.85 | 0.85 | 0.85 | 0.85 | 0.94151 | 0.074736 | 0.72371 | 0 | 0.14779
2025-08-07 23:00 | 73314.2362 | 73050.636 | 0 | 263.6002 | 0 | 0.12922 | 0.12998 | 0.11545 | 219 | 23 | Summer Peak | 0.70195 | 0.57992 | 0.57992 | 0.941 | 0.4275 | 0.12998 | 0 | 0 | 0.66478 | 0.85008 | 0.061507 | 0.02346 | 0.11545 | 0.65079 | 0.66478 | 0 | 0 | 0.85 | 0.85 | 0.85 | 0.85 | 0.941 | 0.061507 | 0.65847 | 0 | 0.14779
2025-08-08 00:00 | 70526.4261 | 70253.9929 | 0 | 272.4332 | 0 | 0.13355 | 0.13462 | 0.11416 | 220 | 0 | Summer Peak | 0.66085 | 0.54873 | 0.54873 | 0.93782 | 0.38915 | 0.13462 | 0 | 0 | 0.66478 | 0.85008 | 0.048067 | 0.018972 | 0.11416 | 0.5735 | 0.66478 | 0 | 0 | 0.85 | 0.85 | 0.85 | 0.85 | 0.93782 | 0.048067 | 0.60816 | 0 | 0.085277
2025-08-08 01:00 | 69412.9667 | 69134.1651 | 0 | 278.8016 | 0 | 0.13667 | 0.13787 | 0.11488 | 220 | 1 | Summer Peak | 0.60795 | 0.52302 | 0.52302 | 0.93903 | 0.34221 | 0.13787 | 0 | 0 | 0.66478 | 0.85008 | 0.033371 | 0.018972 | 0.11488 | 0.51885 | 0.66478 | 0 | 0 | 0.85 | 0.85 | 0.85 | 0.85 | 0.93903 | 0.033371 | 0.54715 | 0 | 0
2025-08-08 02:00 | 68877.503 | 68592.7198 | 0 | 284.7833 | 0 | 0.1396 | 0.14077 | 0.11853 | 220 | 2 | Summer Peak | 0.56488 | 0.4979 | 0.4979 | 0.93896 | 0.28723 | 0.14077 | 0 | 0 | 0.66478 | 0.85008 | 0.028135 | 0.018479 | 0.11853 | 0.48751 | 0.66478 | 0 | 0 | 0.85 | 0.85 | 0.85 | 0.85 | 0.93896 | 0.028135 | 0.52145 | 0 | 0
2025-08-08 03:00 | 68549.3876 | 68257.867 | 0 | 291.5206 | 0 | 0.1429 | 0.14394 | 0.12415 | 220 | 3 | Summer Peak | 0.53882 | 0.47726 | 0.47726 | 0.93932 | 0.24901 | 0.14394 | 0 | 0 | 0.66478 | 0.85008 | 0.028694 | 0.018439 | 0.12415 | 0.47281 | 0.66478 | 0 | 0 | 0.85 | 0.85 | 0.85 | 0.85 | 0.93932 | 0.028694 | 0.51743 | 0 | 0
2025-08-08 04:00 | 68812.5323 | 68511.5166 | 0 | 301.0157 | 0 | 0.14756 | 0.14844 | 0.1316 | 220 | 4 | Summer Peak | 0.52997 | 0.46957 | 0.46957 | 0.94042 | 0.23186 | 0.14844 | 0 | 0 | 0.66478 | 0.85008 | 0.028729 | 0.018439 | 0.1316 | 0.48381 | 0.66478 | 0 | 0 | 0.85 | 0.85 | 0.85 | 0.85 | 0.94042 | 0.028729 | 0.5208 | 0 | 0
2025-08-08 05:00 | 72017.39 | 71634.5862 | 73.5708 | 309.2331 | 0.0033226 | 0.15158 | 0.1524 | 0.1369 | 220 | 5 | Summer Peak | 0.53054 | 0.47882 | 0.47882 | 0.94133 | 0.22414 | 0.1524 | 0.0033226 | 0 | 0.66478 | 0.85008 | 0.029636 | 0.018439 | 0.1369 | 0.51322 | 0.66478 | 0 | 0 | 0.85 | 0.85 | 0.85 | 0.85 | 0.94133 | 0.029636 | 0.53321 | 0.0023258 | 0
2025-08-08 06:00 | 79255.1455 | 77383.091 | 1575.9283 | 296.1262 | 0.071172 | 0.14516 | 0.14599 | 0.13018 | 220 | 6 | Summer Peak | 0.54996 | 0.49294 | 0.49294 | 0.94251 | 0.22328 | 0.14599 | 0.071172 | 0 | 0.66478 | 0.85008 | 0.031661 | 0.018439 | 0.13018 | 0.50951 | 0.66478 | 0 | 0 | 0.85 | 0.85 | 0.85 | 0.85 | 0.94251 | 0.031661 | 0.52179 | 0.04982 | 0
2025-08-08 07:00 | 86060.1152 | 81503.1892 | 4258.9288 | 297.9972 | 0.19234 | 0.14608 | 0.14748 | 0.1208 | 220 | 7 | Summer Peak | 0.58498 | 0.50378 | 0.50378 | 0.94422 | 0.23952 | 0.14748 | 0.19234 | 0 | 0.66478 | 0.85008 | 0.043006 | 0.018439 | 0.1208 | 0.54135 | 0.66478 | 0 | 0 | 0.85 | 0.85 | 0.85 | 0.85 | 0.94422 | 0.043006 | 0.53827 | 0.13464 | 0
2025-08-08 08:00 | 85850.3402 | 78568.257 | 6974.2703 | 307.8129 | 0.31497 | 0.15089 | 0.15248 | 0.12217 | 220 | 8 | Summer Peak | 0.61718 | 0.51602 | 0.51602 | 0.94452 | 0.25851 | 0.15248 | 0.31497 | 0.22208 | 0.66478 | 0.85008 | 0.059063 | 0.018439 | 0.12217 | 0.57843 | 0.66478 | 0 | 0 | 0.85 | 0.85 | 0.85 | 0.85 | 0.94452 | 0.059063 | 0.56762 | 0.22048 | 0
2025-08-08 09:00 | 84054.9946 | 74635.1017 | 9109.7427 | 310.1502 | 0.41141 | 0.15203 | 0.15352 | 0.12514 | 220 | 9 | Summer Peak | 0.62852 | 0.53273 | 0.53273 | 0.94402 | 0.27851 | 0.15352 | 0.41141 | 0.50665 | 0.66478 | 0.85008 | 0.083812 | 0.018439 | 0.12514 | 0.62398 | 0.66478 | 0 | 0 | 0.85 | 0.85 | 0.85 | 0.85 | 0.94402 | 0.083812 | 0.60185 | 0.28799 | 0
2025-08-08 10:00 | 81879.8448 | 70910.016 | 10660.8073 | 309.0214 | 0.48146 | 0.15148 | 0.15244 | 0.1342 | 220 | 10 | Summer Peak | 0.6635 | 0.56377 | 0.56377 | 0.94296 | 0.29263 | 0.15244 | 0.48146 | 0.61289 | 0.66524 | 0.85008 | 0.11355 | 0.018462 | 0.1342 | 0.68019 | 0.66524 | 0 | 0 | 0.85 | 0.85 | 0.85 | 0.85 | 0.94296 | 0.11355 | 0.64287 | 0.33702 | 0
2025-08-08 11:00 | 79731.6214 | 67826.9831 | 11597.295 | 307.3433 | 0.52376 | 0.15066 | 0.15089 | 0.14646 | 220 | 11 | Summer Peak | 0.6962 | 0.60004 | 0.60004 | 0.9419 | 0.35197 | 0.15089 | 0.52376 | 0.61909 | 0.66641 | 0.85008 | 0.11554 | 0.026689 | 0.14646 | 0.74089 | 0.66641 | 0 | 0 | 0.85 | 0.85 | 0.85 | 0.85 | 0.9419 | 0.11554 | 0.69789 | 0.36663 | 0.0030788
2025-08-08 12:00 | 79421.9219 | 67283.0838 | 11829.621 | 309.2172 | 0.53425 | 0.15158 | 0.15147 | 0.15346 | 220 | 12 | Summer Peak | 0.73007 | 0.63153 | 0.63153 | 0.94069 | 0.40099 | 0.15147 | 0.53425 | 0.62974 | 0.66641 | 0.85008 | 0.12556 | 0.055968 | 0.15346 | 0.77239 | 0.66641 | 0 | 0 | 0.85 | 0.85 | 0.85 | 0.85 | 0.94069 | 0.12556 | 0.71635 | 0.37397 | 0.26845
2025-08-08 13:00 | 79203.2529 | 67502.3496 | 11387.2438 | 313.6595 | 0.51427 | 0.15375 | 0.1537 | 0.15469 | 220 | 13 | Summer Peak | 0.7516 | 0.65557 | 0.65557 | 0.94088 | 0.46995 | 0.1537 | 0.51427 | 0.6577 | 0.66641 | 0.85008 | 0.12863 | 0.12809 | 0.15469 | 0.78077 | 0.66641 | 0 | 0 | 0.85 | 0.85 | 0.85 | 0.85 | 0.94088 | 0.12863 | 0.7268 | 0.35999 | 0.50611
2025-08-08 14:00 | 78922.4337 | 68278.6651 | 10327.1327 | 316.636 | 0.46639 | 0.15521 | 0.15515 | 0.15637 | 220 | 14 | Summer Peak | 0.76878 | 0.67073 | 0.67073 | 0.94097 | 0.53463 | 0.15515 | 0.46639 | 0.64788 | 0.66641 | 0.85008 | 0.1441 | 0.17799 | 0.15637 | 0.78216 | 0.66641 | 0 | 0 | 0.85 | 0.85 | 0.85 | 0.85 | 0.94097 | 0.1441 | 0.73226 | 0.32648 | 0.61394
2025-08-08 15:00 | 79252.6148 | 70462.7631 | 8468.6678 | 321.1839 | 0.38246 | 0.15744 | 0.15716 | 0.16259 | 220 | 15 | Summer Peak | 0.7772 | 0.67923 | 0.67923 | 0.94166 | 0.5735 | 0.15716 | 0.38246 | 0.66571 | 0.66641 | 0.85008 | 0.14654 | 0.22333 | 0.16259 | 0.78664 | 0.66641 | 0 | 0 | 0.85 | 0.85 | 0.85 | 0.85 | 0.94166 | 0.14654 | 0.73676 | 0.26772 | 0.62604
2025-08-08 16:00 | 81999.871 | 75484.5757 | 6190.2691 | 325.0262 | 0.27957 | 0.15933 | 0.1585 | 0.17419 | 220 | 16 | Summer Peak | 0.78314 | 0.68706 | 0.68706 | 0.94152 | 0.61016 | 0.1585 | 0.27957 | 0.67009 | 0.66641 | 0.85008 | 0.16455 | 0.25334 | 0.17419 | 0.78825 | 0.66641 | 0 | 0 | 0.85 | 0.85 | 0.85 | 0.85 | 0.94152 | 0.16455 | 0.7439 | 0.1957 | 0.63934
2025-08-08 17:00 | 84390.8469 | 80348.4423 | 3717.2784 | 325.1261 | 0.16788 | 0.15938 | 0.15774 | 0.18892 | 220 | 17 | Summer Peak | 0.78861 | 0.68392 | 0.68392 | 0.94174 | 0.63791 | 0.15774 | 0.16788 | 0.64629 | 0.66641 | 0.85008 | 0.16623 | 0.30592 | 0.18892 | 0.79057 | 0.66641 | 0 | 0 | 0.85 | 0.85 | 0.85 | 0.85 | 0.94174 | 0.16623 | 0.7483 | 0.11752 | 0.64577
2025-08-08 18:00 | 87178.0668 | 85509.0951 | 1338.3618 | 330.6099 | 0.060443 | 0.16206 | 0.15999 | 0.19953 | 220 | 18 | Summer Peak | 0.77717 | 0.6836 | 0.6836 | 0.94203 | 0.63783 | 0.15999 | 0.060443 | 0.60617 | 0.66641 | 0.85008 | 0.1346 | 0.34292 | 0.19953 | 0.79262 | 0.66641 | 0 | 0 | 0.85 | 0.85 | 0.85 | 0.85 | 0.94203 | 0.1346 | 0.75998 | 0.04231 | 0.64577
2025-08-08 19:00 | 86475.3734 | 86079.5896 | 50.2631 | 345.5207 | 0.00227 | 0.16937 | 0.16718 | 0.20896 | 220 | 19 | Summer Peak | 0.76366 | 0.68109 | 0.68109 | 0.94271 | 0.60381 | 0.16718 | 0.00227 | 0.44937 | 0.66641 | 0.85008 | 0.12071 | 0.31855 | 0.20896 | 0.79179 | 0.66641 | 0 | 0 | 0.85 | 0.85 | 0.85 | 0.85 | 0.94271 | 0.12071 | 0.76663 | 0.001589 | 0.63912
2025-08-08 20:00 | 83190.481 | 82837.1723 | 0 | 353.3087 | 0 | 0.17319 | 0.17082 | 0.21605 | 220 | 20 | Summer Peak | 0.7569 | 0.67975 | 0.67975 | 0.94323 | 0.56051 | 0.17082 | 0 | 0.12967 | 0.66641 | 0.85008 | 0.11687 | 0.20126 | 0.21605 | 0.79043 | 0.66641 | 0 | 0 | 0.85 | 0.85 | 0.85 | 0.85 | 0.94323 | 0.11687 | 0.77989 | 0 | 0.73393
2025-08-08 21:00 | 79908.0143 | 79547.9323 | 0 | 360.082 | 0 | 0.17651 | 0.17419 | 0.21838 | 220 | 21 | Summer Peak | 0.74352 | 0.65516 | 0.65516 | 0.94391 | 0.50938 | 0.17419 | 0 | 0 | 0.66641 | 0.85008 | 0.10298 | 0.088964 | 0.21838 | 0.77724 | 0.66641 | 0 | 0 | 0.85 | 0.85 | 0.85 | 0.85 | 0.94391 | 0.10298 | 0.77127 | 0 | 0.52035
2025-08-08 22:00 | 75148.1832 | 74778.2603 | 0 | 369.9228 | 0 | 0.18133 | 0.17948 | 0.2149 | 220 | 22 | Summer Peak | 0.71092 | 0.62055 | 0.62055 | 0.94151 | 0.47516 | 0.17948 | 0 | 0 | 0.66641 | 0.85008 | 0.074736 | 0.031525 | 0.2149 | 0.72238 | 0.66641 | 0 | 0 | 0.85 | 0.85 | 0.85 | 0.85 | 0.94151 | 0.074736 | 0.72371 | 0 | 0.14779
2025-08-08 23:00 | 70314.6407 | 69937.0842 | 0 | 377.5565 | 0 | 0.18508 | 0.18388 | 0.20676 | 220 | 23 | Summer Peak | 0.70195 | 0.57992 | 0.57992 | 0.941 | 0.4275 | 0.18388 | 0 | 0 | 0.66478 | 0.85008 | 0.061507 | 0.02346 | 0.20676 | 0.65079 | 0.66478 | 0 | 0 | 0.85 | 0.85 | 0.85 | 0.85 | 0.941 | 0.061507 | 0.65847 | 0 | 0.14779
2025-08-09 00:00 | 48516.2901 | 48134.0366 | 0 | 382.2535 | 0 | 0.18738 | 0.18661 | 0.20129 | 221 | 0 | Summer | 0.55471 | 0.48104 | 0.48104 | 0.94878 | 0.35614 | 0.18661 | 0 | 0 | 0.66443 | 0.85008 | 0.012218 | 0.019437 | 0.20129 | 0.52743 | 0.66443 | 0 | 0 | 0.85 | 0.85 | 0.85 | 0.85 | 0.94878 | 0.012218 | 0.59514 | 0 | 0.042639
2025-08-09 01:00 | 47195.2358 | 46800.5744 | 0 | 394.6614 | 0 | 0.19346 | 0.19302 | 0.20148 | 221 | 1 | Summer | 0.51573 | 0.45924 | 0.45924 | 0.94906 | 0.29865 | 0.19302 | 0 | 0 | 0.66443 | 0.85008 | 0.012287 | 0.019437 | 0.20148 | 0.48331 | 0.66443 | 0 | 0 | 0.85 | 0.85 | 0.85 | 0.85 | 0.94906 | 0.012287 | 0.55167 | 0 | 0
2025-08-09 02:00 | 46386.3941 | 45975.279 | 0 | 411.1151 | 0 | 0.20153 | 0.20131 | 0.20537 | 221 | 2 | Summer | 0.47769 | 0.44425 | 0.44425 | 0.94941 | 0.25138 | 0.20131 | 0 | 0 | 0.66443 | 0.85008 | 0.012567 | 0.019191 | 0.20537 | 0.46524 | 0.66443 | 0 | 0 | 0.85 | 0.85 | 0.85 | 0.85 | 0.94941 | 0.012567 | 0.53289 | 0 | 0
2025-08-09 03:00 | 45829.2811 | 45406.2263 | 0 | 423.0548 | 0 | 0.20738 | 0.20738 | 0.20735 | 221 | 3 | Summer | 0.46012 | 0.43819 | 0.43819 | 0.9491 | 0.22464 | 0.20738 | 0 | 0 | 0.66443 | 0.85008 | 0.012532 | 0.01917 | 0.20735 | 0.45789 | 0.66443 | 0 | 0 | 0.85 | 0.85 | 0.85 | 0.85 | 0.9491 | 0.012532 | 0.52986 | 0 | 0
2025-08-09 04:00 | 45540.8848 | 45109.9742 | 0 | 430.9107 | 0 | 0.21123 | 0.21144 | 0.20746 | 221 | 4 | Summer | 0.44971 | 0.43054 | 0.43054 | 0.94949 | 0.2044 | 0.21144 | 0 | 0 | 0.66443 | 0.85008 | 0.012532 | 0.01917 | 0.20746 | 0.46405 | 0.66443 | 0 | 0 | 0.85 | 0.85 | 0.85 | 0.85 | 0.94949 | 0.012532 | 0.53565 | 0 | 0
2025-08-09 05:00 | 46681.3606 | 46185.4176 | 55.3328 | 440.6101 | 0.0024989 | 0.21599 | 0.2166 | 0.20483 | 221 | 5 | Summer | 0.45811 | 0.44299 | 0.44299 | 0.94957 | 0.18921 | 0.2166 | 0.0024989 | 0 | 0.66443 | 0.85008 | 0.012567 | 0.01917 | 0.20483 | 0.49226 | 0.66443 | 0 | 0 | 0.85 | 0.85 | 0.85 | 0.85 | 0.94957 | 0.012567 | 0.54922 | 0.0017493 | 0
2025-08-09 06:00 | 49747.6518 | 48083.5788 | 1237.2895 | 426.7835 | 0.055878 | 0.20921 | 0.20975 | 0.19937 | 221 | 6 | Summer | 0.48774 | 0.45859 | 0.45859 | 0.94971 | 0.19102 | 0.20975 | 0.055878 | 0 | 0.66443 | 0.85008 | 0.012532 | 0.018904 | 0.19937 | 0.49923 | 0.66443 | 0 | 0 | 0.85 | 0.85 | 0.85 | 0.85 | 0.94971 | 0.012532 | 0.5429 | 0.039115 | 0
2025-08-09 07:00 | 53880.8159 | 50113.5442 | 3348.4216 | 418.85 | 0.15122 | 0.20532 | 0.2062 | 0.18946 | 221 | 7 | Summer | 0.5162 | 0.46934 | 0.46934 | 0.95016 | 0.20898 | 0.2062 | 0.15122 | 0 | 0.66478 | 0.85008 | 0.012392 | 0.018904 | 0.18946 | 0.50879 | 0.66478 | 0 | 0 | 0.85 | 0.85 | 0.85 | 0.85 | 0.95016 | 0.012392 | 0.545 | 0.10586 | 0
2025-08-09 08:00 | 58616.8384 | 52585.4233 | 5587.3939 | 444.0212 | 0.25234 | 0.21766 | 0.21919 | 0.18988 | 221 | 8 | Summer | 0.5354 | 0.4736 | 0.4736 | 0.95052 | 0.22514 | 0.21919 | 0.25234 | 0.19439 | 0.66478 | 0.85008 | 0.012602 | 0.018904 | 0.18988 | 0.53361 | 0.66478 | 0 | 0 | 0.85 | 0.85 | 0.85 | 0.85 | 0.95052 | 0.012602 | 0.54288 | 0.17664 | 0
2025-08-09 09:00 | 63974.5094 | 55980.1135 | 7534.3362 | 460.0598 | 0.34027 | 0.22552 | 0.22717 | 0.1957 | 221 | 9 | Summer | 0.54581 | 0.4857 | 0.4857 | 0.94978 | 0.24893 | 0.22717 | 0.34027 | 0.50389 | 0.66478 | 0.85008 | 0.014382 | 0.018904 | 0.1957 | 0.56932 | 0.66478 | 0 | 0 | 0.85 | 0.85 | 0.85 | 0.85 | 0.94978 | 0.014382 | 0.55471 | 0.23819 | 0
2025-08-09 10:00 | 66882.9715 | 57454.5442 | 8976.3994 | 452.0279 | 0.40539 | 0.22158 | 0.22277 | 0.20012 | 221 | 10 | Summer | 0.56661 | 0.50285 | 0.50285 | 0.94712 | 0.26186 | 0.22277 | 0.40539 | 0.61316 | 0.66501 | 0.85008 | 0.014068 | 0.018915 | 0.20012 | 0.61473 | 0.66501 | 0 | 0 | 0.85 | 0.85 | 0.85 | 0.85 | 0.94712 | 0.014068 | 0.60127 | 0.28377 | 0
2025-08-09 11:00 | 68518.5645 | 58251.2562 | 9836.7669 | 430.5414 | 0.44425 | 0.21105 | 0.21148 | 0.20328 | 221 | 11 | Summer | 0.60096 | 0.52041 | 0.52041 | 0.94453 | 0.27752 | 0.21148 | 0.44425 | 0.62169 | 0.6656 | 0.85008 | 0.014417 | 0.023029 | 0.20328 | 0.67643 | 0.6656 | 0 | 0 | 0.85 | 0.85 | 0.85 | 0.85 | 0.94453 | 0.014417 | 0.64142 | 0.31097 | 0.0015394
2025-08-09 12:00 | 68883.9581 | 58563.1373 | 9909.3563 | 411.4646 | 0.44753 | 0.2017 | 0.2015 | 0.20537 | 221 | 12 | Summer | 0.62291 | 0.53799 | 0.53799 | 0.94362 | 0.31341 | 0.2015 | 0.44753 | 0.62222 | 0.6656 | 0.85008 | 0.013928 | 0.037669 | 0.20537 | 0.70982 | 0.6656 | 0 | 0 | 0.85 | 0.85 | 0.85 | 0.85 | 0.94362 | 0.013928 | 0.67439 | 0.31327 | 0.13423
2025-08-09 13:00 | 67574.7035 | 58074.3574 | 9102.4819 | 397.8642 | 0.41109 | 0.19503 | 0.19446 | 0.20529 | 221 | 13 | Summer | 0.63006 | 0.55564 | 0.55564 | 0.9422 | 0.37114 | 0.19446 | 0.41109 | 0.63828 | 0.6656 | 0.85008 | 0.014242 | 0.073749 | 0.20529 | 0.73201 | 0.6656 | 0 | 0 | 0.85 | 0.85 | 0.85 | 0.85 | 0.9422 | 0.014242 | 0.69376 | 0.28776 | 0.25305
2025-08-09 14:00 | 67350.346 | 59142.5093 | 7820.6387 | 387.1981 | 0.3532 | 0.1898 | 0.18914 | 0.20178 | 221 | 14 | Summer | 0.6488 | 0.56826 | 0.56826 | 0.9398 | 0.41215 | 0.18914 | 0.3532 | 0.63061 | 0.66582 | 0.85008 | 0.014033 | 0.099397 | 0.20178 | 0.74849 | 0.66582 | 0 | 0 | 0.85 | 0.85 | 0.85 | 0.85 | 0.9398 | 0.014033 | 0.70785 | 0.24724 | 0.30697
2025-08-09 15:00 | 67300.534 | 60790.1088 | 6127.1117 | 383.3134 | 0.27671 | 0.1879 | 0.18733 | 0.19813 | 221 | 15 | Summer | 0.65735 | 0.56817 | 0.56817 | 0.93752 | 0.45803 | 0.18733 | 0.27671 | 0.64444 | 0.66641 | 0.85008 | 0.013928 | 0.12232 | 0.19813 | 0.75815 | 0.66641 | 0 | 0 | 0.85 | 0.85 | 0.85 | 0.85 | 0.93752 | 0.013928 | 0.71964 | 0.1937 | 0.37998
2025-08-09 16:00 | 66938.7846 | 62437.3148 | 4118.1736 | 383.2963 | 0.18599 | 0.18789 | 0.18751 | 0.19471 | 221 | 16 | Summer | 0.66113 | 0.57399 | 0.57399 | 0.93651 | 0.48967 | 0.18751 | 0.18599 | 0.62638 | 0.66641 | 0.85008 | 0.013195 | 0.14338 | 0.19471 | 0.76334 | 0.66641 | 0 | 0 | 0.85 | 0.85 | 0.85 | 0.85 | 0.93651 | 0.013195 | 0.72909 | 0.13019 | 0.58653
2025-08-09 17:00 | 67027.3699 | 64464.9524 | 2185.6599 | 376.7576 | 0.098709 | 0.18469 | 0.18428 | 0.19203 | 221 | 17 | Summer | 0.65876 | 0.57144 | 0.57144 | 0.93752 | 0.50401 | 0.18428 | 0.098709 | 0.5801 | 0.66641 | 0.85008 | 0.01309 | 0.20336 | 0.19203 | 0.76686 | 0.66641 | 0 | 0 | 0.85 | 0.85 | 0.85 | 0.85 | 0.93752 | 0.01309 | 0.74086 | 0.069096 | 0.64515
2025-08-09 18:00 | 67698.5703 | 66598.2733 | 731.9183 | 368.3787 | 0.033055 | 0.18058 | 0.17984 | 0.19393 | 221 | 18 | Summer | 0.65784 | 0.57543 | 0.57543 | 0.9378 | 0.50368 | 0.17984 | 0.033055 | 0.50952 | 0.66641 | 0.85008 | 0.012846 | 0.22688 | 0.19393 | 0.77618 | 0.66641 | 0 | 0 | 0.85 | 0.85 | 0.85 | 0.85 | 0.9378 | 0.012846 | 0.75295 | 0.023138 | 0.64577
2025-08-09 19:00 | 66341.7795 | 65943.3045 | 27.0387 | 371.4364 | 0.0012211 | 0.18208 | 0.18104 | 0.20073 | 221 | 19 | Summer | 0.65654 | 0.58215 | 0.58215 | 0.93722 | 0.47421 | 0.18104 | 0.0012211 | 0.33059 | 0.66641 | 0.85008 | 0.011205 | 0.20175 | 0.20073 | 0.77565 | 0.66641 | 0 | 0 | 0.85 | 0.85 | 0.85 | 0.85 | 0.93722 | 0.011205 | 0.76424 | 0.00085478 | 0.70485
2025-08-09 20:00 | 63871.4987 | 63499.5877 | 0 | 371.911 | 0 | 0.18231 | 0.18092 | 0.20735 | 221 | 20 | Summer | 0.6677 | 0.58557 | 0.58557 | 0.93506 | 0.44805 | 0.18092 | 0 | 0.065097 | 0.66641 | 0.85008 | 0.01131 | 0.13977 | 0.20735 | 0.77193 | 0.66641 | 0 | 0 | 0.85 | 0.85 | 0.85 | 0.85 | 0.93506 | 0.01131 | 0.76712 | 0 | 0.71244
2025-08-09 21:00 | 60947.2775 | 60571.4466 | 0 | 375.8309 | 0 | 0.18423 | 0.18267 | 0.21241 | 221 | 21 | Summer | 0.65116 | 0.57136 | 0.57136 | 0.93281 | 0.42034 | 0.18267 | 0 | 0 | 0.66641 | 0.85008 | 0.011415 | 0.067558 | 0.21241 | 0.74633 | 0.66641 | 0 | 0 | 0.85 | 0.85 | 0.85 | 0.85 | 0.93281 | 0.011415 | 0.74851 | 0 | 0.38078
2025-08-09 22:00 | 57216.8353 | 56831.1327 | 0 | 385.7026 | 0 | 0.18907 | 0.18751 | 0.21721 | 221 | 22 | Summer | 0.61469 | 0.5457 | 0.5457 | 0.9302 | 0.41049 | 0.18751 | 0 | 0 | 0.6656 | 0.85008 | 0.011659 | 0.03136 | 0.21721 | 0.66421 | 0.6656 | 0 | 0 | 0.85 | 0.85 | 0.85 | 0.85 | 0.9302 | 0.011659 | 0.69584 | 0 | 0.15401
2025-08-09 23:00 | 53104.3996 | 52706.3591 | 0 | 398.0405 | 0 | 0.19512 | 0.19358 | 0.22291 | 221 | 23 | Summer | 0.59142 | 0.54754 | 0.54754 | 0.91095 | 0.36743 | 0.19358 | 0 | 0 | 0.66219 | 0.85008 | 0.011938 | 0.024002 | 0.22291 | 0.58272 | 0.66219 | 0 | 0 | 0.85 | 0.85 | 0.85 | 0.85 | 0.91095 | 0.011938 | 0.6334 | 0 | 0.13531
2025-08-10 00:00 | 50161.2295 | 49756.524 | 0 | 404.7056 | 0 | 0.19839 | 0.19685 | 0.22604 | 222 | 0 | Summer | 0.55471 | 0.48104 | 0.48104 | 0.94878 | 0.35614 | 0.19685 | 0 | 0 | 0.66443 | 0.85008 | 0.012218 | 0.019437 | 0.22604 | 0.52743 | 0.66443 | 0 | 0 | 0.85 | 0.85 | 0.85 | 0.85 | 0.94878 | 0.012218 | 0.59514 | 0 | 0.042639
2025-08-10 01:00 | 48895.2071 | 48489.2992 | 0 | 405.9078 | 0 | 0.19897 | 0.19764 | 0.22312 | 222 | 1 | Summer | 0.51573 | 0.45924 | 0.45924 | 0.94906 | 0.29865 | 0.19764 | 0 | 0 | 0.66443 | 0.85008 | 0.012287 | 0.019437 | 0.22312 | 0.48331 | 0.66443 | 0 | 0 | 0.85 | 0.85 | 0.85 | 0.85 | 0.94906 | 0.012287 | 0.55167 | 0 | 0
2025-08-10 02:00 | 48083.583 | 47679.3549 | 0 | 404.2281 | 0 | 0.19815 | 0.19698 | 0.2194 | 222 | 2 | Summer | 0.47769 | 0.44425 | 0.44425 | 0.94941 | 0.25138 | 0.19698 | 0 | 0 | 0.66443 | 0.85008 | 0.012567 | 0.019191 | 0.2194 | 0.46524 | 0.66443 | 0 | 0 | 0.85 | 0.85 | 0.85 | 0.85 | 0.94941 | 0.012567 | 0.53289 | 0 | 0
2025-08-10 03:00 | 47515.3409 | 47112.839 | 0 | 402.502 | 0 | 0.1973 | 0.19623 | 0.2167 | 222 | 3 | Summer | 0.46012 | 0.43819 | 0.43819 | 0.9491 | 0.22464 | 0.19623 | 0 | 0 | 0.66443 | 0.85008 | 0.012532 | 0.01917 | 0.2167 | 0.45789 | 0.66443 | 0 | 0 | 0.85 | 0.85 | 0.85 | 0.85 | 0.9491 | 0.012532 | 0.52986 | 0 | 0
2025-08-10 04:00 | 47321.5421 | 46918.0607 | 0 | 403.4814 | 0 | 0.19778 | 0.19692 | 0.21351 | 222 | 4 | Summer | 0.44971 | 0.43054 | 0.43054 | 0.94949 | 0.2044 | 0.19692 | 0 | 0 | 0.66443 | 0.85008 | 0.012532 | 0.01917 | 0.21351 | 0.46405 | 0.66443 | 0 | 0 | 0.85 | 0.85 | 0.85 | 0.85 | 0.94949 | 0.012532 | 0.53565 | 0 | 0
2025-08-10 05:00 | 48638.7003 | 48196.2124 | 39.8392 | 402.6487 | 0.0017992 | 0.19738 | 0.19667 | 0.21008 | 222 | 5 | Summer | 0.45811 | 0.44299 | 0.44299 | 0.94957 | 0.18921 | 0.19667 | 0.0017992 | 0 | 0.66443 | 0.85008 | 0.012567 | 0.01917 | 0.21008 | 0.49226 | 0.66443 | 0 | 0 | 0.85 | 0.85 | 0.85 | 0.85 | 0.94957 | 0.012567 | 0.54922 | 0.0012595 | 0
2025-08-10 06:00 | 51184.2647 | 49807.941 | 984.4001 | 391.9237 | 0.044457 | 0.19212 | 0.19151 | 0.20312 | 222 | 6 | Summer | 0.48774 | 0.45859 | 0.45859 | 0.94971 | 0.19102 | 0.19151 | 0.044457 | 0 | 0.66443 | 0.85008 | 0.012532 | 0.018904 | 0.20312 | 0.49923 | 0.66443 | 0 | 0 | 0.85 | 0.85 | 0.85 | 0.85 | 0.94971 | 0.012532 | 0.5429 | 0.03112 | 0
2025-08-10 07:00 | 55095.8203 | 51794.1346 | 2925.3826 | 376.303 | 0.13212 | 0.18446 | 0.18404 | 0.19213 | 222 | 7 | Summer | 0.5162 | 0.46934 | 0.46934 | 0.95016 | 0.20898 | 0.18404 | 0.13212 | 0 | 0.66478 | 0.85008 | 0.012392 | 0.018904 | 0.19213 | 0.50879 | 0.66478 | 0 | 0 | 0.85 | 0.85 | 0.85 | 0.85 | 0.95016 | 0.012392 | 0.545 | 0.092481 | 0
2025-08-10 08:00 | 59175.1519 | 53555.616 | 5233.1422 | 386.3937 | 0.23634 | 0.18941 | 0.18958 | 0.18627 | 222 | 8 | Summer | 0.5354 | 0.4736 | 0.4736 | 0.95052 | 0.22514 | 0.18958 | 0.23634 | 0.19439 | 0.66478 | 0.85008 | 0.012602 | 0.018904 | 0.18627 | 0.53361 | 0.66478 | 0 | 0 | 0.85 | 0.85 | 0.85 | 0.85 | 0.95052 | 0.012602 | 0.54288 | 0.16544 | 0
2025-08-10 09:00 | 64055.8269 | 56193.5164 | 7457.0745 | 405.236 | 0.33678 | 0.19865 | 0.19925 | 0.18779 | 222 | 9 | Summer | 0.54581 | 0.4857 | 0.4857 | 0.94978 | 0.24893 | 0.19925 | 0.33678 | 0.50389 | 0.66478 | 0.85008 | 0.014382 | 0.018904 | 0.18779 | 0.56932 | 0.66478 | 0 | 0 | 0.85 | 0.85 | 0.85 | 0.85 | 0.94978 | 0.014382 | 0.55471 | 0.23574 | 0
2025-08-10 10:00 | 66405.5648 | 56812.0265 | 9178.8842 | 414.6541 | 0.41454 | 0.20326 | 0.20379 | 0.19379 | 222 | 10 | Summer | 0.56661 | 0.50285 | 0.50285 | 0.94712 | 0.26186 | 0.20379 | 0.41454 | 0.61316 | 0.66501 | 0.85008 | 0.014068 | 0.018915 | 0.19379 | 0.61473 | 0.66501 | 0 | 0 | 0.85 | 0.85 | 0.85 | 0.85 | 0.94712 | 0.014068 | 0.60127 | 0.29018 | 0
2025-08-10 11:00 | 67423.7783 | 56687.7871 | 10315.925 | 420.0662 | 0.46589 | 0.20591 | 0.20622 | 0.20046 | 222 | 11 | Summer | 0.60096 | 0.52041 | 0.52041 | 0.94453 | 0.27752 | 0.20622 | 0.46589 | 0.62169 | 0.6656 | 0.85008 | 0.014417 | 0.023029 | 0.20046 | 0.67643 | 0.6656 | 0 | 0 | 0.85 | 0.85 | 0.85 | 0.85 | 0.94453 | 0.014417 | 0.64142 | 0.32612 | 0.0015394
2025-08-10 12:00 | 67329.0693 | 56149.7051 | 10754.0593 | 425.3049 | 0.48568 | 0.20848 | 0.20845 | 0.20914 | 222 | 12 | Summer | 0.62291 | 0.53799 | 0.53799 | 0.94362 | 0.31341 | 0.20845 | 0.48568 | 0.62222 | 0.6656 | 0.85008 | 0.013928 | 0.037669 | 0.20914 | 0.70982 | 0.6656 | 0 | 0 | 0.85 | 0.85 | 0.85 | 0.85 | 0.94362 | 0.013928 | 0.67439 | 0.33997 | 0.13423
2025-08-10 13:00 | 65762.8033 | 54805.1222 | 10526.9182 | 430.7629 | 0.47542 | 0.21116 | 0.21088 | 0.21624 | 222 | 13 | Summer | 0.63006 | 0.55564 | 0.55564 | 0.9422 | 0.37114 | 0.21088 | 0.47542 | 0.63828 | 0.6656 | 0.85008 | 0.014242 | 0.073749 | 0.21624 | 0.73201 | 0.6656 | 0 | 0 | 0.85 | 0.85 | 0.85 | 0.85 | 0.9422 | 0.014242 | 0.69376 | 0.33279 | 0.25305
2025-08-10 14:00 | 65276.1333 | 55245.6852 | 9591.8344 | 438.6137 | 0.43319 | 0.21501 | 0.21429 | 0.22792 | 222 | 14 | Summer | 0.6488 | 0.56826 | 0.56826 | 0.9398 | 0.41215 | 0.21429 | 0.43319 | 0.63061 | 0.66582 | 0.85008 | 0.014033 | 0.099397 | 0.22792 | 0.74849 | 0.66582 | 0 | 0 | 0.85 | 0.85 | 0.85 | 0.85 | 0.9398 | 0.014033 | 0.70785 | 0.30323 | 0.30697
2025-08-10 15:00 | 65013.7877 | 56587.8262 | 7984.3688 | 441.5927 | 0.36059 | 0.21647 | 0.21534 | 0.23689 | 222 | 15 | Summer | 0.65735 | 0.56817 | 0.56817 | 0.93752 | 0.45803 | 0.21534 | 0.36059 | 0.64444 | 0.66641 | 0.85008 | 0.013928 | 0.12232 | 0.23689 | 0.75815 | 0.66641 | 0 | 0 | 0.85 | 0.85 | 0.85 | 0.85 | 0.93752 | 0.013928 | 0.71964 | 0.25241 | 0.37998
2025-08-10 16:00 | 64751.7118 | 58589.2878 | 5722.356 | 440.068 | 0.25843 | 0.21572 | 0.21435 | 0.24043 | 222 | 16 | Summer | 0.66113 | 0.57399 | 0.57399 | 0.93651 | 0.48967 | 0.21435 | 0.25843 | 0.62638 | 0.66641 | 0.85008 | 0.013195 | 0.14338 | 0.24043 | 0.76334 | 0.66641 | 0 | 0 | 0.85 | 0.85 | 0.85 | 0.85 | 0.93651 | 0.013195 | 0.72909 | 0.1809 | 0.58653
2025-08-10 17:00 | 64217.0341 | 60510.7692 | 3279.6069 | 426.658 | 0.14811 | 0.20915 | 0.20748 | 0.23922 | 222 | 17 | Summer | 0.65876 | 0.57144 | 0.57144 | 0.93752 | 0.50401 | 0.20748 | 0.14811 | 0.5801 | 0.66641 | 0.85008 | 0.01309 | 0.20336 | 0.23922 | 0.76686 | 0.66641 | 0 | 0 | 0.85 | 0.85 | 0.85 | 0.85 | 0.93752 | 0.01309 | 0.74086 | 0.10368 | 0.64515
2025-08-10 18:00 | 64721.5591 | 63182.4319 | 1128.8392 | 410.288 | 0.050981 | 0.20112 | 0.19908 | 0.23794 | 222 | 18 | Summer | 0.65784 | 0.57543 | 0.57543 | 0.9378 | 0.50368 | 0.19908 | 0.050981 | 0.50952 | 0.66641 | 0.85008 | 0.012846 | 0.22688 | 0.23794 | 0.77618 | 0.66641 | 0 | 0 | 0.85 | 0.85 | 0.85 | 0.85 | 0.9378 | 0.012846 | 0.75295 | 0.035686 | 0.64577
2025-08-10 19:00 | 64273.0016 | 63811.3072 | 35.2184 | 426.4759 | 0.0015905 | 0.20906 | 0.20746 | 0.23788 | 222 | 19 | Summer | 0.65654 | 0.58215 | 0.58215 | 0.93722 | 0.47421 | 0.20746 | 0.0015905 | 0.33059 | 0.66641 | 0.85008 | 0.011205 | 0.20175 | 0.23788 | 0.77565 | 0.66641 | 0 | 0 | 0.85 | 0.85 | 0.85 | 0.85 | 0.93722 | 0.011205 | 0.76424 | 0.0011134 | 0.70485
2025-08-10 20:00 | 62379.915 | 61948.1335 | 0 | 431.7815 | 0 | 0.21166 | 0.21017 | 0.23847 | 222 | 20 | Summer | 0.6677 | 0.58557 | 0.58557 | 0.93506 | 0.44805 | 0.21017 | 0 | 0.065097 | 0.66641 | 0.85008 | 0.01131 | 0.13977 | 0.23847 | 0.77193 | 0.66641 | 0 | 0 | 0.85 | 0.85 | 0.85 | 0.85 | 0.93506 | 0.01131 | 0.76712 | 0 | 0.71244
2025-08-10 21:00 | 59545.6232 | 59112.6662 | 0 | 432.957 | 0 | 0.21223 | 0.21102 | 0.23421 | 222 | 21 | Summer | 0.65116 | 0.57136 | 0.57136 | 0.93281 | 0.42034 | 0.21102 | 0 | 0 | 0.66641 | 0.85008 | 0.011415 | 0.067558 | 0.23421 | 0.74633 | 0.66641 | 0 | 0 | 0.85 | 0.85 | 0.85 | 0.85 | 0.93281 | 0.011415 | 0.74851 | 0 | 0.38078
2025-08-10 22:00 | 55958.7408 | 55526.6986 | 0 | 432.0422 | 0 | 0.21179 | 0.2109 | 0.22784 | 222 | 22 | Summer | 0.61469 | 0.5457 | 0.5457 | 0.9302 | 0.41049 | 0.2109 | 0 | 0 | 0.6656 | 0.85008 | 0.011659 | 0.03136 | 0.22784 | 0.66421 | 0.6656 | 0 | 0 | 0.85 | 0.85 | 0.85 | 0.85 | 0.9302 | 0.011659 | 0.69584 | 0 | 0.15401
2025-08-10 23:00 | 52099.0228 | 51672.69 | 0 | 426.3327 | 0 | 0.20899 | 0.20837 | 0.22021 | 222 | 23 | Summer | 0.59142 | 0.54754 | 0.54754 | 0.91095 | 0.36743 | 0.20837 | 0 | 0 | 0.66219 | 0.85008 | 0.011938 | 0.024002 | 0.22021 | 0.58272 | 0.66219 | 0 | 0 | 0.85 | 0.85 | 0.85 | 0.85 | 0.91095 | 0.011938 | 0.6334 | 0 | 0.13531
2025-08-11 00:00 | 68259.4507 | 67838.874 | 0 | 420.5768 | 0 | 0.20617 | 0.20557 | 0.21686 | 223 | 0 | Summer Peak | 0.66085 | 0.54873 | 0.54873 | 0.93782 | 0.38915 | 0.20557 | 0 | 0 | 0.66478 | 0.85008 | 0.048067 | 0.018972 | 0.21686 | 0.5735 | 0.66478 | 0 | 0 | 0.85 | 0.85 | 0.85 | 0.85 | 0.93782 | 0.048067 | 0.60816 | 0 | 0.085277
2025-08-11 01:00 | 67000.7326 | 66586.0388 | 0 | 414.6938 | 0 | 0.20328 | 0.20248 | 0.21777 | 223 | 1 | Summer Peak | 0.60795 | 0.52302 | 0.52302 | 0.93903 | 0.34221 | 0.20248 | 0 | 0 | 0.66478 | 0.85008 | 0.033371 | 0.018972 | 0.21777 | 0.51885 | 0.66478 | 0 | 0 | 0.85 | 0.85 | 0.85 | 0.85 | 0.93903 | 0.033371 | 0.54715 | 0 | 0
2025-08-11 02:00 | 66293.1494 | 65884.3335 | 0 | 408.8159 | 0 | 0.2004 | 0.19931 | 0.22018 | 223 | 2 | Summer Peak | 0.56488 | 0.4979 | 0.4979 | 0.93896 | 0.28723 | 0.19931 | 0 | 0 | 0.66478 | 0.85008 | 0.028135 | 0.018479 | 0.22018 | 0.48751 | 0.66478 | 0 | 0 | 0.85 | 0.85 | 0.85 | 0.85 | 0.93896 | 0.028135 | 0.52145 | 0 | 0
2025-08-11 03:00 | 65822.2365 | 65416.6763 | 0 | 405.5602 | 0 | 0.1988 | 0.19752 | 0.22205 | 223 | 3 | Summer Peak | 0.53882 | 0.47726 | 0.47726 | 0.93932 | 0.24901 | 0.19752 | 0 | 0 | 0.66478 | 0.85008 | 0.028694 | 0.018439 | 0.22205 | 0.47281 | 0.66478 | 0 | 0 | 0.85 | 0.85 | 0.85 | 0.85 | 0.93932 | 0.028694 | 0.51743 | 0 | 0
2025-08-11 04:00 | 65894.9846 | 65492.7736 | 0 | 402.211 | 0 | 0.19716 | 0.19585 | 0.22087 | 223 | 4 | Summer Peak | 0.52997 | 0.46957 | 0.46957 | 0.94042 | 0.23186 | 0.19585 | 0 | 0 | 0.66478 | 0.85008 | 0.028729 | 0.018439 | 0.22087 | 0.48381 | 0.66478 | 0 | 0 | 0.85 | 0.85 | 0.85 | 0.85 | 0.94042 | 0.028729 | 0.5208 | 0 | 0
2025-08-11 05:00 | 69084.145 | 68634.2978 | 48.2347 | 401.6126 | 0.0021784 | 0.19687 | 0.19571 | 0.21782 | 223 | 5 | Summer Peak | 0.53054 | 0.47882 | 0.47882 | 0.94133 | 0.22414 | 0.19571 | 0.0021784 | 0 | 0.66478 | 0.85008 | 0.029636 | 0.018439 | 0.21782 | 0.51322 | 0.66478 | 0 | 0 | 0.85 | 0.85 | 0.85 | 0.85 | 0.94133 | 0.029636 | 0.53321 | 0.0015249 | 0
2025-08-11 06:00 | 76702.3612 | 75092.9089 | 1236.4342 | 373.0181 | 0.05584 | 0.18285 | 0.18163 | 0.20499 | 223 | 6 | Summer Peak | 0.54996 | 0.49294 | 0.49294 | 0.94251 | 0.22328 | 0.18163 | 0.05584 | 0 | 0.66478 | 0.85008 | 0.031661 | 0.018439 | 0.20499 | 0.50951 | 0.66478 | 0 | 0 | 0.85 | 0.85 | 0.85 | 0.85 | 0.94251 | 0.031661 | 0.52179 | 0.039088 | 0
2025-08-11 07:00 | 83709.0169 | 79811.4874 | 3527.7703 | 369.7593 | 0.15932 | 0.18125 | 0.1807 | 0.19122 | 223 | 7 | Summer Peak | 0.58498 | 0.50378 | 0.50378 | 0.94422 | 0.23952 | 0.1807 | 0.15932 | 0 | 0.66478 | 0.85008 | 0.043006 | 0.018439 | 0.19122 | 0.54135 | 0.66478 | 0 | 0 | 0.85 | 0.85 | 0.85 | 0.85 | 0.94422 | 0.043006 | 0.53827 | 0.11152 | 0
2025-08-11 08:00 | 84337.6256 | 77878.2677 | 6063.0136 | 396.3443 | 0.27382 | 0.19429 | 0.19444 | 0.19144 | 223 | 8 | Summer Peak | 0.61718 | 0.51602 | 0.51602 | 0.94452 | 0.25851 | 0.19444 | 0.27382 | 0.22208 | 0.66478 | 0.85008 | 0.059063 | 0.018439 | 0.19144 | 0.57843 | 0.66478 | 0 | 0 | 0.85 | 0.85 | 0.85 | 0.85 | 0.94452 | 0.059063 | 0.56762 | 0.19167 | 0
2025-08-11 09:00 | 83501.4598 | 74805.7516 | 8282.8491 | 412.8591 | 0.37407 | 0.20238 | 0.20286 | 0.19371 | 223 | 9 | Summer Peak | 0.62852 | 0.53273 | 0.53273 | 0.94402 | 0.27851 | 0.20286 | 0.37407 | 0.50665 | 0.66478 | 0.85008 | 0.083812 | 0.018439 | 0.19371 | 0.62398 | 0.66478 | 0 | 0 | 0.85 | 0.85 | 0.85 | 0.85 | 0.94402 | 0.083812 | 0.60185 | 0.26185 | 0
2025-08-11 10:00 | 82295.5229 | 71927.8637 | 9945.1267 | 422.5325 | 0.44914 | 0.20712 | 0.20798 | 0.19157 | 223 | 10 | Summer Peak | 0.6635 | 0.56377 | 0.56377 | 0.94296 | 0.29263 | 0.20798 | 0.44914 | 0.61289 | 0.66524 | 0.85008 | 0.11355 | 0.018462 | 0.19157 | 0.68019 | 0.66524 | 0 | 0 | 0.85 | 0.85 | 0.85 | 0.85 | 0.94296 | 0.11355 | 0.64287 | 0.3144 | 0
2025-08-11 11:00 | 80939.9518 | 69463.2312 | 11046.3628 | 430.3578 | 0.49888 | 0.21096 | 0.21216 | 0.18921 | 223 | 11 | Summer Peak | 0.6962 | 0.60004 | 0.60004 | 0.9419 | 0.35197 | 0.21216 | 0.49888 | 0.61909 | 0.66641 | 0.85008 | 0.11554 | 0.026689 | 0.18921 | 0.74089 | 0.66641 | 0 | 0 | 0.85 | 0.85 | 0.85 | 0.85 | 0.9419 | 0.11554 | 0.69789 | 0.34921 | 0.0030788
2025-08-11 12:00 | 81312.4908 | 69374.6483 | 11516.2146 | 421.6279 | 0.5201 | 0.20668 | 0.2077 | 0.1882 | 223 | 12 | Summer Peak | 0.73007 | 0.63153 | 0.63153 | 0.94069 | 0.40099 | 0.2077 | 0.5201 | 0.62974 | 0.66641 | 0.85008 | 0.12556 | 0.055968 | 0.1882 | 0.77239 | 0.66641 | 0 | 0 | 0.85 | 0.85 | 0.85 | 0.85 | 0.94069 | 0.12556 | 0.71635 | 0.36407 | 0.26845
2025-08-11 13:00 | 81526.6249 | 69970.8629 | 11150.1937 | 405.5683 | 0.50357 | 0.19881 | 0.19943 | 0.18763 | 223 | 13 | Summer Peak | 0.7516 | 0.65557 | 0.65557 | 0.94088 | 0.46995 | 0.19943 | 0.50357 | 0.6577 | 0.66641 | 0.85008 | 0.12863 | 0.12809 | 0.18763 | 0.78077 | 0.66641 | 0 | 0 | 0.85 | 0.85 | 0.85 | 0.85 | 0.94088 | 0.12863 | 0.7268 | 0.3525 | 0.50611
2025-08-11 14:00 | 81547.6938 | 71202.8164 | 9948.6161 | 396.2613 | 0.4493 | 0.19425 | 0.19462 | 0.18739 | 223 | 14 | Summer Peak | 0.76878 | 0.67073 | 0.67073 | 0.94097 | 0.53463 | 0.19462 | 0.4493 | 0.64788 | 0.66641 | 0.85008 | 0.1441 | 0.17799 | 0.18739 | 0.78216 | 0.66641 | 0 | 0 | 0.85 | 0.85 | 0.85 | 0.85 | 0.94097 | 0.1441 | 0.73226 | 0.31451 | 0.61394
2025-08-11 15:00 | 82110.2043 | 73549.4624 | 8172.7286 | 388.0133 | 0.3691 | 0.1902 | 0.19043 | 0.18616 | 223 | 15 | Summer Peak | 0.7772 | 0.67923 | 0.67923 | 0.94166 | 0.5735 | 0.19043 | 0.3691 | 0.66571 | 0.66641 | 0.85008 | 0.14654 | 0.22333 | 0.18616 | 0.78664 | 0.66641 | 0 | 0 | 0.85 | 0.85 | 0.85 | 0.85 | 0.94166 | 0.14654 | 0.73676 | 0.25837 | 0.62604
2025-08-11 16:00 | 85255.5402 | 79018.5397 | 5866.2789 | 370.7215 | 0.26493 | 0.18173 | 0.18157 | 0.18461 | 223 | 16 | Summer Peak | 0.78314 | 0.68706 | 0.68706 | 0.94152 | 0.61016 | 0.18157 | 0.26493 | 0.67009 | 0.66641 | 0.85008 | 0.16455 | 0.25334 | 0.18461 | 0.78825 | 0.66641 | 0 | 0 | 0.85 | 0.85 | 0.85 | 0.85 | 0.94152 | 0.16455 | 0.7439 | 0.18545 | 0.63934
2025-08-11 17:00 | 88204.041 | 84429.8457 | 3431.7138 | 342.4816 | 0.15498 | 0.16788 | 0.16722 | 0.17981 | 223 | 17 | Summer Peak | 0.78861 | 0.68392 | 0.68392 | 0.94174 | 0.63791 | 0.16722 | 0.15498 | 0.64629 | 0.66641 | 0.85008 | 0.16623 | 0.30592 | 0.17981 | 0.79057 | 0.66641 | 0 | 0 | 0.85 | 0.85 | 0.85 | 0.85 | 0.94174 | 0.16623 | 0.7483 | 0.10849 | 0.64577
2025-08-11 18:00 | 90983.0063 | 89464.9913 | 1195.2672 | 322.7477 | 0.053981 | 0.15821 | 0.1573 | 0.17467 | 223 | 18 | Summer Peak | 0.77717 | 0.6836 | 0.6836 | 0.94203 | 0.63783 | 0.1573 | 0.053981 | 0.60617 | 0.66641 | 0.85008 | 0.1346 | 0.34292 | 0.17467 | 0.79262 | 0.66641 | 0 | 0 | 0.85 | 0.85 | 0.85 | 0.85 | 0.94203 | 0.1346 | 0.75998 | 0.037786 | 0.64577
2025-08-11 19:00 | 88829.8533 | 88467.0364 | 33.9303 | 328.8866 | 0.0015324 | 0.16122 | 0.16033 | 0.17724 | 223 | 19 | Summer Peak | 0.76366 | 0.68109 | 0.68109 | 0.94271 | 0.60381 | 0.16033 | 0.0015324 | 0.44937 | 0.66641 | 0.85008 | 0.12071 | 0.31855 | 0.17724 | 0.79179 | 0.66641 | 0 | 0 | 0.85 | 0.85 | 0.85 | 0.85 | 0.94271 | 0.12071 | 0.76663 | 0.0010727 | 0.63912
2025-08-11 20:00 | 85149.0431 | 84823.7709 | 0 | 325.2722 | 0 | 0.15945 | 0.15792 | 0.18702 | 223 | 20 | Summer Peak | 0.7569 | 0.67975 | 0.67975 | 0.94323 | 0.56051 | 0.15792 | 0 | 0.12967 | 0.66641 | 0.85008 | 0.11687 | 0.20126 | 0.18702 | 0.79043 | 0.66641 | 0 | 0 | 0.85 | 0.85 | 0.85 | 0.85 | 0.94323 | 0.11687 | 0.77989 | 0 | 0.73393
2025-08-11 21:00 | 81409.1944 | 81082.5044 | 0 | 326.6899 | 0 | 0.16014 | 0.15824 | 0.19446 | 223 | 21 | Summer Peak | 0.74352 | 0.65516 | 0.65516 | 0.94391 | 0.50938 | 0.15824 | 0 | 0 | 0.66641 | 0.85008 | 0.10298 | 0.088964 | 0.19446 | 0.77724 | 0.66641 | 0 | 0 | 0.85 | 0.85 | 0.85 | 0.85 | 0.94391 | 0.10298 | 0.77127 | 0 | 0.52035
2025-08-11 22:00 | 76179.3805 | 75836.8468 | 0 | 342.5337 | 0 | 0.16791 | 0.16622 | 0.19846 | 223 | 22 | Summer Peak | 0.71092 | 0.62055 | 0.62055 | 0.94151 | 0.47516 | 0.16622 | 0 | 0 | 0.66641 | 0.85008 | 0.074736 | 0.031525 | 0.19846 | 0.72238 | 0.66641 | 0 | 0 | 0.85 | 0.85 | 0.85 | 0.85 | 0.94151 | 0.074736 | 0.72371 | 0 | 0.14779
2025-08-11 23:00 | 70895.2076 | 70552.5478 | 0 | 342.6598 | 0 | 0.16797 | 0.16622 | 0.19963 | 223 | 23 | Summer Peak | 0.70195 | 0.57992 | 0.57992 | 0.941 | 0.4275 | 0.16622 | 0 | 0 | 0.66478 | 0.85008 | 0.061507 | 0.02346 | 0.19963 | 0.65079 | 0.66478 | 0 | 0 | 0.85 | 0.85 | 0.85 | 0.85 | 0.941 | 0.061507 | 0.65847 | 0 | 0.14779
2025-08-12 00:00 | 67728.6467 | 67388.6404 | 0 | 340.0063 | 0 | 0.16667 | 0.16487 | 0.19915 | 224 | 0 | Summer Peak | 0.66085 | 0.54873 | 0.54873 | 0.93782 | 0.38915 | 0.16487 | 0 | 0 | 0.66478 | 0.85008 | 0.048067 | 0.018972 | 0.19915 | 0.5735 | 0.66478 | 0 | 0 | 0.85 | 0.85 | 0.85 | 0.85 | 0.93782 | 0.048067 | 0.60816 | 0 | 0.085277
2025-08-12 01:00 | 66177.1786 | 65848.9057 | 0 | 328.2729 | 0 | 0.16092 | 0.15881 | 0.1991 | 224 | 1 | Summer Peak | 0.60795 | 0.52302 | 0.52302 | 0.93903 | 0.34221 | 0.15881 | 0 | 0 | 0.66478 | 0.85008 | 0.033371 | 0.018972 | 0.1991 | 0.51885 | 0.66478 | 0 | 0 | 0.85 | 0.85 | 0.85 | 0.85 | 0.93903 | 0.033371 | 0.54715 | 0 | 0
2025-08-12 02:00 | 65201.169 | 64882.8191 | 0 | 318.3499 | 0 | 0.15605 | 0.15364 | 0.19963 | 224 | 2 | Summer Peak | 0.56488 | 0.4979 | 0.4979 | 0.93896 | 0.28723 | 0.15364 | 0 | 0 | 0.66478 | 0.85008 | 0.028135 | 0.018479 | 0.19963 | 0.48751 | 0.66478 | 0 | 0 | 0.85 | 0.85 | 0.85 | 0.85 | 0.93896 | 0.028135 | 0.52145 | 0 | 0
2025-08-12 03:00 | 64503.4602 | 64192.8881 | 0 | 310.5721 | 0 | 0.15224 | 0.14985 | 0.19554 | 224 | 3 | Summer Peak | 0.53882 | 0.47726 | 0.47726 | 0.93932 | 0.24901 | 0.14985 | 0 | 0 | 0.66478 | 0.85008 | 0.028694 | 0.018439 | 0.19554 | 0.47281 | 0.66478 | 0 | 0 | 0.85 | 0.85 | 0.85 | 0.85 | 0.93932 | 0.028694 | 0.51743 | 0 | 0
2025-08-12 04:00 | 64388.6116 | 64079.4897 | 0 | 309.1219 | 0 | 0.15153 | 0.1494 | 0.18996 | 224 | 4 | Summer Peak | 0.52997 | 0.46957 | 0.46957 | 0.94042 | 0.23186 | 0.1494 | 0 | 0 | 0.66478 | 0.85008 | 0.028729 | 0.018439 | 0.18996 | 0.48381 | 0.66478 | 0 | 0 | 0.85 | 0.85 | 0.85 | 0.85 | 0.94042 | 0.028729 | 0.5208 | 0 | 0
2025-08-12 05:00 | 67433.6764 | 67071.5231 | 51.3497 | 310.8035 | 0.0023191 | 0.15235 | 0.15049 | 0.18608 | 224 | 5 | Summer Peak | 0.53054 | 0.47882 | 0.47882 | 0.94133 | 0.22414 | 0.15049 | 0.0023191 | 0 | 0.66478 | 0.85008 | 0.029636 | 0.018439 | 0.18608 | 0.51322 | 0.66478 | 0 | 0 | 0.85 | 0.85 | 0.85 | 0.85 | 0.94133 | 0.029636 | 0.53321 | 0.0016233 | 0
2025-08-12 06:00 | 75504.6739 | 73730.4199 | 1495.2166 | 279.0373 | 0.067527 | 0.13678 | 0.13456 | 0.177 | 224 | 6 | Summer Peak | 0.54996 | 0.49294 | 0.49294 | 0.94251 | 0.22328 | 0.13456 | 0.067527 | 0 | 0.66478 | 0.85008 | 0.031661 | 0.018439 | 0.177 | 0.50951 | 0.66478 | 0 | 0 | 0.85 | 0.85 | 0.85 | 0.85 | 0.94251 | 0.031661 | 0.52179 | 0.047269 | 0
2025-08-12 07:00 | 83458.8484 | 78812.8839 | 4381.9742 | 263.9903 | 0.1979 | 0.12941 | 0.12753 | 0.16339 | 224 | 7 | Summer Peak | 0.58498 | 0.50378 | 0.50378 | 0.94422 | 0.23952 | 0.12753 | 0.1979 | 0 | 0.66478 | 0.85008 | 0.043006 | 0.018439 | 0.16339 | 0.54135 | 0.66478 | 0 | 0 | 0.85 | 0.85 | 0.85 | 0.85 | 0.94422 | 0.043006 | 0.53827 | 0.13853 | 0
2025-08-12 08:00 | 84911.9718 | 77140.4602 | 7488.1732 | 283.3384 | 0.33818 | 0.13889 | 0.13757 | 0.16275 | 224 | 8 | Summer Peak | 0.61718 | 0.51602 | 0.51602 | 0.94452 | 0.25851 | 0.13757 | 0.33818 | 0.22208 | 0.66478 | 0.85008 | 0.059063 | 0.018439 | 0.16275 | 0.57843 | 0.66478 | 0 | 0 | 0.85 | 0.85 | 0.85 | 0.85 | 0.94452 | 0.059063 | 0.56762 | 0.23673 | 0
2025-08-12 09:00 | 84311.5536 | 73802.8036 | 10215.8242 | 292.9258 | 0.46137 | 0.14359 | 0.14251 | 0.16307 | 224 | 9 | Summer Peak | 0.62852 | 0.53273 | 0.53273 | 0.94402 | 0.27851 | 0.14251 | 0.46137 | 0.50665 | 0.66478 | 0.85008 | 0.083812 | 0.018439 | 0.16307 | 0.62398 | 0.66478 | 0 | 0 | 0.85 | 0.85 | 0.85 | 0.85 | 0.94402 | 0.083812 | 0.60185 | 0.32296 | 0
2025-08-12 10:00 | 83153.7481 | 70514.4047 | 12348.9841 | 290.3593 | 0.55771 | 0.14233 | 0.14129 | 0.16122 | 224 | 10 | Summer Peak | 0.6635 | 0.56377 | 0.56377 | 0.94296 | 0.29263 | 0.14129 | 0.55771 | 0.61289 | 0.66524 | 0.85008 | 0.11355 | 0.018462 | 0.16122 | 0.68019 | 0.66524 | 0 | 0 | 0.85 | 0.85 | 0.85 | 0.85 | 0.94296 | 0.11355 | 0.64287 | 0.39039 | 0
2025-08-12 11:00 | 81831.5204 | 67914.6257 | 13633.5659 | 283.3288 | 0.61572 | 0.13889 | 0.13781 | 0.1583 | 224 | 11 | Summer Peak | 0.6962 | 0.60004 | 0.60004 | 0.9419 | 0.35197 | 0.13781 | 0.61572 | 0.61909 | 0.66641 | 0.85008 | 0.11554 | 0.026689 | 0.1583 | 0.74089 | 0.66641 | 0 | 0 | 0.85 | 0.85 | 0.85 | 0.85 | 0.9419 | 0.11554 | 0.69789 | 0.431 | 0.0030788
2025-08-12 12:00 | 82217.3784 | 67775.58 | 14169.9424 | 271.8561 | 0.63994 | 0.13326 | 0.13229 | 0.15088 | 224 | 12 | Summer Peak | 0.73007 | 0.63153 | 0.63153 | 0.94069 | 0.40099 | 0.13229 | 0.63994 | 0.62974 | 0.66641 | 0.85008 | 0.12556 | 0.055968 | 0.15088 | 0.77239 | 0.66641 | 0 | 0 | 0.85 | 0.85 | 0.85 | 0.85 | 0.94069 | 0.12556 | 0.71635 | 0.44796 | 0.26845
2025-08-12 13:00 | 82397.4943 | 68389.2505 | 13750.8306 | 257.4132 | 0.62102 | 0.12618 | 0.1254 | 0.14038 | 224 | 13 | Summer Peak | 0.7516 | 0.65557 | 0.65557 | 0.94088 | 0.46995 | 0.1254 | 0.62102 | 0.6577 | 0.66641 | 0.85008 | 0.12863 | 0.12809 | 0.14038 | 0.78077 | 0.66641 | 0 | 0 | 0.85 | 0.85 | 0.85 | 0.85 | 0.94088 | 0.12863 | 0.7268 | 0.43471 | 0.50611
2025-08-12 14:00 | 82369.7293 | 69681.1929 | 12451.4105 | 237.1258 | 0.56233 | 0.11624 | 0.11557 | 0.12825 | 224 | 14 | Summer Peak | 0.76878 | 0.67073 | 0.67073 | 0.94097 | 0.53463 | 0.11557 | 0.56233 | 0.64788 | 0.66641 | 0.85008 | 0.1441 | 0.17799 | 0.12825 | 0.78216 | 0.66641 | 0 | 0 | 0.85 | 0.85 | 0.85 | 0.85 | 0.94097 | 0.1441 | 0.73226 | 0.39363 | 0.61394
2025-08-12 15:00 | 82908.3695 | 72211.6196 | 10485.6674 | 211.0825 | 0.47355 | 0.10347 | 0.10278 | 0.11604 | 224 | 15 | Summer Peak | 0.7772 | 0.67923 | 0.67923 | 0.94166 | 0.5735 | 0.10278 | 0.47355 | 0.66571 | 0.66641 | 0.85008 | 0.14654 | 0.22333 | 0.11604 | 0.78664 | 0.66641 | 0 | 0 | 0.85 | 0.85 | 0.85 | 0.85 | 0.94166 | 0.14654 | 0.73676 | 0.33149 | 0.62604
2025-08-12 16:00 | 86100.833 | 78311.898 | 7598.8127 | 190.1223 | 0.34318 | 0.093197 | 0.092451 | 0.10669 | 224 | 16 | Summer Peak | 0.78314 | 0.68706 | 0.68706 | 0.94152 | 0.61016 | 0.092451 | 0.34318 | 0.67009 | 0.66641 | 0.85008 | 0.16455 | 0.25334 | 0.10669 | 0.78825 | 0.66641 | 0 | 0 | 0.85 | 0.85 | 0.85 | 0.85 | 0.94152 | 0.16455 | 0.7439 | 0.24022 | 0.63934
2025-08-12 17:00 | 89125.4529 | 84595.8148 | 4352.158 | 177.4801 | 0.19655 | 0.087 | 0.086304 | 0.099589 | 224 | 17 | Summer Peak | 0.78861 | 0.68392 | 0.68392 | 0.94174 | 0.63791 | 0.086304 | 0.19655 | 0.64629 | 0.66641 | 0.85008 | 0.16623 | 0.30592 | 0.099589 | 0.79057 | 0.66641 | 0 | 0 | 0.85 | 0.85 | 0.85 | 0.85 | 0.94174 | 0.16623 | 0.7483 | 0.13759 | 0.64577
2025-08-12 18:00 | 91329.0665 | 89702.34 | 1451.2049 | 175.5215 | 0.065539 | 0.08604 | 0.085339 | 0.098705 | 224 | 18 | Summer Peak | 0.77717 | 0.6836 | 0.6836 | 0.94203 | 0.63783 | 0.085339 | 0.065539 | 0.60617 | 0.66641 | 0.85008 | 0.1346 | 0.34292 | 0.098705 | 0.79262 | 0.66641 | 0 | 0 | 0.85 | 0.85 | 0.85 | 0.85 | 0.94203 | 0.1346 | 0.75998 | 0.045878 | 0.64577
2025-08-12 19:00 | 88608.9524 | 88384.9702 | 35.9573 | 188.025 | 0.0016239 | 0.092169 | 0.091507 | 0.10414 | 224 | 19 | Summer Peak | 0.76366 | 0.68109 | 0.68109 | 0.94271 | 0.60381 | 0.091507 | 0.0016239 | 0.44937 | 0.66641 | 0.85008 | 0.12071 | 0.31855 | 0.10414 | 0.79179 | 0.66641 | 0 | 0 | 0.85 | 0.85 | 0.85 | 0.85 | 0.94271 | 0.12071 | 0.76663 | 0.0011367 | 0.63912
2025-08-12 20:00 | 84558.4528 | 84370.7974 | 0 | 187.6554 | 0 | 0.091988 | 0.091145 | 0.10722 | 224 | 20 | Summer Peak | 0.7569 | 0.67975 | 0.67975 | 0.94323 | 0.56051 | 0.091145 | 0 | 0.12967 | 0.66641 | 0.85008 | 0.11687 | 0.20126 | 0.10722 | 0.79043 | 0.66641 | 0 | 0 | 0.85 | 0.85 | 0.85 | 0.85 | 0.94323 | 0.11687 | 0.77989 | 0 | 0.73393
2025-08-12 21:00 | 80654.4574 | 80478.2758 | 0 | 176.1817 | 0 | 0.086364 | 0.085138 | 0.10851 | 224 | 21 | Summer Peak | 0.74352 | 0.65516 | 0.65516 | 0.94391 | 0.50938 | 0.085138 | 0 | 0 | 0.66641 | 0.85008 | 0.10298 | 0.088964 | 0.10851 | 0.77724 | 0.66641 | 0 | 0 | 0.85 | 0.85 | 0.85 | 0.85 | 0.94391 | 0.10298 | 0.77127 | 0 | 0.52035
2025-08-12 22:00 | 75441.2312 | 75277.5129 | 0 | 163.7183 | 0 | 0.080254 | 0.078609 | 0.10998 | 224 | 22 | Summer Peak | 0.71092 | 0.62055 | 0.62055 | 0.94151 | 0.47516 | 0.078609 | 0 | 0 | 0.66641 | 0.85008 | 0.074736 | 0.031525 | 0.10998 | 0.72238 | 0.66641 | 0 | 0 | 0.85 | 0.85 | 0.85 | 0.85 | 0.94151 | 0.074736 | 0.72371 | 0 | 0.14779
2025-08-12 23:00 | 70179.1751 | 70026.7911 | 0 | 152.384 | 0 | 0.074698 | 0.072663 | 0.11148 | 224 | 23 | Summer Peak | 0.70195 | 0.57992 | 0.57992 | 0.941 | 0.4275 | 0.072663 | 0 | 0 | 0.66478 | 0.85008 | 0.061507 | 0.02346 | 0.11148 | 0.65079 | 0.66478 | 0 | 0 | 0.85 | 0.85 | 0.85 | 0.85 | 0.941 | 0.061507 | 0.65847 | 0 | 0.14779
2025-08-13 00:00 | 66998.7912 | 66849.0626 | 0 | 149.7287 | 0 | 0.073396 | 0.071076 | 0.11534 | 225 | 0 | Summer Peak | 0.66085 | 0.54873 | 0.54873 | 0.93782 | 0.38915 | 0.071076 | 0 | 0 | 0.66478 | 0.85008 | 0.048067 | 0.018972 | 0.11534 | 0.5735 | 0.66478 | 0 | 0 | 0.85 | 0.85 | 0.85 | 0.85 | 0.93782 | 0.048067 | 0.60816 | 0 | 0.085277
2025-08-13 01:00 | 65400.9233 | 65252.3002 | 0 | 148.6232 | 0 | 0.072854 | 0.070212 | 0.12062 | 225 | 1 | Summer Peak | 0.60795 | 0.52302 | 0.52302 | 0.93903 | 0.34221 | 0.070212 | 0 | 0 | 0.66478 | 0.85008 | 0.033371 | 0.018972 | 0.12062 | 0.51885 | 0.66478 | 0 | 0 | 0.85 | 0.85 | 0.85 | 0.85 | 0.93903 | 0.033371 | 0.54715 | 0 | 0
2025-08-13 02:00 | 64459.1823 | 64312.2783 | 0 | 146.904 | 0 | 0.072012 | 0.069087 | 0.12487 | 225 | 2 | Summer Peak | 0.56488 | 0.4979 | 0.4979 | 0.93896 | 0.28723 | 0.069087 | 0 | 0 | 0.66478 | 0.85008 | 0.028135 | 0.018479 | 0.12487 | 0.48751 | 0.66478 | 0 | 0 | 0.85 | 0.85 | 0.85 | 0.85 | 0.93896 | 0.028135 | 0.52145 | 0 | 0
2025-08-13 03:00 | 63982.6695 | 63835.0895 | 0 | 147.58 | 0 | 0.072343 | 0.069268 | 0.12793 | 225 | 3 | Summer Peak | 0.53882 | 0.47726 | 0.47726 | 0.93932 | 0.24901 | 0.069268 | 0 | 0 | 0.66478 | 0.85008 | 0.028694 | 0.018439 | 0.12793 | 0.47281 | 0.66478 | 0 | 0 | 0.85 | 0.85 | 0.85 | 0.85 | 0.93932 | 0.028694 | 0.51743 | 0 | 0
2025-08-13 04:00 | 64061.0175 | 63907.6856 | 0 | 153.3319 | 0 | 0.075163 | 0.07208 | 0.13087 | 225 | 4 | Summer Peak | 0.52997 | 0.46957 | 0.46957 | 0.94042 | 0.23186 | 0.07208 | 0 | 0 | 0.66478 | 0.85008 | 0.028729 | 0.018439 | 0.13087 | 0.48381 | 0.66478 | 0 | 0 | 0.85 | 0.85 | 0.85 | 0.85 | 0.94042 | 0.028729 | 0.5208 | 0 | 0
2025-08-13 05:00 | 67085.3363 | 66870.9343 | 50.2915 | 164.1104 | 0.0022713 | 0.080446 | 0.077304 | 0.13725 | 225 | 5 | Summer Peak | 0.53054 | 0.47882 | 0.47882 | 0.94133 | 0.22414 | 0.077304 | 0.0022713 | 0 | 0.66478 | 0.85008 | 0.029636 | 0.018439 | 0.13725 | 0.51322 | 0.66478 | 0 | 0 | 0.85 | 0.85 | 0.85 | 0.85 | 0.94133 | 0.029636 | 0.53321 | 0.0015899 | 0
2025-08-13 06:00 | 74984.5578 | 73300.2162 | 1523.3249 | 161.0168 | 0.068796 | 0.07893 | 0.075897 | 0.13374 | 225 | 6 | Summer Peak | 0.54996 | 0.49294 | 0.49294 | 0.94251 | 0.22328 | 0.075897 | 0.068796 | 0 | 0.66478 | 0.85008 | 0.031661 | 0.018439 | 0.13374 | 0.50951 | 0.66478 | 0 | 0 | 0.85 | 0.85 | 0.85 | 0.85 | 0.94251 | 0.031661 | 0.52179 | 0.048157 | 0
2025-08-13 07:00 | 82467.8896 | 77951.0625 | 4366.2858 | 150.5413 | 0.19719 | 0.073795 | 0.071317 | 0.11858 | 225 | 7 | Summer Peak | 0.58498 | 0.50378 | 0.50378 | 0.94422 | 0.23952 | 0.071317 | 0.19719 | 0 | 0.66478 | 0.85008 | 0.043006 | 0.018439 | 0.11858 | 0.54135 | 0.66478 | 0 | 0 | 0.85 | 0.85 | 0.85 | 0.85 | 0.94422 | 0.043006 | 0.53827 | 0.13803 | 0
2025-08-13 08:00 | 83749.123 | 76313.6536 | 7270.9353 | 164.5341 | 0.32837 | 0.080654 | 0.078529 | 0.11906 | 225 | 8 | Summer Peak | 0.61718 | 0.51602 | 0.51602 | 0.94452 | 0.25851 | 0.078529 | 0.32837 | 0.22208 | 0.66478 | 0.85008 | 0.059063 | 0.018439 | 0.11906 | 0.57843 | 0.66478 | 0 | 0 | 0.85 | 0.85 | 0.85 | 0.85 | 0.94452 | 0.059063 | 0.56762 | 0.22986 | 0
2025-08-13 09:00 | 83299.3757 | 73303.8902 | 9818.5997 | 176.8857 | 0.44343 | 0.086709 | 0.084877 | 0.11981 | 225 | 9 | Summer Peak | 0.62852 | 0.53273 | 0.53273 | 0.94402 | 0.27851 | 0.084877 | 0.44343 | 0.50665 | 0.66478 | 0.85008 | 0.083812 | 0.018439 | 0.11981 | 0.62398 | 0.66478 | 0 | 0 | 0.85 | 0.85 | 0.85 | 0.85 | 0.94402 | 0.083812 | 0.60185 | 0.3104 | 0
2025-08-13 10:00 | 82402.9986 | 70549.914 | 11669.6866 | 183.398 | 0.52703 | 0.089901 | 0.088393 | 0.11716 | 225 | 10 | Summer Peak | 0.6635 | 0.56377 | 0.56377 | 0.94296 | 0.29263 | 0.088393 | 0.52703 | 0.61289 | 0.66524 | 0.85008 | 0.11355 | 0.018462 | 0.11716 | 0.68019 | 0.66524 | 0 | 0 | 0.85 | 0.85 | 0.85 | 0.85 | 0.94296 | 0.11355 | 0.64287 | 0.36892 | 0
2025-08-13 11:00 | 81315.4304 | 68267.2873 | 12865.7337 | 182.4093 | 0.58104 | 0.089416 | 0.087991 | 0.11518 | 225 | 11 | Summer Peak | 0.6962 | 0.60004 | 0.60004 | 0.9419 | 0.35197 | 0.087991 | 0.58104 | 0.61909 | 0.66641 | 0.85008 | 0.11554 | 0.026689 | 0.11518 | 0.74089 | 0.66641 | 0 | 0 | 0.85 | 0.85 | 0.85 | 0.85 | 0.9419 | 0.11554 | 0.69789 | 0.40673 | 0.0030788
2025-08-13 12:00 | 81823.106 | 68451.9961 | 13190.9761 | 180.1338 | 0.59573 | 0.088301 | 0.086786 | 0.11569 | 225 | 12 | Summer Peak | 0.73007 | 0.63153 | 0.63153 | 0.94069 | 0.40099 | 0.086786 | 0.59573 | 0.62974 | 0.66641 | 0.85008 | 0.12556 | 0.055968 | 0.11569 | 0.77239 | 0.66641 | 0 | 0 | 0.85 | 0.85 | 0.85 | 0.85 | 0.94069 | 0.12556 | 0.71635 | 0.41701 | 0.26845
2025-08-13 13:00 | 82082.9698 | 69438.4701 | 12461.9334 | 182.5663 | 0.56281 | 0.089493 | 0.088091 | 0.11483 | 225 | 13 | Summer Peak | 0.7516 | 0.65557 | 0.65557 | 0.94088 | 0.46995 | 0.088091 | 0.56281 | 0.6577 | 0.66641 | 0.85008 | 0.12863 | 0.12809 | 0.11483 | 0.78077 | 0.66641 | 0 | 0 | 0.85 | 0.85 | 0.85 | 0.85 | 0.94088 | 0.12863 | 0.7268 | 0.39396 | 0.50611
2025-08-13 14:00 | 82120.9554 | 70959.4129 | 10982.0135 | 179.529 | 0.49597 | 0.088004 | 0.086565 | 0.11403 | 225 | 14 | Summer Peak | 0.76878 | 0.67073 | 0.67073 | 0.94097 | 0.53463 | 0.086565 | 0.49597 | 0.64788 | 0.66641 | 0.85008 | 0.1441 | 0.17799 | 0.11403 | 0.78216 | 0.66641 | 0 | 0 | 0.85 | 0.85 | 0.85 | 0.85 | 0.94097 | 0.1441 | 0.73226 | 0.34718 | 0.61394
2025-08-13 15:00 | 82702.9012 | 73486.4017 | 9040.4252 | 176.0744 | 0.40828 | 0.086311 | 0.084797 | 0.11368 | 225 | 15 | Summer Peak | 0.7772 | 0.67923 | 0.67923 | 0.94166 | 0.5735 | 0.084797 | 0.40828 | 0.66571 | 0.66641 | 0.85008 | 0.14654 | 0.22333 | 0.11368 | 0.78664 | 0.66641 | 0 | 0 | 0.85 | 0.85 | 0.85 | 0.85 | 0.94166 | 0.14654 | 0.73676 | 0.2858 | 0.62604
2025-08-13 16:00 | 85975.331 | 79311.5195 | 6486.6011 | 177.2104 | 0.29295 | 0.086868 | 0.085359 | 0.11413 | 225 | 16 | Summer Peak | 0.78314 | 0.68706 | 0.68706 | 0.94152 | 0.61016 | 0.085359 | 0.29295 | 0.67009 | 0.66641 | 0.85008 | 0.16455 | 0.25334 | 0.11413 | 0.78825 | 0.66641 | 0 | 0 | 0.85 | 0.85 | 0.85 | 0.85 | 0.94152 | 0.16455 | 0.7439 | 0.20506 | 0.63934
2025-08-13 17:00 | 89024.2955 | 85164.3716 | 3679.7011 | 180.2229 | 0.16618 | 0.088345 | 0.086826 | 0.11579 | 225 | 17 | Summer Peak | 0.78861 | 0.68392 | 0.68392 | 0.94174 | 0.63791 | 0.086826 | 0.16618 | 0.64629 | 0.66641 | 0.85008 | 0.16623 | 0.30592 | 0.11579 | 0.79057 | 0.66641 | 0 | 0 | 0.85 | 0.85 | 0.85 | 0.85 | 0.94174 | 0.16623 | 0.7483 | 0.11633 | 0.64577
2025-08-13 18:00 | 91236.3934 | 89871.9298 | 1180.8202 | 183.6434 | 0.053328 | 0.090021 | 0.088453 | 0.11837 | 225 | 18 | Summer Peak | 0.77717 | 0.6836 | 0.6836 | 0.94203 | 0.63783 | 0.088453 | 0.053328 | 0.60617 | 0.66641 | 0.85008 | 0.1346 | 0.34292 | 0.11837 | 0.79262 | 0.66641 | 0 | 0 | 0.85 | 0.85 | 0.85 | 0.85 | 0.94203 | 0.1346 | 0.75998 | 0.03733 | 0.64577
2025-08-13 19:00 | 88355.7246 | 88131.7691 | 27.1077 | 196.8478 | 0.0012242 | 0.096494 | 0.095042 | 0.12273 | 225 | 19 | Summer Peak | 0.76366 | 0.68109 | 0.68109 | 0.94271 | 0.60381 | 0.095042 | 0.0012242 | 0.44937 | 0.66641 | 0.85008 | 0.12071 | 0.31855 | 0.12273 | 0.79179 | 0.66641 | 0 | 0 | 0.85 | 0.85 | 0.85 | 0.85 | 0.94271 | 0.12071 | 0.76663 | 0.00085697 | 0.63912
2025-08-13 20:00 | 84201.3518 | 83997.477 | 0 | 203.8748 | 0 | 0.099939 | 0.098618 | 0.1238 | 225 | 20 | Summer Peak | 0.7569 | 0.67975 | 0.67975 | 0.94323 | 0.56051 | 0.098618 | 0 | 0.12967 | 0.66641 | 0.85008 | 0.11687 | 0.20126 | 0.1238 | 0.79043 | 0.66641 | 0 | 0 | 0.85 | 0.85 | 0.85 | 0.85 | 0.94323 | 0.11687 | 0.77989 | 0 | 0.73393
2025-08-13 21:00 | 80176.1809 | 79972.8292 | 0 | 203.3518 | 0 | 0.099682 | 0.098417 | 0.12254 | 225 | 21 | Summer Peak | 0.74352 | 0.65516 | 0.65516 | 0.94391 | 0.50938 | 0.098417 | 0 | 0 | 0.66641 | 0.85008 | 0.10298 | 0.088964 | 0.12254 | 0.77724 | 0.66641 | 0 | 0 | 0.85 | 0.85 | 0.85 | 0.85 | 0.94391 | 0.10298 | 0.77127 | 0 | 0.52035
2025-08-13 22:00 | 74844.0767 | 74643.0597 | 0 | 201.017 | 0 | 0.098538 | 0.097333 | 0.12032 | 225 | 22 | Summer Peak | 0.71092 | 0.62055 | 0.62055 | 0.94151 | 0.47516 | 0.097333 | 0 | 0 | 0.66641 | 0.85008 | 0.074736 | 0.031525 | 0.12032 | 0.72238 | 0.66641 | 0 | 0 | 0.85 | 0.85 | 0.85 | 0.85 | 0.94151 | 0.074736 | 0.72371 | 0 | 0.14779
2025-08-13 23:00 | 69582.0206 | 69379.5763 | 0 | 202.4443 | 0 | 0.099237 | 0.098136 | 0.11914 | 225 | 23 | Summer Peak | 0.70195 | 0.57992 | 0.57992 | 0.941 | 0.4275 | 0.098136 | 0 | 0 | 0.66478 | 0.85008 | 0.061507 | 0.02346 | 0.11914 | 0.65079 | 0.66478 | 0 | 0 | 0.85 | 0.85 | 0.85 | 0.85 | 0.941 | 0.061507 | 0.65847 | 0 | 0.14779
2025-08-14 00:00 | 66586.8652 | 66373.3833 | 0 | 213.4819 | 0 | 0.10465 | 0.1037 | 0.12177 | 226 | 0 | Summer Peak | 0.66085 | 0.54873 | 0.54873 | 0.93782 | 0.38915 | 0.1037 | 0 | 0 | 0.66478 | 0.85008 | 0.048067 | 0.018972 | 0.12177 | 0.5735 | 0.66478 | 0 | 0 | 0.85 | 0.85 | 0.85 | 0.85 | 0.93782 | 0.048067 | 0.60816 | 0 | 0.085277
2025-08-14 01:00 | 65192.2526 | 64961.053 | 0 | 231.1996 | 0 | 0.11333 | 0.11262 | 0.12621 | 226 | 1 | Summer Peak | 0.60795 | 0.52302 | 0.52302 | 0.93903 | 0.34221 | 0.11262 | 0 | 0 | 0.66478 | 0.85008 | 0.033371 | 0.018972 | 0.12621 | 0.51885 | 0.66478 | 0 | 0 | 0.85 | 0.85 | 0.85 | 0.85 | 0.93903 | 0.033371 | 0.54715 | 0 | 0
2025-08-14 02:00 | 64226.7865 | 63981.7663 | 0 | 245.0202 | 0 | 0.12011 | 0.11961 | 0.12908 | 226 | 2 | Summer Peak | 0.56488 | 0.4979 | 0.4979 | 0.93896 | 0.28723 | 0.11961 | 0 | 0 | 0.66478 | 0.85008 | 0.028135 | 0.018479 | 0.12908 | 0.48751 | 0.66478 | 0 | 0 | 0.85 | 0.85 | 0.85 | 0.85 | 0.93896 | 0.028135 | 0.52145 | 0 | 0
2025-08-14 03:00 | 63461.8788 | 63202.7471 | 0 | 259.1317 | 0 | 0.12703 | 0.12662 | 0.1343 | 226 | 3 | Summer Peak | 0.53882 | 0.47726 | 0.47726 | 0.93932 | 0.24901 | 0.12662 | 0 | 0 | 0.66478 | 0.85008 | 0.028694 | 0.018439 | 0.1343 | 0.47281 | 0.66478 | 0 | 0 | 0.85 | 0.85 | 0.85 | 0.85 | 0.93932 | 0.028694 | 0.51743 | 0 | 0
2025-08-14 04:00 | 63341.4304 | 63069.2856 | 0 | 272.1448 | 0 | 0.1334 | 0.13293 | 0.14196 | 226 | 4 | Summer Peak | 0.52997 | 0.46957 | 0.46957 | 0.94042 | 0.23186 | 0.13293 | 0 | 0 | 0.66478 | 0.85008 | 0.028729 | 0.018439 | 0.14196 | 0.48381 | 0.66478 | 0 | 0 | 0.85 | 0.85 | 0.85 | 0.85 | 0.94042 | 0.028729 | 0.5208 | 0 | 0
2025-08-14 05:00 | 66463.3003 | 66138.628 | 41.6953 | 282.9771 | 0.001883 | 0.13871 | 0.13807 | 0.15029 | 226 | 5 | Summer Peak | 0.53054 | 0.47882 | 0.47882 | 0.94133 | 0.22414 | 0.13807 | 0.001883 | 0 | 0.66478 | 0.85008 | 0.029636 | 0.018439 | 0.15029 | 0.51322 | 0.66478 | 0 | 0 | 0.85 | 0.85 | 0.85 | 0.85 | 0.94133 | 0.029636 | 0.53321 | 0.0013181 | 0
2025-08-14 06:00 | 74920.2755 | 73170.8197 | 1486.153 | 263.3028 | 0.067118 | 0.12907 | 0.12825 | 0.14389 | 226 | 6 | Summer Peak | 0.54996 | 0.49294 | 0.49294 | 0.94251 | 0.22328 | 0.12825 | 0.067118 | 0 | 0.66478 | 0.85008 | 0.031661 | 0.018439 | 0.14389 | 0.50951 | 0.66478 | 0 | 0 | 0.85 | 0.85 | 0.85 | 0.85 | 0.94251 | 0.031661 | 0.52179 | 0.046982 | 0
2025-08-14 07:00 | 82773.921 | 78104.8173 | 4418.6055 | 250.4983 | 0.19955 | 0.12279 | 0.12222 | 0.1331 | 226 | 7 | Summer Peak | 0.58498 | 0.50378 | 0.50378 | 0.94422 | 0.23952 | 0.12222 | 0.19955 | 0 | 0.66478 | 0.85008 | 0.043006 | 0.018439 | 0.1331 | 0.54135 | 0.66478 | 0 | 0 | 0.85 | 0.85 | 0.85 | 0.85 | 0.94422 | 0.043006 | 0.53827 | 0.13969 | 0
2025-08-14 08:00 | 84307.2904 | 76453.0128 | 7595.1019 | 259.1757 | 0.34301 | 0.12705 | 0.12638 | 0.13907 | 226 | 8 | Summer Peak | 0.61718 | 0.51602 | 0.51602 | 0.94452 | 0.25851 | 0.12638 | 0.34301 | 0.22208 | 0.66478 | 0.85008 | 0.059063 | 0.018439 | 0.13907 | 0.57843 | 0.66478 | 0 | 0 | 0.85 | 0.85 | 0.85 | 0.85 | 0.94452 | 0.059063 | 0.56762 | 0.24011 | 0
2025-08-14 09:00 | 83852.9105 | 73137.2654 | 10437.7644 | 277.8807 | 0.47139 | 0.13622 | 0.13554 | 0.14839 | 226 | 9 | Summer Peak | 0.62852 | 0.53273 | 0.53273 | 0.94402 | 0.27851 | 0.13554 | 0.47139 | 0.50665 | 0.66478 | 0.85008 | 0.083812 | 0.018439 | 0.14839 | 0.62398 | 0.66478 | 0 | 0 | 0.85 | 0.85 | 0.85 | 0.85 | 0.94402 | 0.083812 | 0.60185 | 0.32997 | 0
2025-08-14 10:00 | 82659.0437 | 69903.5562 | 12451.502 | 303.9854 | 0.56233 | 0.14901 | 0.14868 | 0.15501 | 226 | 10 | Summer Peak | 0.6635 | 0.56377 | 0.56377 | 0.94296 | 0.29263 | 0.14868 | 0.56233 | 0.61289 | 0.66524 | 0.85008 | 0.11355 | 0.018462 | 0.15501 | 0.68019 | 0.66524 | 0 | 0 | 0.85 | 0.85 | 0.85 | 0.85 | 0.94296 | 0.11355 | 0.64287 | 0.39363 | 0
2025-08-14 11:00 | 81238.1714 | 67425.6945 | 13493.5326 | 318.9443 | 0.6094 | 0.15635 | 0.15633 | 0.15654 | 226 | 11 | Summer Peak | 0.6962 | 0.60004 | 0.60004 | 0.9419 | 0.35197 | 0.15633 | 0.6094 | 0.61909 | 0.66641 | 0.85008 | 0.11554 | 0.026689 | 0.15654 | 0.74089 | 0.66641 | 0 | 0 | 0.85 | 0.85 | 0.85 | 0.85 | 0.9419 | 0.11554 | 0.69789 | 0.42658 | 0.0030788
2025-08-14 12:00 | 81558.1032 | 67499.5754 | 13726.3962 | 332.1315 | 0.61991 | 0.16281 | 0.16292 | 0.16074 | 226 | 12 | Summer Peak | 0.73007 | 0.63153 | 0.63153 | 0.94069 | 0.40099 | 0.16292 | 0.61991 | 0.62974 | 0.66641 | 0.85008 | 0.12556 | 0.055968 | 0.16074 | 0.77239 | 0.66641 | 0 | 0 | 0.85 | 0.85 | 0.85 | 0.85 | 0.94069 | 0.12556 | 0.71635 | 0.43394 | 0.26845
2025-08-14 13:00 | 81743.1569 | 68255.1321 | 13150.9897 | 337.035 | 0.59393 | 0.16521 | 0.16515 | 0.16629 | 226 | 13 | Summer Peak | 0.7516 | 0.65557 | 0.65557 | 0.94088 | 0.46995 | 0.16515 | 0.59393 | 0.6577 | 0.66641 | 0.85008 | 0.12863 | 0.12809 | 0.16629 | 0.78077 | 0.66641 | 0 | 0 | 0.85 | 0.85 | 0.85 | 0.85 | 0.94088 | 0.12863 | 0.7268 | 0.41575 | 0.50611
2025-08-14 14:00 | 81771.7448 | 69741.4928 | 11688.2284 | 342.0235 | 0.52786 | 0.16766 | 0.16726 | 0.1748 | 226 | 14 | Summer Peak | 0.76878 | 0.67073 | 0.67073 | 0.94097 | 0.53463 | 0.16726 | 0.52786 | 0.64788 | 0.66641 | 0.85008 | 0.1441 | 0.17799 | 0.1748 | 0.78216 | 0.66641 | 0 | 0 | 0.85 | 0.85 | 0.85 | 0.85 | 0.94097 | 0.1441 | 0.73226 | 0.3695 | 0.61394
2025-08-14 15:00 | 82326.7362 | 72503.9001 | 9477.6983 | 345.1378 | 0.42803 | 0.16919 | 0.16839 | 0.18359 | 226 | 15 | Summer Peak | 0.7772 | 0.67923 | 0.67923 | 0.94166 | 0.5735 | 0.16839 | 0.42803 | 0.66571 | 0.66641 | 0.85008 | 0.14654 | 0.22333 | 0.18359 | 0.78664 | 0.66641 | 0 | 0 | 0.85 | 0.85 | 0.85 | 0.85 | 0.94166 | 0.14654 | 0.73676 | 0.29962 | 0.62604
2025-08-14 16:00 | 85534.2284 | 78493.9118 | 6697.8647 | 342.4519 | 0.30249 | 0.16787 | 0.16656 | 0.19152 | 226 | 16 | Summer Peak | 0.78314 | 0.68706 | 0.68706 | 0.94152 | 0.61016 | 0.16656 | 0.30249 | 0.67009 | 0.66641 | 0.85008 | 0.16455 | 0.25334 | 0.19152 | 0.78825 | 0.66641 | 0 | 0 | 0.85 | 0.85 | 0.85 | 0.85 | 0.94152 | 0.16455 | 0.7439 | 0.21174 | 0.63934
2025-08-14 17:00 | 88542.6984 | 84462.0769 | 3748.8463 | 331.7752 | 0.16931 | 0.16263 | 0.16081 | 0.19554 | 226 | 17 | Summer Peak | 0.78861 | 0.68392 | 0.68392 | 0.94174 | 0.63791 | 0.16081 | 0.16931 | 0.64629 | 0.66641 | 0.85008 | 0.16623 | 0.30592 | 0.19554 | 0.79057 | 0.66641 | 0 | 0 | 0.85 | 0.85 | 0.85 | 0.85 | 0.94174 | 0.16623 | 0.7483 | 0.11851 | 0.64577
2025-08-14 18:00 | 90855.7716 | 89338.4169 | 1195.0988 | 322.2559 | 0.053973 | 0.15797 | 0.15579 | 0.1973 | 226 | 18 | Summer Peak | 0.77717 | 0.6836 | 0.6836 | 0.94203 | 0.63783 | 0.15579 | 0.053973 | 0.60617 | 0.66641 | 0.85008 | 0.1346 | 0.34292 | 0.1973 | 0.79262 | 0.66641 | 0 | 0 | 0.85 | 0.85 | 0.85 | 0.85 | 0.94203 | 0.1346 | 0.75998 | 0.037781 | 0.64577
2025-08-14 19:00 | 88414.9907 | 88059.7034 | 23.7031 | 331.5842 | 0.0010705 | 0.16254 | 0.16021 | 0.20464 | 226 | 19 | Summer Peak | 0.76366 | 0.68109 | 0.68109 | 0.94271 | 0.60381 | 0.16021 | 0.0010705 | 0.44937 | 0.66641 | 0.85008 | 0.12071 | 0.31855 | 0.20464 | 0.79179 | 0.66641 | 0 | 0 | 0.85 | 0.85 | 0.85 | 0.85 | 0.94271 | 0.12071 | 0.76663 | 0.00074933 | 0.63912
2025-08-14 20:00 | 84580.4283 | 84238.5102 | 0 | 341.9181 | 0 | 0.16761 | 0.16535 | 0.20831 | 226 | 20 | Summer Peak | 0.7569 | 0.67975 | 0.67975 | 0.94323 | 0.56051 | 0.16535 | 0 | 0.12967 | 0.66641 | 0.85008 | 0.11687 | 0.20126 | 0.20831 | 0.79043 | 0.66641 | 0 | 0 | 0.85 | 0.85 | 0.85 | 0.85 | 0.94323 | 0.11687 | 0.77989 | 0 | 0.73393
2025-08-14 21:00 | 80839.6859 | 80492.6093 | 0 | 347.0766 | 0 | 0.17014 | 0.16795 | 0.20971 | 226 | 21 | Summer Peak | 0.74352 | 0.65516 | 0.65516 | 0.94391 | 0.50938 | 0.16795 | 0 | 0 | 0.66641 | 0.85008 | 0.10298 | 0.088964 | 0.20971 | 0.77724 | 0.66641 | 0 | 0 | 0.85 | 0.85 | 0.85 | 0.85 | 0.94391 | 0.10298 | 0.77127 | 0 | 0.52035
2025-08-14 22:00 | 75756.3961 | 75402.7926 | 0 | 353.6035 | 0 | 0.17334 | 0.1715 | 0.20646 | 226 | 22 | Summer Peak | 0.71092 | 0.62055 | 0.62055 | 0.94151 | 0.47516 | 0.1715 | 0 | 0 | 0.66641 | 0.85008 | 0.074736 | 0.031525 | 0.20646 | 0.72238 | 0.66641 | 0 | 0 | 0.85 | 0.85 | 0.85 | 0.85 | 0.94151 | 0.074736 | 0.72371 | 0 | 0.14779
2025-08-14 23:00 | 70654.687 | 70291.9423 | 0 | 362.7447 | 0 | 0.17782 | 0.17634 | 0.20443 | 226 | 23 | Summer Peak | 0.70195 | 0.57992 | 0.57992 | 0.941 | 0.4275 | 0.17634 | 0 | 0 | 0.66478 | 0.85008 | 0.061507 | 0.02346 | 0.20443 | 0.65079 | 0.66478 | 0 | 0 | 0.85 | 0.85 | 0.85 | 0.85 | 0.941 | 0.061507 | 0.65847 | 0 | 0.14779
2025-08-15 00:00 | 67709.2945 | 67320.4619 | 0 | 388.8325 | 0 | 0.1906 | 0.18952 | 0.21016 | 227 | 0 | Summer Peak | 0.66085 | 0.54873 | 0.54873 | 0.93782 | 0.38915 | 0.18952 | 0 | 0 | 0.66478 | 0.85008 | 0.048067 | 0.018972 | 0.21016 | 0.5735 | 0.66478 | 0 | 0 | 0.85 | 0.85 | 0.85 | 0.85 | 0.93782 | 0.048067 | 0.60816 | 0 | 0.085277
2025-08-15 01:00 | 66319.0747 | 65902.2731 | 0 | 416.8016 | 0 | 0.20431 | 0.20367 | 0.21605 | 227 | 1 | Summer Peak | 0.60795 | 0.52302 | 0.52302 | 0.93903 | 0.34221 | 0.20367 | 0 | 0 | 0.66478 | 0.85008 | 0.033371 | 0.018972 | 0.21605 | 0.51885 | 0.66478 | 0 | 0 | 0.85 | 0.85 | 0.85 | 0.85 | 0.93903 | 0.033371 | 0.54715 | 0 | 0
2025-08-15 02:00 | 65500.7636 | 65061.4172 | 0 | 439.3464 | 0 | 0.21537 | 0.21512 | 0.21988 | 227 | 2 | Summer Peak | 0.56488 | 0.4979 | 0.4979 | 0.93896 | 0.28723 | 0.21512 | 0 | 0 | 0.66478 | 0.85008 | 0.028135 | 0.018479 | 0.21988 | 0.48751 | 0.66478 | 0 | 0 | 0.85 | 0.85 | 0.85 | 0.85 | 0.93896 | 0.028135 | 0.52145 | 0 | 0
2025-08-15 03:00 | 64948.6522 | 64486.6562 | 0 | 461.9959 | 0 | 0.22647 | 0.22659 | 0.22433 | 227 | 3 | Summer Peak | 0.53882 | 0.47726 | 0.47726 | 0.93932 | 0.24901 | 0.22659 | 0 | 0 | 0.66478 | 0.85008 | 0.028694 | 0.018439 | 0.22433 | 0.47281 | 0.66478 | 0 | 0 | 0.85 | 0.85 | 0.85 | 0.85 | 0.93932 | 0.028694 | 0.51743 | 0 | 0
2025-08-15 04:00 | 64957.0014 | 64477.7783 | 0 | 479.2231 | 0 | 0.23491 | 0.23525 | 0.22891 | 227 | 4 | Summer Peak | 0.52997 | 0.46957 | 0.46957 | 0.94042 | 0.23186 | 0.23525 | 0 | 0 | 0.66478 | 0.85008 | 0.028729 | 0.018439 | 0.22891 | 0.48381 | 0.66478 | 0 | 0 | 0.85 | 0.85 | 0.85 | 0.85 | 0.94042 | 0.028729 | 0.5208 | 0 | 0
2025-08-15 05:00 | 68058.4769 | 67528.8975 | 38.6213 | 490.9581 | 0.0017442 | 0.24067 | 0.24115 | 0.23188 | 227 | 5 | Summer Peak | 0.53054 | 0.47882 | 0.47882 | 0.94133 | 0.22414 | 0.24115 | 0.0017442 | 0 | 0.66478 | 0.85008 | 0.029636 | 0.018439 | 0.23188 | 0.51322 | 0.66478 | 0 | 0 | 0.85 | 0.85 | 0.85 | 0.85 | 0.94133 | 0.029636 | 0.53321 | 0.001221 | 0
2025-08-15 06:00 | 75583.9458 | 73709.6324 | 1400.3354 | 473.978 | 0.063242 | 0.23234 | 0.23257 | 0.22816 | 227 | 6 | Summer Peak | 0.54996 | 0.49294 | 0.49294 | 0.94251 | 0.22328 | 0.23257 | 0.063242 | 0 | 0.66478 | 0.85008 | 0.031661 | 0.018439 | 0.22816 | 0.50951 | 0.66478 | 0 | 0 | 0.85 | 0.85 | 0.85 | 0.85 | 0.94251 | 0.031661 | 0.52179 | 0.044269 | 0
2025-08-15 07:00 | 82591.7595 | 78072.0438 | 4049.8921 | 469.8235 | 0.1829 | 0.23031 | 0.23087 | 0.22018 | 227 | 7 | Summer Peak | 0.58498 | 0.50378 | 0.50378 | 0.94422 | 0.23952 | 0.23087 | 0.1829 | 0 | 0.66478 | 0.85008 | 0.043006 | 0.018439 | 0.22018 | 0.54135 | 0.66478 | 0 | 0 | 0.85 | 0.85 | 0.85 | 0.85 | 0.94422 | 0.043006 | 0.53827 | 0.12803 | 0
2025-08-15 08:00 | 83823.9498 | 76451.1323 | 6867.2954 | 505.522 | 0.31014 | 0.2478 | 0.24939 | 0.21919 | 227 | 8 | Summer Peak | 0.61718 | 0.51602 | 0.51602 | 0.94452 | 0.25851 | 0.24939 | 0.31014 | 0.22208 | 0.66478 | 0.85008 | 0.059063 | 0.018439 | 0.21919 | 0.57843 | 0.66478 | 0 | 0 | 0.85 | 0.85 | 0.85 | 0.85 | 0.94452 | 0.059063 | 0.56762 | 0.2171 | 0
2025-08-15 09:00 | 83211.513 | 73317.7786 | 9364.4392 | 529.2952 | 0.42292 | 0.25946 | 0.26166 | 0.21962 | 227 | 9 | Summer Peak | 0.62852 | 0.53273 | 0.53273 | 0.94402 | 0.27851 | 0.26166 | 0.42292 | 0.50665 | 0.66478 | 0.85008 | 0.083812 | 0.018439 | 0.21962 | 0.62398 | 0.66478 | 0 | 0 | 0.85 | 0.85 | 0.85 | 0.85 | 0.94402 | 0.083812 | 0.60185 | 0.29604 | 0
2025-08-15 10:00 | 81968.3542 | 70208.84 | 11215.4976 | 544.0166 | 0.50651 | 0.26667 | 0.26918 | 0.22146 | 227 | 10 | Summer Peak | 0.6635 | 0.56377 | 0.56377 | 0.94296 | 0.29263 | 0.26918 | 0.50651 | 0.61289 | 0.66524 | 0.85008 | 0.11355 | 0.018462 | 0.22146 | 0.68019 | 0.66524 | 0 | 0 | 0.85 | 0.85 | 0.85 | 0.85 | 0.94296 | 0.11355 | 0.64287 | 0.35456 | 0
2025-08-15 11:00 | 80576.8346 | 67719.0399 | 12305.3133 | 552.4814 | 0.55573 | 0.27082 | 0.27307 | 0.23017 | 227 | 11 | Summer Peak | 0.6962 | 0.60004 | 0.60004 | 0.9419 | 0.35197 | 0.27307 | 0.55573 | 0.61909 | 0.66641 | 0.85008 | 0.11554 | 0.026689 | 0.23017 | 0.74089 | 0.66641 | 0 | 0 | 0.85 | 0.85 | 0.85 | 0.85 | 0.9419 | 0.11554 | 0.69789 | 0.38901 | 0.0030788
2025-08-15 12:00 | 80830.9613 | 67502.1071 | 12773.8522 | 555.002 | 0.57689 | 0.27206 | 0.27412 | 0.23486 | 227 | 12 | Summer Peak | 0.73007 | 0.63153 | 0.63153 | 0.94069 | 0.40099 | 0.27412 | 0.57689 | 0.62974 | 0.66641 | 0.85008 | 0.12556 | 0.055968 | 0.23486 | 0.77239 | 0.66641 | 0 | 0 | 0.85 | 0.85 | 0.85 | 0.85 | 0.94069 | 0.12556 | 0.71635 | 0.40383 | 0.26845
2025-08-15 13:00 | 80935.5085 | 67982.699 | 12400.4296 | 552.3798 | 0.56003 | 0.27077 | 0.27309 | 0.22886 | 227 | 13 | Summer Peak | 0.7516 | 0.65557 | 0.65557 | 0.94088 | 0.46995 | 0.27309 | 0.56003 | 0.6577 | 0.66641 | 0.85008 | 0.12863 | 0.12809 | 0.22886 | 0.78077 | 0.66641 | 0 | 0 | 0.85 | 0.85 | 0.85 | 0.85 | 0.94088 | 0.12863 | 0.7268 | 0.39202 | 0.50611
2025-08-15 14:00 | 80867.8148 | 69060.6405 | 11261.2112 | 545.9631 | 0.50858 | 0.26763 | 0.27006 | 0.22369 | 227 | 14 | Summer Peak | 0.76878 | 0.67073 | 0.67073 | 0.94097 | 0.53463 | 0.27006 | 0.50858 | 0.64788 | 0.66641 | 0.85008 | 0.1441 | 0.17799 | 0.22369 | 0.78216 | 0.66641 | 0 | 0 | 0.85 | 0.85 | 0.85 | 0.85 | 0.94097 | 0.1441 | 0.73226 | 0.35601 | 0.61394
2025-08-15 15:00 | 81368.938 | 71590.7953 | 9242.232 | 535.9106 | 0.4174 | 0.2627 | 0.26482 | 0.22446 | 227 | 15 | Summer Peak | 0.7772 | 0.67923 | 0.67923 | 0.94166 | 0.5735 | 0.26482 | 0.4174 | 0.66571 | 0.66641 | 0.85008 | 0.14654 | 0.22333 | 0.22446 | 0.78664 | 0.66641 | 0 | 0 | 0.85 | 0.85 | 0.85 | 0.85 | 0.94166 | 0.14654 | 0.73676 | 0.29218 | 0.62604
2025-08-15 16:00 | 84456.3878 | 77391.6267 | 6542.8376 | 521.9235 | 0.29549 | 0.25584 | 0.25742 | 0.2273 | 227 | 16 | Summer Peak | 0.78314 | 0.68706 | 0.68706 | 0.94152 | 0.61016 | 0.25742 | 0.29549 | 0.67009 | 0.66641 | 0.85008 | 0.16455 | 0.25334 | 0.2273 | 0.78825 | 0.66641 | 0 | 0 | 0.85 | 0.85 | 0.85 | 0.85 | 0.94152 | 0.16455 | 0.7439 | 0.20684 | 0.63934
2025-08-15 17:00 | 87370.592 | 83237.3574 | 3624.187 | 509.0476 | 0.16368 | 0.24953 | 0.25089 | 0.22492 | 227 | 17 | Summer Peak | 0.78861 | 0.68392 | 0.68392 | 0.94174 | 0.63791 | 0.25089 | 0.16368 | 0.64629 | 0.66641 | 0.85008 | 0.16623 | 0.30592 | 0.22492 | 0.79057 | 0.66641 | 0 | 0 | 0.85 | 0.85 | 0.85 | 0.85 | 0.94174 | 0.16623 | 0.7483 | 0.11457 | 0.64577
2025-08-15 18:00 | 89998.5167 | 88382.4737 | 1113.0448 | 502.9982 | 0.050267 | 0.24657 | 0.24794 | 0.22173 | 227 | 18 | Summer Peak | 0.77717 | 0.6836 | 0.6836 | 0.94203 | 0.63783 | 0.24794 | 0.050267 | 0.60617 | 0.66641 | 0.85008 | 0.1346 | 0.34292 | 0.22173 | 0.79262 | 0.66641 | 0 | 0 | 0.85 | 0.85 | 0.85 | 0.85 | 0.94203 | 0.1346 | 0.75998 | 0.035187 | 0.64577
2025-08-15 19:00 | 87800.7786 | 87275.0243 | 18.5847 | 507.1696 | 0.00083932 | 0.24861 | 0.25015 | 0.22079 | 227 | 19 | Summer Peak | 0.76366 | 0.68109 | 0.68109 | 0.94271 | 0.60381 | 0.25015 | 0.00083932 | 0.44937 | 0.66641 | 0.85008 | 0.12071 | 0.31855 | 0.22079 | 0.79179 | 0.66641 | 0 | 0 | 0.85 | 0.85 | 0.85 | 0.85 | 0.94271 | 0.12071 | 0.76663 | 0.00058752 | 0.63912
2025-08-15 20:00 | 84014.5604 | 83514.605 | 0 | 499.9555 | 0 | 0.24508 | 0.24664 | 0.21688 | 227 | 20 | Summer Peak | 0.7569 | 0.67975 | 0.67975 | 0.94323 | 0.56051 | 0.24664 | 0 | 0.12967 | 0.66641 | 0.85008 | 0.11687 | 0.20126 | 0.21688 | 0.79043 | 0.66641 | 0 | 0 | 0.85 | 0.85 | 0.85 | 0.85 | 0.94323 | 0.11687 | 0.77989 | 0 | 0.73393
2025-08-15 21:00 | 80209.3562 | 79721.9576 | 0 | 487.3986 | 0 | 0.23892 | 0.24041 | 0.21204 | 227 | 21 | Summer Peak | 0.74352 | 0.65516 | 0.65516 | 0.94391 | 0.50938 | 0.24041 | 0 | 0 | 0.66641 | 0.85008 | 0.10298 | 0.088964 | 0.21204 | 0.77724 | 0.66641 | 0 | 0 | 0.85 | 0.85 | 0.85 | 0.85 | 0.94391 | 0.10298 | 0.77127 | 0 | 0.52035
2025-08-15 22:00 | 75012.7176 | 74541.1729 | 0 | 471.5446 | 0 | 0.23115 | 0.23259 | 0.20504 | 227 | 22 | Summer Peak | 0.71092 | 0.62055 | 0.62055 | 0.94151 | 0.47516 | 0.23259 | 0 | 0 | 0.66641 | 0.85008 | 0.074736 | 0.031525 | 0.20504 | 0.72238 | 0.66641 | 0 | 0 | 0.85 | 0.85 | 0.85 | 0.85 | 0.94151 | 0.074736 | 0.72371 | 0 | 0.14779
2025-08-15 23:00 | 69858.481 | 69405.4759 | 0 | 453.0051 | 0 | 0.22206 | 0.22335 | 0.19872 | 227 | 23 | Summer Peak | 0.70195 | 0.57992 | 0.57992 | 0.941 | 0.4275 | 0.22335 | 0 | 0 | 0.66478 | 0.85008 | 0.061507 | 0.02346 | 0.19872 | 0.65079 | 0.66478 | 0 | 0 | 0.85 | 0.85 | 0.85 | 0.85 | 0.941 | 0.061507 | 0.65847 | 0 | 0.14779
2025-08-16 00:00 | 47963.3692 | 47521.3888 | 0 | 441.9805 | 0 | 0.21666 | 0.21781 | 0.19586 | 228 | 0 | Summer | 0.55471 | 0.48104 | 0.48104 | 0.94878 | 0.35614 | 0.21781 | 0 | 0 | 0.66443 | 0.85008 | 0.012218 | 0.019437 | 0.19586 | 0.52743 | 0.66443 | 0 | 0 | 0.85 | 0.85 | 0.85 | 0.85 | 0.94878 | 0.012218 | 0.59514 | 0 | 0.042639
2025-08-16 01:00 | 46711.1197 | 46273.7091 | 0 | 437.4105 | 0 | 0.21442 | 0.21538 | 0.19706 | 228 | 1 | Summer | 0.51573 | 0.45924 | 0.45924 | 0.94906 | 0.29865 | 0.21538 | 0 | 0 | 0.66443 | 0.85008 | 0.012287 | 0.019437 | 0.19706 | 0.48331 | 0.66443 | 0 | 0 | 0.85 | 0.85 | 0.85 | 0.85 | 0.94906 | 0.012287 | 0.55167 | 0 | 0
2025-08-16 02:00 | 46038.6095 | 45605.8418 | 0 | 432.7677 | 0 | 0.21214 | 0.21315 | 0.19396 | 228 | 2 | Summer | 0.47769 | 0.44425 | 0.44425 | 0.94941 | 0.25138 | 0.21315 | 0 | 0 | 0.66443 | 0.85008 | 0.012567 | 0.019191 | 0.19396 | 0.46524 | 0.66443 | 0 | 0 | 0.85 | 0.85 | 0.85 | 0.85 | 0.94941 | 0.012567 | 0.53289 | 0 | 0
2025-08-16 03:00 | 45576.0939 | 45148.1928 | 0 | 427.9011 | 0 | 0.20976 | 0.21088 | 0.18948 | 228 | 3 | Summer | 0.46012 | 0.43819 | 0.43819 | 0.9491 | 0.22464 | 0.21088 | 0 | 0 | 0.66443 | 0.85008 | 0.012532 | 0.01917 | 0.18948 | 0.45789 | 0.66443 | 0 | 0 | 0.85 | 0.85 | 0.85 | 0.85 | 0.9491 | 0.012532 | 0.52986 | 0 | 0
2025-08-16 04:00 | 45440.7228 | 45016.2722 | 0 | 424.4506 | 0 | 0.20806 | 0.20909 | 0.18954 | 228 | 4 | Summer | 0.44971 | 0.43054 | 0.43054 | 0.94949 | 0.2044 | 0.20909 | 0 | 0 | 0.66443 | 0.85008 | 0.012532 | 0.01917 | 0.18954 | 0.46405 | 0.66443 | 0 | 0 | 0.85 | 0.85 | 0.85 | 0.85 | 0.94949 | 0.012532 | 0.53565 | 0 | 0
2025-08-16 05:00 | 46703.4774 | 46251.5029 | 29.0916 | 422.883 | 0.0013138 | 0.2073 | 0.20792 | 0.19594 | 228 | 5 | Summer | 0.45811 | 0.44299 | 0.44299 | 0.94957 | 0.18921 | 0.20792 | 0.0013138 | 0 | 0.66443 | 0.85008 | 0.012567 | 0.01917 | 0.19594 | 0.49226 | 0.66443 | 0 | 0 | 0.85 | 0.85 | 0.85 | 0.85 | 0.94957 | 0.012567 | 0.54922 | 0.00091968 | 0
2025-08-16 06:00 | 49617.2873 | 47994.5131 | 1229.9361 | 392.8382 | 0.055546 | 0.19257 | 0.1925 | 0.19387 | 228 | 6 | Summer | 0.48774 | 0.45859 | 0.45859 | 0.94971 | 0.19102 | 0.1925 | 0.055546 | 0 | 0.66443 | 0.85008 | 0.012532 | 0.018904 | 0.19387 | 0.49923 | 0.66443 | 0 | 0 | 0.85 | 0.85 | 0.85 | 0.85 | 0.94971 | 0.012532 | 0.5429 | 0.038882 | 0
2025-08-16 07:00 | 53023.1657 | 48825.2936 | 3816.7568 | 381.1153 | 0.17237 | 0.18682 | 0.18757 | 0.17322 | 228 | 7 | Summer | 0.5162 | 0.46934 | 0.46934 | 0.95016 | 0.20898 | 0.18757 | 0.17237 | 0 | 0.66478 | 0.85008 | 0.012392 | 0.018904 | 0.17322 | 0.50879 | 0.66478 | 0 | 0 | 0.85 | 0.85 | 0.85 | 0.85 | 0.95016 | 0.012392 | 0.545 | 0.12066 | 0
2025-08-16 08:00 | 57288.765 | 50154.3621 | 6735.9315 | 398.4714 | 0.30421 | 0.19533 | 0.19714 | 0.16267 | 228 | 8 | Summer | 0.5354 | 0.4736 | 0.4736 | 0.95052 | 0.22514 | 0.19714 | 0.30421 | 0.19439 | 0.66478 | 0.85008 | 0.012602 | 0.018904 | 0.16267 | 0.53361 | 0.66478 | 0 | 0 | 0.85 | 0.85 | 0.85 | 0.85 | 0.95052 | 0.012602 | 0.54288 | 0.21295 | 0
2025-08-16 09:00 | 62256.9856 | 52686.0145 | 9160.1662 | 410.8048 | 0.41369 | 0.20137 | 0.20336 | 0.16543 | 228 | 9 | Summer | 0.54581 | 0.4857 | 0.4857 | 0.94978 | 0.24893 | 0.20336 | 0.41369 | 0.50389 | 0.66478 | 0.85008 | 0.014382 | 0.018904 | 0.16543 | 0.56932 | 0.66478 | 0 | 0 | 0.85 | 0.85 | 0.85 | 0.85 | 0.94978 | 0.014382 | 0.55471 | 0.28958 | 0
2025-08-16 10:00 | 64790.8801 | 53225.207 | 11158.8688 | 406.8043 | 0.50396 | 0.19941 | 0.20103 | 0.17014 | 228 | 10 | Summer | 0.56661 | 0.50285 | 0.50285 | 0.94712 | 0.26186 | 0.20103 | 0.50396 | 0.61316 | 0.66501 | 0.85008 | 0.014068 | 0.018915 | 0.17014 | 0.61473 | 0.66501 | 0 | 0 | 0.85 | 0.85 | 0.85 | 0.85 | 0.94712 | 0.014068 | 0.60127 | 0.35277 | 0
2025-08-16 11:00 | 65821.5913 | 52814.3809 | 12608.7706 | 398.4398 | 0.56944 | 0.19531 | 0.19623 | 0.17871 | 228 | 11 | Summer | 0.60096 | 0.52041 | 0.52041 | 0.94453 | 0.27752 | 0.19623 | 0.56944 | 0.62169 | 0.6656 | 0.85008 | 0.014417 | 0.023029 | 0.17871 | 0.67643 | 0.6656 | 0 | 0 | 0.85 | 0.85 | 0.85 | 0.85 | 0.94453 | 0.014417 | 0.64142 | 0.39861 | 0.0015394
2025-08-16 12:00 | 65744.6104 | 52161.8747 | 13179.6601 | 403.0756 | 0.59522 | 0.19759 | 0.19848 | 0.18139 | 228 | 12 | Summer | 0.62291 | 0.53799 | 0.53799 | 0.94362 | 0.31341 | 0.19848 | 0.59522 | 0.62222 | 0.6656 | 0.85008 | 0.013928 | 0.037669 | 0.18139 | 0.70982 | 0.6656 | 0 | 0 | 0.85 | 0.85 | 0.85 | 0.85 | 0.94362 | 0.013928 | 0.67439 | 0.41665 | 0.13423
2025-08-16 13:00 | 64368.6603 | 51070.7716 | 12890.0958 | 407.793 | 0.58214 | 0.1999 | 0.20107 | 0.17866 | 228 | 13 | Summer | 0.63006 | 0.55564 | 0.55564 | 0.9422 | 0.37114 | 0.20107 | 0.58214 | 0.63828 | 0.6656 | 0.85008 | 0.014242 | 0.073749 | 0.17866 | 0.73201 | 0.6656 | 0 | 0 | 0.85 | 0.85 | 0.85 | 0.85 | 0.9422 | 0.014242 | 0.69376 | 0.4075 | 0.25305
2025-08-16 14:00 | 64219.5964 | 52061.869 | 11761.3358 | 396.3915 | 0.53117 | 0.19431 | 0.19551 | 0.17263 | 228 | 14 | Summer | 0.6488 | 0.56826 | 0.56826 | 0.9398 | 0.41215 | 0.19551 | 0.53117 | 0.63061 | 0.66582 | 0.85008 | 0.014033 | 0.099397 | 0.17263 | 0.74849 | 0.66582 | 0 | 0 | 0.85 | 0.85 | 0.85 | 0.85 | 0.9398 | 0.014033 | 0.70785 | 0.37182 | 0.30697
2025-08-16 15:00 | 64414.9954 | 54105.3261 | 9933.6142 | 376.0551 | 0.44862 | 0.18434 | 0.18546 | 0.16404 | 228 | 15 | Summer | 0.65735 | 0.56817 | 0.56817 | 0.93752 | 0.45803 | 0.18546 | 0.44862 | 0.64444 | 0.66641 | 0.85008 | 0.013928 | 0.12232 | 0.16404 | 0.75815 | 0.66641 | 0 | 0 | 0.85 | 0.85 | 0.85 | 0.85 | 0.93752 | 0.013928 | 0.71964 | 0.31404 | 0.37998
2025-08-16 16:00 | 64439.2728 | 56891.4229 | 7194.1502 | 353.6997 | 0.3249 | 0.17338 | 0.17405 | 0.16125 | 228 | 16 | Summer | 0.66113 | 0.57399 | 0.57399 | 0.93651 | 0.48967 | 0.17405 | 0.3249 | 0.62638 | 0.66641 | 0.85008 | 0.013195 | 0.14338 | 0.16125 | 0.76334 | 0.66641 | 0 | 0 | 0.85 | 0.85 | 0.85 | 0.85 | 0.93651 | 0.013195 | 0.72909 | 0.22743 | 0.58653
2025-08-16 17:00 | 64209.3765 | 59767.8422 | 4110.295 | 331.2393 | 0.18563 | 0.16237 | 0.1624 | 0.16184 | 228 | 17 | Summer | 0.65876 | 0.57144 | 0.57144 | 0.93752 | 0.50401 | 0.1624 | 0.18563 | 0.5801 | 0.66641 | 0.85008 | 0.01309 | 0.20336 | 0.16184 | 0.76686 | 0.66641 | 0 | 0 | 0.85 | 0.85 | 0.85 | 0.85 | 0.93752 | 0.01309 | 0.74086 | 0.12994 | 0.64515
2025-08-16 18:00 | 65096.0338 | 63522.0949 | 1257.2883 | 316.6506 | 0.056782 | 0.15522 | 0.15483 | 0.16232 | 228 | 18 | Summer | 0.65784 | 0.57543 | 0.57543 | 0.9378 | 0.50368 | 0.15483 | 0.056782 | 0.50952 | 0.66641 | 0.85008 | 0.012846 | 0.22688 | 0.16232 | 0.77618 | 0.66641 | 0 | 0 | 0.85 | 0.85 | 0.85 | 0.85 | 0.9378 | 0.012846 | 0.75295 | 0.039747 | 0.64577
2025-08-16 19:00 | 64267.5431 | 63927.5618 | 18.5471 | 321.4341 | 0.00083763 | 0.15757 | 0.1571 | 0.16602 | 228 | 19 | Summer | 0.65654 | 0.58215 | 0.58215 | 0.93722 | 0.47421 | 0.1571 | 0.00083763 | 0.33059 | 0.66641 | 0.85008 | 0.011205 | 0.20175 | 0.16602 | 0.77565 | 0.66641 | 0 | 0 | 0.85 | 0.85 | 0.85 | 0.85 | 0.93722 | 0.011205 | 0.76424 | 0.00058634 | 0.70485
2025-08-16 20:00 | 62223.3399 | 61901.5085 | 0 | 321.8313 | 0 | 0.15776 | 0.15716 | 0.16864 | 228 | 20 | Summer | 0.6677 | 0.58557 | 0.58557 | 0.93506 | 0.44805 | 0.15716 | 0 | 0.065097 | 0.66641 | 0.85008 | 0.01131 | 0.13977 | 0.16864 | 0.77193 | 0.66641 | 0 | 0 | 0.85 | 0.85 | 0.85 | 0.85 | 0.93506 | 0.01131 | 0.76712 | 0 | 0.71244
2025-08-16 21:00 | 59296.8088 | 58970.2598 | 0 | 326.549 | 0 | 0.16007 | 0.15943 | 0.17172 | 228 | 21 | Summer | 0.65116 | 0.57136 | 0.57136 | 0.93281 | 0.42034 | 0.15943 | 0 | 0 | 0.66641 | 0.85008 | 0.011415 | 0.067558 | 0.17172 | 0.74633 | 0.66641 | 0 | 0 | 0.85 | 0.85 | 0.85 | 0.85 | 0.93281 | 0.011415 | 0.74851 | 0 | 0.38078
2025-08-16 22:00 | 55653.8314 | 55322.9779 | 0 | 330.8535 | 0 | 0.16218 | 0.16162 | 0.17239 | 228 | 22 | Summer | 0.61469 | 0.5457 | 0.5457 | 0.9302 | 0.41049 | 0.16162 | 0 | 0 | 0.6656 | 0.85008 | 0.011659 | 0.03136 | 0.17239 | 0.66421 | 0.6656 | 0 | 0 | 0.85 | 0.85 | 0.85 | 0.85 | 0.9302 | 0.011659 | 0.69584 | 0 | 0.15401
2025-08-16 23:00 | 51816.0888 | 51483.6785 | 0 | 332.4103 | 0 | 0.16295 | 0.16232 | 0.17424 | 228 | 23 | Summer | 0.59142 | 0.54754 | 0.54754 | 0.91095 | 0.36743 | 0.16232 | 0 | 0 | 0.66219 | 0.85008 | 0.011938 | 0.024002 | 0.17424 | 0.58272 | 0.66219 | 0 | 0 | 0.85 | 0.85 | 0.85 | 0.85 | 0.91095 | 0.011938 | 0.6334 | 0 | 0.13531
2025-08-17 00:00 | 49083.0339 | 48744.3151 | 0 | 338.7188 | 0 | 0.16604 | 0.16544 | 0.17695 | 229 | 0 | Summer | 0.55471 | 0.48104 | 0.48104 | 0.94878 | 0.35614 | 0.16544 | 0 | 0 | 0.66443 | 0.85008 | 0.012218 | 0.019437 | 0.17695 | 0.52743 | 0.66443 | 0 | 0 | 0.85 | 0.85 | 0.85 | 0.85 | 0.94878 | 0.012218 | 0.59514 | 0 | 0.042639
2025-08-17 01:00 | 47860.2 | 47515.3598 | 0 | 344.8402 | 0 | 0.16904 | 0.16861 | 0.17681 | 229 | 1 | Summer | 0.51573 | 0.45924 | 0.45924 | 0.94906 | 0.29865 | 0.16861 | 0 | 0 | 0.66443 | 0.85008 | 0.012287 | 0.019437 | 0.17681 | 0.48331 | 0.66443 | 0 | 0 | 0.85 | 0.85 | 0.85 | 0.85 | 0.94906 | 0.012287 | 0.55167 | 0 | 0
2025-08-17 02:00 | 47165.4316 | 46814.8946 | 0 | 350.537 | 0 | 0.17183 | 0.1717 | 0.17416 | 229 | 2 | Summer | 0.47769 | 0.44425 | 0.44425 | 0.94941 | 0.25138 | 0.1717 | 0 | 0 | 0.66443 | 0.85008 | 0.012567 | 0.019191 | 0.17416 | 0.46524 | 0.66443 | 0 | 0 | 0.85 | 0.85 | 0.85 | 0.85 | 0.94941 | 0.012567 | 0.53289 | 0 | 0
2025-08-17 03:00 | 46694.5692 | 46341.2802 | 0 | 353.2891 | 0 | 0.17318 | 0.17321 | 0.17266 | 229 | 3 | Summer | 0.46012 | 0.43819 | 0.43819 | 0.9491 | 0.22464 | 0.17321 | 0 | 0 | 0.66443 | 0.85008 | 0.012532 | 0.01917 | 0.17266 | 0.45789 | 0.66443 | 0 | 0 | 0.85 | 0.85 | 0.85 | 0.85 | 0.9491 | 0.012532 | 0.52986 | 0 | 0
2025-08-17 04:00 | 46578.6741 | 46225.8186 | 0 | 352.8556 | 0 | 0.17297 | 0.17309 | 0.17079 | 229 | 4 | Summer | 0.44971 | 0.43054 | 0.43054 | 0.94949 | 0.2044 | 0.17309 | 0 | 0 | 0.66443 | 0.85008 | 0.012532 | 0.01917 | 0.17079 | 0.46405 | 0.66443 | 0 | 0 | 0.85 | 0.85 | 0.85 | 0.85 | 0.94949 | 0.012532 | 0.53565 | 0 | 0
2025-08-17 05:00 | 47953.0785 | 47574.809 | 27.4829 | 350.7866 | 0.0012412 | 0.17195 | 0.1721 | 0.16923 | 229 | 5 | Summer | 0.45811 | 0.44299 | 0.44299 | 0.94957 | 0.18921 | 0.1721 | 0.0012412 | 0 | 0.66443 | 0.85008 | 0.012567 | 0.01917 | 0.16923 | 0.49226 | 0.66443 | 0 | 0 | 0.85 | 0.85 | 0.85 | 0.85 | 0.94957 | 0.012567 | 0.54922 | 0.00086883 | 0
2025-08-17 06:00 | 50579.654 | 48981.8652 | 1280.4565 | 317.3324 | 0.057828 | 0.15556 | 0.15519 | 0.16216 | 229 | 6 | Summer | 0.48774 | 0.45859 | 0.45859 | 0.94971 | 0.19102 | 0.15519 | 0.057828 | 0 | 0.66443 | 0.85008 | 0.012532 | 0.018904 | 0.16216 | 0.49923 | 0.66443 | 0 | 0 | 0.85 | 0.85 | 0.85 | 0.85 | 0.94971 | 0.012532 | 0.5429 | 0.04048 | 0
2025-08-17 07:00 | 54013.5474 | 49894.5963 | 3816.7097 | 302.2414 | 0.17237 | 0.14816 | 0.14804 | 0.15032 | 229 | 7 | Summer | 0.5162 | 0.46934 | 0.46934 | 0.95016 | 0.20898 | 0.14804 | 0.17237 | 0 | 0.66478 | 0.85008 | 0.012392 | 0.018904 | 0.15032 | 0.50879 | 0.66478 | 0 | 0 | 0.85 | 0.85 | 0.85 | 0.85 | 0.95016 | 0.012392 | 0.545 | 0.12066 | 0
2025-08-17 08:00 | 58027.6395 | 51238.4622 | 6469.1816 | 319.9957 | 0.29216 | 0.15686 | 0.15724 | 0.15003 | 229 | 8 | Summer | 0.5354 | 0.4736 | 0.4736 | 0.95052 | 0.22514 | 0.15724 | 0.29216 | 0.19439 | 0.66478 | 0.85008 | 0.012602 | 0.018904 | 0.15003 | 0.53361 | 0.66478 | 0 | 0 | 0.85 | 0.85 | 0.85 | 0.85 | 0.95052 | 0.012602 | 0.54288 | 0.20451 | 0
2025-08-17 09:00 | 62752.283 | 53682.9575 | 8738.4863 | 330.8392 | 0.39465 | 0.16218 | 0.16288 | 0.14938 | 229 | 9 | Summer | 0.54581 | 0.4857 | 0.4857 | 0.94978 | 0.24893 | 0.16288 | 0.39465 | 0.50389 | 0.66478 | 0.85008 | 0.014382 | 0.018904 | 0.14938 | 0.56932 | 0.66478 | 0 | 0 | 0.85 | 0.85 | 0.85 | 0.85 | 0.94978 | 0.014382 | 0.55471 | 0.27625 | 0
2025-08-17 10:00 | 65088.322 | 54503.5824 | 10251.3126 | 333.427 | 0.46297 | 0.16344 | 0.16445 | 0.14526 | 229 | 10 | Summer | 0.56661 | 0.50285 | 0.50285 | 0.94712 | 0.26186 | 0.16445 | 0.46297 | 0.61316 | 0.66501 | 0.85008 | 0.014068 | 0.018915 | 0.14526 | 0.61473 | 0.66501 | 0 | 0 | 0.85 | 0.85 | 0.85 | 0.85 | 0.94712 | 0.014068 | 0.60127 | 0.32408 | 0
2025-08-17 11:00 | 66111.5346 | 54869.3313 | 10905.7616 | 336.4418 | 0.49253 | 0.16492 | 0.1662 | 0.14186 | 229 | 11 | Summer | 0.60096 | 0.52041 | 0.52041 | 0.94453 | 0.27752 | 0.1662 | 0.49253 | 0.62169 | 0.6656 | 0.85008 | 0.014417 | 0.023029 | 0.14186 | 0.67643 | 0.6656 | 0 | 0 | 0.85 | 0.85 | 0.85 | 0.85 | 0.94453 | 0.014417 | 0.64142 | 0.34477 | 0.0015394
2025-08-17 12:00 | 65991.027 | 54693.7149 | 10960.8319 | 336.4803 | 0.49501 | 0.16494 | 0.16618 | 0.14258 | 229 | 12 | Summer | 0.62291 | 0.53799 | 0.53799 | 0.94362 | 0.31341 | 0.16618 | 0.49501 | 0.62222 | 0.6656 | 0.85008 | 0.013928 | 0.037669 | 0.14258 | 0.70982 | 0.6656 | 0 | 0 | 0.85 | 0.85 | 0.85 | 0.85 | 0.94362 | 0.013928 | 0.67439 | 0.34651 | 0.13423
2025-08-17 13:00 | 64606.6848 | 53594.7701 | 10678.8604 | 333.0543 | 0.48228 | 0.16326 | 0.16423 | 0.14577 | 229 | 13 | Summer | 0.63006 | 0.55564 | 0.55564 | 0.9422 | 0.37114 | 0.16423 | 0.48228 | 0.63828 | 0.6656 | 0.85008 | 0.014242 | 0.073749 | 0.14577 | 0.73201 | 0.6656 | 0 | 0 | 0.85 | 0.85 | 0.85 | 0.85 | 0.9422 | 0.014242 | 0.69376 | 0.3376 | 0.25305
2025-08-17 14:00 | 64447.9055 | 54267.3213 | 9850.6028 | 329.9814 | 0.44487 | 0.16176 | 0.16272 | 0.14427 | 229 | 14 | Summer | 0.6488 | 0.56826 | 0.56826 | 0.9398 | 0.41215 | 0.16272 | 0.44487 | 0.63061 | 0.66582 | 0.85008 | 0.014033 | 0.099397 | 0.14427 | 0.74849 | 0.66582 | 0 | 0 | 0.85 | 0.85 | 0.85 | 0.85 | 0.9398 | 0.014033 | 0.70785 | 0.31141 | 0.30697
2025-08-17 15:00 | 64513.562 | 55960.6954 | 8224.8463 | 328.0203 | 0.37145 | 0.16079 | 0.1618 | 0.14263 | 229 | 15 | Summer | 0.65735 | 0.56817 | 0.56817 | 0.93752 | 0.45803 | 0.1618 | 0.37145 | 0.64444 | 0.66641 | 0.85008 | 0.013928 | 0.12232 | 0.14263 | 0.75815 | 0.66641 | 0 | 0 | 0.85 | 0.85 | 0.85 | 0.85 | 0.93752 | 0.013928 | 0.71964 | 0.26002 | 0.37998
2025-08-17 16:00 | 64431.7743 | 58074.6471 | 6038.9292 | 318.1979 | 0.27273 | 0.15598 | 0.15686 | 0.14012 | 229 | 16 | Summer | 0.66113 | 0.57399 | 0.57399 | 0.93651 | 0.48967 | 0.15686 | 0.27273 | 0.62638 | 0.66641 | 0.85008 | 0.013195 | 0.14338 | 0.14012 | 0.76334 | 0.66641 | 0 | 0 | 0.85 | 0.85 | 0.85 | 0.85 | 0.93651 | 0.013195 | 0.72909 | 0.19091 | 0.58653
2025-08-17 17:00 | 64227.2442 | 60455.4734 | 3476.395 | 295.3759 | 0.157 | 0.14479 | 0.14512 | 0.13878 | 229 | 17 | Summer | 0.65876 | 0.57144 | 0.57144 | 0.93752 | 0.50401 | 0.14512 | 0.157 | 0.5801 | 0.66641 | 0.85008 | 0.01309 | 0.20336 | 0.13878 | 0.76686 | 0.66641 | 0 | 0 | 0.85 | 0.85 | 0.85 | 0.85 | 0.93752 | 0.01309 | 0.74086 | 0.1099 | 0.64515
2025-08-17 18:00 | 65200.6226 | 63811.4986 | 1112.6474 | 276.4767 | 0.050249 | 0.13553 | 0.13532 | 0.13926 | 229 | 18 | Summer | 0.65784 | 0.57543 | 0.57543 | 0.9378 | 0.50368 | 0.13532 | 0.050249 | 0.50952 | 0.66641 | 0.85008 | 0.012846 | 0.22688 | 0.13926 | 0.77618 | 0.66641 | 0 | 0 | 0.85 | 0.85 | 0.85 | 0.85 | 0.9378 | 0.012846 | 0.75295 | 0.035175 | 0.64577
2025-08-17 19:00 | 64627.8052 | 64334.1424 | 14.9229 | 278.7398 | 0.00067395 | 0.13664 | 0.13623 | 0.14408 | 229 | 19 | Summer | 0.65654 | 0.58215 | 0.58215 | 0.93722 | 0.47421 | 0.13623 | 0.00067395 | 0.33059 | 0.66641 | 0.85008 | 0.011205 | 0.20175 | 0.14408 | 0.77565 | 0.66641 | 0 | 0 | 0.85 | 0.85 | 0.85 | 0.85 | 0.93722 | 0.011205 | 0.76424 | 0.00047176 | 0.70485
2025-08-17 20:00 | 62761.7384 | 62491.1661 | 0 | 270.5723 | 0 | 0.13263 | 0.13189 | 0.14614 | 229 | 20 | Summer | 0.6677 | 0.58557 | 0.58557 | 0.93506 | 0.44805 | 0.13189 | 0 | 0.065097 | 0.66641 | 0.85008 | 0.01131 | 0.13977 | 0.14614 | 0.77193 | 0.66641 | 0 | 0 | 0.85 | 0.85 | 0.85 | 0.85 | 0.93506 | 0.01131 | 0.76712 | 0 | 0.71244
2025-08-17 21:00 | 59916.0801 | 59662.7139 | 0 | 253.3662 | 0 | 0.1242 | 0.12317 | 0.14285 | 229 | 21 | Summer | 0.65116 | 0.57136 | 0.57136 | 0.93281 | 0.42034 | 0.12317 | 0 | 0 | 0.66641 | 0.85008 | 0.011415 | 0.067558 | 0.14285 | 0.74633 | 0.66641 | 0 | 0 | 0.85 | 0.85 | 0.85 | 0.85 | 0.93281 | 0.011415 | 0.74851 | 0 | 0.38078
2025-08-17 22:00 | 56266.3971 | 56031.3593 | 0 | 235.0377 | 0 | 0.11521 | 0.11417 | 0.13414 | 229 | 22 | Summer | 0.61469 | 0.5457 | 0.5457 | 0.9302 | 0.41049 | 0.11417 | 0 | 0 | 0.6656 | 0.85008 | 0.011659 | 0.03136 | 0.13414 | 0.66421 | 0.6656 | 0 | 0 | 0.85 | 0.85 | 0.85 | 0.85 | 0.9302 | 0.011659 | 0.69584 | 0 | 0.15401
2025-08-17 23:00 | 52365.4751 | 52145.2925 | 0 | 220.1826 | 0 | 0.10793 | 0.10714 | 0.12233 | 229 | 23 | Summer | 0.59142 | 0.54754 | 0.54754 | 0.91095 | 0.36743 | 0.10714 | 0 | 0 | 0.66219 | 0.85008 | 0.011938 | 0.024002 | 0.12233 | 0.58272 | 0.66219 | 0 | 0 | 0.85 | 0.85 | 0.85 | 0.85 | 0.91095 | 0.011938 | 0.6334 | 0 | 0.13531
2025-08-18 00:00 | 68494.4421 | 68279.5736 | 0 | 214.8685 | 0 | 0.10533 | 0.10479 | 0.11512 | 230 | 0 | Summer Peak | 0.66085 | 0.54873 | 0.54873 | 0.93782 | 0.38915 | 0.10479 | 0 | 0 | 0.66478 | 0.85008 | 0.048067 | 0.018972 | 0.11512 | 0.5735 | 0.66478 | 0 | 0 | 0.85 | 0.85 | 0.85 | 0.85 | 0.93782 | 0.048067 | 0.60816 | 0 | 0.085277
2025-08-18 01:00 | 67206.6211 | 66993.868 | 0 | 212.753 | 0 | 0.10429 | 0.10408 | 0.10805 | 230 | 1 | Summer Peak | 0.60795 | 0.52302 | 0.52302 | 0.93903 | 0.34221 | 0.10408 | 0 | 0 | 0.66478 | 0.85008 | 0.033371 | 0.018972 | 0.10805 | 0.51885 | 0.66478 | 0 | 0 | 0.85 | 0.85 | 0.85 | 0.85 | 0.93903 | 0.033371 | 0.54715 | 0 | 0
2025-08-18 02:00 | 66469.5462 | 66258.88 | 0 | 210.6662 | 0 | 0.10327 | 0.10356 | 0.097982 | 230 | 2 | Summer Peak | 0.56488 | 0.4979 | 0.4979 | 0.93896 | 0.28723 | 0.10356 | 0 | 0 | 0.66478 | 0.85008 | 0.028135 | 0.018479 | 0.097982 | 0.48751 | 0.66478 | 0 | 0 | 0.85 | 0.85 | 0.85 | 0.85 | 0.93896 | 0.028135 | 0.52145 | 0 | 0
2025-08-18 03:00 | 66001.4333 | 65790.8097 | 0 | 210.6236 | 0 | 0.10325 | 0.10396 | 0.090321 | 230 | 3 | Summer Peak | 0.53882 | 0.47726 | 0.47726 | 0.93932 | 0.24901 | 0.10396 | 0 | 0 | 0.66478 | 0.85008 | 0.028694 | 0.018439 | 0.090321 | 0.47281 | 0.66478 | 0 | 0 | 0.85 | 0.85 | 0.85 | 0.85 | 0.93932 | 0.028694 | 0.51743 | 0 | 0
2025-08-18 04:00 | 66043.3819 | 65834.0694 | 0 | 209.3125 | 0 | 0.1026 | 0.10354 | 0.085687 | 230 | 4 | Summer Peak | 0.52997 | 0.46957 | 0.46957 | 0.94042 | 0.23186 | 0.10354 | 0 | 0 | 0.66478 | 0.85008 | 0.028729 | 0.018439 | 0.085687 | 0.48381 | 0.66478 | 0 | 0 | 0.85 | 0.85 | 0.85 | 0.85 | 0.94042 | 0.028729 | 0.5208 | 0 | 0
2025-08-18 05:00 | 69144.9663 | 68914.1315 | 23.1151 | 207.7197 | 0.0010439 | 0.10182 | 0.10282 | 0.083866 | 230 | 5 | Summer Peak | 0.53054 | 0.47882 | 0.47882 | 0.94133 | 0.22414 | 0.10282 | 0.0010439 | 0 | 0.66478 | 0.85008 | 0.029636 | 0.018439 | 0.083866 | 0.51322 | 0.66478 | 0 | 0 | 0.85 | 0.85 | 0.85 | 0.85 | 0.94133 | 0.029636 | 0.53321 | 0.00073075 | 0
2025-08-18 06:00 | 76696.4441 | 75282.7801 | 1228.4866 | 185.1775 | 0.055481 | 0.090773 | 0.091687 | 0.07425 | 230 | 6 | Summer Peak | 0.54996 | 0.49294 | 0.49294 | 0.94251 | 0.22328 | 0.091687 | 0.055481 | 0 | 0.66478 | 0.85008 | 0.031661 | 0.018439 | 0.07425 | 0.50951 | 0.66478 | 0 | 0 | 0.85 | 0.85 | 0.85 | 0.85 | 0.94251 | 0.031661 | 0.52179 | 0.038837 | 0
2025-08-18 07:00 | 83595.2088 | 79531.0681 | 3899.7316 | 164.4092 | 0.17612 | 0.080593 | 0.081723 | 0.060161 | 230 | 7 | Summer Peak | 0.58498 | 0.50378 | 0.50378 | 0.94422 | 0.23952 | 0.081723 | 0.17612 | 0 | 0.66478 | 0.85008 | 0.043006 | 0.018439 | 0.060161 | 0.54135 | 0.66478 | 0 | 0 | 0.85 | 0.85 | 0.85 | 0.85 | 0.94422 | 0.043006 | 0.53827 | 0.12328 | 0
2025-08-18 08:00 | 84307.2904 | 77193.1077 | 6950.6883 | 163.4944 | 0.31391 | 0.080144 | 0.081783 | 0.050518 | 230 | 8 | Summer Peak | 0.61718 | 0.51602 | 0.51602 | 0.94452 | 0.25851 | 0.081783 | 0.31391 | 0.22208 | 0.66478 | 0.85008 | 0.059063 | 0.018439 | 0.050518 | 0.57843 | 0.66478 | 0 | 0 | 0.85 | 0.85 | 0.85 | 0.85 | 0.94452 | 0.059063 | 0.56762 | 0.21973 | 0
2025-08-18 09:00 | 83471.5865 | 73768.8209 | 9548.7148 | 154.0508 | 0.43124 | 0.075515 | 0.077283 | 0.043554 | 230 | 9 | Summer Peak | 0.62852 | 0.53273 | 0.53273 | 0.94402 | 0.27851 | 0.077283 | 0.43124 | 0.50665 | 0.66478 | 0.85008 | 0.083812 | 0.018439 | 0.043554 | 0.62398 | 0.66478 | 0 | 0 | 0.85 | 0.85 | 0.85 | 0.85 | 0.94402 | 0.083812 | 0.60185 | 0.30187 | 0
2025-08-18 10:00 | 82060.0247 | 70429.0725 | 11486.0629 | 144.8893 | 0.51873 | 0.071024 | 0.072763 | 0.039589 | 230 | 10 | Summer Peak | 0.6635 | 0.56377 | 0.56377 | 0.94296 | 0.29263 | 0.072763 | 0.51873 | 0.61289 | 0.66524 | 0.85008 | 0.11355 | 0.018462 | 0.039589 | 0.68019 | 0.66524 | 0 | 0 | 0.85 | 0.85 | 0.85 | 0.85 | 0.94296 | 0.11355 | 0.64287 | 0.36311 | 0
2025-08-18 11:00 | 80555.2021 | 67987.7938 | 12430.0938 | 137.3145 | 0.56137 | 0.067311 | 0.069107 | 0.034848 | 230 | 11 | Summer Peak | 0.6962 | 0.60004 | 0.60004 | 0.9419 | 0.35197 | 0.069107 | 0.56137 | 0.61909 | 0.66641 | 0.85008 | 0.11554 | 0.026689 | 0.034848 | 0.74089 | 0.66641 | 0 | 0 | 0.85 | 0.85 | 0.85 | 0.85 | 0.9419 | 0.11554 | 0.69789 | 0.39296 | 0.0030788
2025-08-18 12:00 | 80839.0406 | 68206.3413 | 12501.9388 | 130.7606 | 0.56461 | 0.064098 | 0.065933 | 0.030937 | 230 | 12 | Summer Peak | 0.73007 | 0.63153 | 0.63153 | 0.94069 | 0.40099 | 0.065933 | 0.56461 | 0.62974 | 0.66641 | 0.85008 | 0.12556 | 0.055968 | 0.030937 | 0.77239 | 0.66641 | 0 | 0 | 0.85 | 0.85 | 0.85 | 0.85 | 0.94069 | 0.12556 | 0.71635 | 0.39523 | 0.26845
2025-08-18 13:00 | 80998.7295 | 69168.6043 | 11706.4496 | 123.6757 | 0.52869 | 0.060625 | 0.062277 | 0.030777 | 230 | 13 | Summer Peak | 0.7516 | 0.65557 | 0.65557 | 0.94088 | 0.46995 | 0.062277 | 0.52869 | 0.6577 | 0.66641 | 0.85008 | 0.12863 | 0.12809 | 0.030777 | 0.78077 | 0.66641 | 0 | 0 | 0.85 | 0.85 | 0.85 | 0.85 | 0.94088 | 0.12863 | 0.7268 | 0.37008 | 0.50611
2025-08-18 14:00 | 80960.5255 | 70599.8668 | 10243.2388 | 117.42 | 0.46261 | 0.057559 | 0.058962 | 0.032196 | 230 | 14 | Summer Peak | 0.76878 | 0.67073 | 0.67073 | 0.94097 | 0.53463 | 0.058962 | 0.46261 | 0.64788 | 0.66641 | 0.85008 | 0.1441 | 0.17799 | 0.032196 | 0.78216 | 0.66641 | 0 | 0 | 0.85 | 0.85 | 0.85 | 0.85 | 0.94097 | 0.1441 | 0.73226 | 0.32382 | 0.61394
2025-08-18 15:00 | 81522.2489 | 73114.5173 | 8295.7978 | 111.9339 | 0.37465 | 0.05487 | 0.056069 | 0.033187 | 230 | 15 | Summer Peak | 0.7772 | 0.67923 | 0.67923 | 0.94166 | 0.5735 | 0.056069 | 0.37465 | 0.66571 | 0.66641 | 0.85008 | 0.14654 | 0.22333 | 0.033187 | 0.78664 | 0.66641 | 0 | 0 | 0.85 | 0.85 | 0.85 | 0.85 | 0.94166 | 0.14654 | 0.73676 | 0.26226 | 0.62604
2025-08-18 16:00 | 84711.083 | 78745.1343 | 5858.1936 | 107.7552 | 0.26457 | 0.052821 | 0.053839 | 0.03442 | 230 | 16 | Summer Peak | 0.78314 | 0.68706 | 0.68706 | 0.94152 | 0.61016 | 0.053839 | 0.26457 | 0.67009 | 0.66641 | 0.85008 | 0.16455 | 0.25334 | 0.03442 | 0.78825 | 0.66641 | 0 | 0 | 0.85 | 0.85 | 0.85 | 0.85 | 0.94152 | 0.16455 | 0.7439 | 0.1852 | 0.63934
2025-08-18 17:00 | 87711.8444 | 84407.6757 | 3195.5127 | 108.656 | 0.14432 | 0.053263 | 0.054181 | 0.03667 | 230 | 17 | Summer Peak | 0.78861 | 0.68392 | 0.68392 | 0.94174 | 0.63791 | 0.054181 | 0.14432 | 0.64629 | 0.66641 | 0.85008 | 0.16623 | 0.30592 | 0.03667 | 0.79057 | 0.66641 | 0 | 0 | 0.85 | 0.85 | 0.85 | 0.85 | 0.94174 | 0.16623 | 0.7483 | 0.10102 | 0.64577
2025-08-18 18:00 | 90598.3653 | 89537.969 | 943.5554 | 116.8409 | 0.042613 | 0.057275 | 0.058199 | 0.04058 | 230 | 18 | Summer Peak | 0.77717 | 0.6836 | 0.6836 | 0.94203 | 0.63783 | 0.058199 | 0.042613 | 0.60617 | 0.66641 | 0.85008 | 0.1346 | 0.34292 | 0.04058 | 0.79262 | 0.66641 | 0 | 0 | 0.85 | 0.85 | 0.85 | 0.85 | 0.94203 | 0.1346 | 0.75998 | 0.029829 | 0.64577
2025-08-18 19:00 | 88309.9281 | 88167.075 | 10.4997 | 132.3533 | 0.00047419 | 0.064879 | 0.065933 | 0.04583 | 230 | 19 | Summer Peak | 0.76366 | 0.68109 | 0.68109 | 0.94271 | 0.60381 | 0.065933 | 0.00047419 | 0.44937 | 0.66641 | 0.85008 | 0.12071 | 0.31855 | 0.04583 | 0.79179 | 0.66641 | 0 | 0 | 0.85 | 0.85 | 0.85 | 0.85 | 0.94271 | 0.12071 | 0.76663 | 0.00033193 | 0.63912
2025-08-18 20:00 | 84890.8315 | 84754.5999 | 0 | 136.2316 | 0 | 0.06678 | 0.067661 | 0.050866 | 230 | 20 | Summer Peak | 0.7569 | 0.67975 | 0.67975 | 0.94323 | 0.56051 | 0.067661 | 0 | 0.12967 | 0.66641 | 0.85008 | 0.11687 | 0.20126 | 0.050866 | 0.79043 | 0.66641 | 0 | 0 | 0.85 | 0.85 | 0.85 | 0.85 | 0.94323 | 0.11687 | 0.77989 | 0 | 0.73393
2025-08-18 21:00 | 81387.0775 | 81256.9855 | 0 | 130.0921 | 0 | 0.063771 | 0.064185 | 0.056277 | 230 | 21 | Summer Peak | 0.74352 | 0.65516 | 0.65516 | 0.94391 | 0.50938 | 0.064185 | 0 | 0 | 0.66641 | 0.85008 | 0.10298 | 0.088964 | 0.056277 | 0.77724 | 0.66641 | 0 | 0 | 0.85 | 0.85 | 0.85 | 0.85 | 0.94391 | 0.10298 | 0.77127 | 0 | 0.52035
2025-08-18 22:00 | 76411.6072 | 76291.9204 | 0 | 119.6869 | 0 | 0.05867 | 0.058721 | 0.05775 | 230 | 22 | Summer Peak | 0.71092 | 0.62055 | 0.62055 | 0.94151 | 0.47516 | 0.058721 | 0 | 0 | 0.66641 | 0.85008 | 0.074736 | 0.031525 | 0.05775 | 0.72238 | 0.66641 | 0 | 0 | 0.85 | 0.85 | 0.85 | 0.85 | 0.94151 | 0.074736 | 0.72371 | 0 | 0.14779
2025-08-18 23:00 | 71326.4858 | 71214.8254 | 0 | 111.6604 | 0 | 0.054736 | 0.054643 | 0.056411 | 230 | 23 | Summer Peak | 0.70195 | 0.57992 | 0.57992 | 0.941 | 0.4275 | 0.054643 | 0 | 0 | 0.66478 | 0.85008 | 0.061507 | 0.02346 | 0.056411 | 0.65079 | 0.66478 | 0 | 0 | 0.85 | 0.85 | 0.85 | 0.85 | 0.941 | 0.061507 | 0.65847 | 0 | 0.14779
2025-08-19 00:00 | 68408.7393 | 68302.1769 | 0 | 106.5624 | 0 | 0.052236 | 0.052091 | 0.054857 | 231 | 0 | Summer Peak | 0.66085 | 0.54873 | 0.54873 | 0.93782 | 0.38915 | 0.052091 | 0 | 0 | 0.66478 | 0.85008 | 0.048067 | 0.018972 | 0.054857 | 0.5735 | 0.66478 | 0 | 0 | 0.85 | 0.85 | 0.85 | 0.85 | 0.93782 | 0.048067 | 0.60816 | 0 | 0.085277
2025-08-19 01:00 | 67059.1604 | 66948.5692 | 0 | 110.5912 | 0 | 0.054211 | 0.054201 | 0.054402 | 231 | 1 | Summer Peak | 0.60795 | 0.52302 | 0.52302 | 0.93903 | 0.34221 | 0.054201 | 0 | 0 | 0.66478 | 0.85008 | 0.033371 | 0.018972 | 0.054402 | 0.51885 | 0.66478 | 0 | 0 | 0.85 | 0.85 | 0.85 | 0.85 | 0.93903 | 0.033371 | 0.54715 | 0 | 0
2025-08-19 02:00 | 66197.9511 | 66080.9692 | 0 | 116.9819 | 0 | 0.057344 | 0.057375 | 0.056786 | 231 | 2 | Summer Peak | 0.56488 | 0.4979 | 0.4979 | 0.93896 | 0.28723 | 0.057375 | 0 | 0 | 0.66478 | 0.85008 | 0.028135 | 0.018479 | 0.056786 | 0.48751 | 0.66478 | 0 | 0 | 0.85 | 0.85 | 0.85 | 0.85 | 0.93896 | 0.028135 | 0.52145 | 0 | 0
2025-08-19 03:00 | 65651.4396 | 65529.8508 | 0 | 121.5888 | 0 | 0.059602 | 0.059585 | 0.05992 | 231 | 3 | Summer Peak | 0.53882 | 0.47726 | 0.47726 | 0.93932 | 0.24901 | 0.059585 | 0 | 0 | 0.66478 | 0.85008 | 0.028694 | 0.018439 | 0.05992 | 0.47281 | 0.66478 | 0 | 0 | 0.85 | 0.85 | 0.85 | 0.85 | 0.93932 | 0.028694 | 0.51743 | 0 | 0
2025-08-19 04:00 | 65833.3857 | 65705.7153 | 0 | 127.6704 | 0 | 0.062584 | 0.062618 | 0.061955 | 231 | 4 | Summer Peak | 0.52997 | 0.46957 | 0.46957 | 0.94042 | 0.23186 | 0.062618 | 0 | 0 | 0.66478 | 0.85008 | 0.028729 | 0.018439 | 0.061955 | 0.48381 | 0.66478 | 0 | 0 | 0.85 | 0.85 | 0.85 | 0.85 | 0.94042 | 0.028729 | 0.5208 | 0 | 0
2025-08-19 05:00 | 69191.9646 | 69036.9742 | 19.4877 | 135.5026 | 0.00088011 | 0.066423 | 0.066596 | 0.063295 | 231 | 5 | Summer Peak | 0.53054 | 0.47882 | 0.47882 | 0.94133 | 0.22414 | 0.066596 | 0.00088011 | 0 | 0.66478 | 0.85008 | 0.029636 | 0.018439 | 0.063295 | 0.51322 | 0.66478 | 0 | 0 | 0.85 | 0.85 | 0.85 | 0.85 | 0.94133 | 0.029636 | 0.53321 | 0.00061607 | 0
2025-08-19 06:00 | 76964.1768 | 75652.6013 | 1179.5275 | 132.048 | 0.05327 | 0.064729 | 0.064828 | 0.062946 | 231 | 6 | Summer Peak | 0.54996 | 0.49294 | 0.49294 | 0.94251 | 0.22328 | 0.064828 | 0.05327 | 0 | 0.66478 | 0.85008 | 0.031661 | 0.018439 | 0.062946 | 0.50951 | 0.66478 | 0 | 0 | 0.85 | 0.85 | 0.85 | 0.85 | 0.94251 | 0.031661 | 0.52179 | 0.037289 | 0
2025-08-19 07:00 | 84221.3805 | 80341.1672 | 3760.1317 | 120.0816 | 0.16982 | 0.058864 | 0.059002 | 0.056357 | 231 | 7 | Summer Peak | 0.58498 | 0.50378 | 0.50378 | 0.94422 | 0.23952 | 0.059002 | 0.16982 | 0 | 0.66478 | 0.85008 | 0.043006 | 0.018439 | 0.056357 | 0.54135 | 0.66478 | 0 | 0 | 0.85 | 0.85 | 0.85 | 0.85 | 0.94422 | 0.043006 | 0.53827 | 0.11887 | 0
2025-08-19 08:00 | 84934.2176 | 78157.5437 | 6641.4252 | 135.2487 | 0.29994 | 0.066298 | 0.066897 | 0.055473 | 231 | 8 | Summer Peak | 0.61718 | 0.51602 | 0.51602 | 0.94452 | 0.25851 | 0.066897 | 0.29994 | 0.22208 | 0.66478 | 0.85008 | 0.059063 | 0.018439 | 0.055473 | 0.57843 | 0.66478 | 0 | 0 | 0.85 | 0.85 | 0.85 | 0.85 | 0.94452 | 0.059063 | 0.56762 | 0.20996 | 0
2025-08-19 09:00 | 84097.1687 | 74703.8459 | 9243.8102 | 149.5127 | 0.41747 | 0.073291 | 0.073989 | 0.06067 | 231 | 9 | Summer Peak | 0.62852 | 0.53273 | 0.53273 | 0.94402 | 0.27851 | 0.073989 | 0.41747 | 0.50665 | 0.66478 | 0.85008 | 0.083812 | 0.018439 | 0.06067 | 0.62398 | 0.66478 | 0 | 0 | 0.85 | 0.85 | 0.85 | 0.85 | 0.94402 | 0.083812 | 0.60185 | 0.29223 | 0
2025-08-19 10:00 | 82757.0363 | 71297.488 | 11299.5992 | 159.949 | 0.51031 | 0.078406 | 0.079051 | 0.06675 | 231 | 10 | Summer Peak | 0.6635 | 0.56377 | 0.56377 | 0.94296 | 0.29263 | 0.079051 | 0.51031 | 0.61289 | 0.66524 | 0.85008 | 0.11355 | 0.018462 | 0.06675 | 0.68019 | 0.66524 | 0 | 0 | 0.85 | 0.85 | 0.85 | 0.85 | 0.94296 | 0.11355 | 0.64287 | 0.35722 | 0
2025-08-19 11:00 | 81316.9756 | 68587.4052 | 12560.4239 | 169.1465 | 0.56725 | 0.082915 | 0.083591 | 0.070687 | 231 | 11 | Summer Peak | 0.6962 | 0.60004 | 0.60004 | 0.9419 | 0.35197 | 0.083591 | 0.56725 | 0.61909 | 0.66641 | 0.85008 | 0.11554 | 0.026689 | 0.070687 | 0.74089 | 0.66641 | 0 | 0 | 0.85 | 0.85 | 0.85 | 0.85 | 0.9419 | 0.11554 | 0.69789 | 0.39708 | 0.0030788
2025-08-19 12:00 | 81747.16 | 68696.094 | 12878.7584 | 172.3076 | 0.58163 | 0.084465 | 0.085199 | 0.071196 | 231 | 12 | Summer Peak | 0.73007 | 0.63153 | 0.63153 | 0.94069 | 0.40099 | 0.085199 | 0.58163 | 0.62974 | 0.66641 | 0.85008 | 0.12556 | 0.055968 | 0.071196 | 0.77239 | 0.66641 | 0 | 0 | 0.85 | 0.85 | 0.85 | 0.85 | 0.94069 | 0.12556 | 0.71635 | 0.40714 | 0.26845
2025-08-19 13:00 | 82073.4866 | 69706.9993 | 12194.2873 | 172.2 | 0.55072 | 0.084412 | 0.085179 | 0.070554 | 231 | 13 | Summer Peak | 0.7516 | 0.65557 | 0.65557 | 0.94088 | 0.46995 | 0.085179 | 0.55072 | 0.6577 | 0.66641 | 0.85008 | 0.12863 | 0.12809 | 0.070554 | 0.78077 | 0.66641 | 0 | 0 | 0.85 | 0.85 | 0.85 | 0.85 | 0.94088 | 0.12863 | 0.7268 | 0.3855 | 0.50611
2025-08-19 14:00 | 82230.6631 | 71590.9065 | 10466.2028 | 173.5538 | 0.47267 | 0.085075 | 0.085922 | 0.069777 | 231 | 14 | Summer Peak | 0.76878 | 0.67073 | 0.67073 | 0.94097 | 0.53463 | 0.085922 | 0.47267 | 0.64788 | 0.66641 | 0.85008 | 0.1441 | 0.17799 | 0.069777 | 0.78216 | 0.66641 | 0 | 0 | 0.85 | 0.85 | 0.85 | 0.85 | 0.94097 | 0.1441 | 0.73226 | 0.33087 | 0.61394
2025-08-19 15:00 | 82973.171 | 74588.7031 | 8211.558 | 172.9099 | 0.37085 | 0.08476 | 0.085641 | 0.068839 | 231 | 15 | Summer Peak | 0.7772 | 0.67923 | 0.67923 | 0.94166 | 0.5735 | 0.085641 | 0.37085 | 0.66571 | 0.66641 | 0.85008 | 0.14654 | 0.22333 | 0.068839 | 0.78664 | 0.66641 | 0 | 0 | 0.85 | 0.85 | 0.85 | 0.85 | 0.94166 | 0.14654 | 0.73676 | 0.2596 | 0.62604
2025-08-19 16:00 | 86569.6198 | 80892.2546 | 5510.6082 | 166.757 | 0.24887 | 0.081744 | 0.082466 | 0.068679 | 231 | 16 | Summer Peak | 0.78314 | 0.68706 | 0.68706 | 0.94152 | 0.61016 | 0.082466 | 0.24887 | 0.67009 | 0.66641 | 0.85008 | 0.16455 | 0.25334 | 0.068679 | 0.78825 | 0.66641 | 0 | 0 | 0.85 | 0.85 | 0.85 | 0.85 | 0.94152 | 0.16455 | 0.7439 | 0.17421 | 0.63934
2025-08-19 17:00 | 90123.8059 | 86905.7283 | 3052.5121 | 165.5656 | 0.13786 | 0.08116 | 0.081783 | 0.069884 | 231 | 17 | Summer Peak | 0.78861 | 0.68392 | 0.68392 | 0.94174 | 0.63791 | 0.081783 | 0.13786 | 0.64629 | 0.66641 | 0.85008 | 0.16623 | 0.30592 | 0.069884 | 0.79057 | 0.66641 | 0 | 0 | 0.85 | 0.85 | 0.85 | 0.85 | 0.94174 | 0.16623 | 0.7483 | 0.0965 | 0.64577
2025-08-19 18:00 | 93302.0017 | 92220.6595 | 901.5263 | 179.8159 | 0.040715 | 0.088145 | 0.088774 | 0.076768 | 231 | 18 | Summer Peak | 0.77717 | 0.6836 | 0.6836 | 0.94203 | 0.63783 | 0.088774 | 0.040715 | 0.60617 | 0.66641 | 0.85008 | 0.1346 | 0.34292 | 0.076768 | 0.79262 | 0.66641 | 0 | 0 | 0.85 | 0.85 | 0.85 | 0.85 | 0.94203 | 0.1346 | 0.75998 | 0.0285 | 0.64577
2025-08-19 19:00 | 91278.6201 | 91064.3972 | 8.1479 | 206.075 | 0.00036798 | 0.10102 | 0.10205 | 0.082286 | 231 | 19 | Summer Peak | 0.76366 | 0.68109 | 0.68109 | 0.94271 | 0.60381 | 0.10205 | 0.00036798 | 0.44937 | 0.66641 | 0.85008 | 0.12071 | 0.31855 | 0.082286 | 0.79179 | 0.66641 | 0 | 0 | 0.85 | 0.85 | 0.85 | 0.85 | 0.94271 | 0.12071 | 0.76663 | 0.00025758 | 0.63912
2025-08-19 20:00 | 87503.1632 | 87285.392 | 0 | 217.7712 | 0 | 0.10675 | 0.10812 | 0.081991 | 231 | 20 | Summer Peak | 0.7569 | 0.67975 | 0.67975 | 0.94323 | 0.56051 | 0.10812 | 0 | 0.12967 | 0.66641 | 0.85008 | 0.11687 | 0.20126 | 0.081991 | 0.79043 | 0.66641 | 0 | 0 | 0.85 | 0.85 | 0.85 | 0.85 | 0.94323 | 0.11687 | 0.77989 | 0 | 0.73393
2025-08-19 21:00 | 83620.8777 | 83404.8142 | 0 | 216.0635 | 0 | 0.10591 | 0.10736 | 0.079821 | 231 | 21 | Summer Peak | 0.74352 | 0.65516 | 0.65516 | 0.94391 | 0.50938 | 0.10736 | 0 | 0 | 0.66641 | 0.85008 | 0.10298 | 0.088964 | 0.079821 | 0.77724 | 0.66641 | 0 | 0 | 0.85 | 0.85 | 0.85 | 0.85 | 0.94391 | 0.10298 | 0.77127 | 0 | 0.52035
2025-08-19 22:00 | 78487.825 | 78278.8069 | 0 | 209.0181 | 0 | 0.10246 | 0.1038 | 0.078214 | 231 | 22 | Summer Peak | 0.71092 | 0.62055 | 0.62055 | 0.94151 | 0.47516 | 0.1038 | 0 | 0 | 0.66641 | 0.85008 | 0.074736 | 0.031525 | 0.078214 | 0.72238 | 0.66641 | 0 | 0 | 0.85 | 0.85 | 0.85 | 0.85 | 0.94151 | 0.074736 | 0.72371 | 0 | 0.14779
2025-08-19 23:00 | 73543.6983 | 73341.5235 | 0 | 202.1748 | 0 | 0.099105 | 0.10027 | 0.078134 | 231 | 23 | Summer Peak | 0.70195 | 0.57992 | 0.57992 | 0.941 | 0.4275 | 0.10027 | 0 | 0 | 0.66478 | 0.85008 | 0.061507 | 0.02346 | 0.078134 | 0.65079 | 0.66478 | 0 | 0 | 0.85 | 0.85 | 0.85 | 0.85 | 0.941 | 0.061507 | 0.65847 | 0 | 0.14779
2025-08-20 00:00 | 70847.1202 | 70651.1352 | 0 | 195.985 | 0 | 0.096071 | 0.096951 | 0.08017 | 232 | 0 | Summer Peak | 0.66085 | 0.54873 | 0.54873 | 0.93782 | 0.38915 | 0.096951 | 0 | 0 | 0.66478 | 0.85008 | 0.048067 | 0.018972 | 0.08017 | 0.5735 | 0.66478 | 0 | 0 | 0.85 | 0.85 | 0.85 | 0.85 | 0.93782 | 0.048067 | 0.60816 | 0 | 0.085277
2025-08-20 01:00 | 69752.4045 | 69560.0276 | 0 | 192.3769 | 0 | 0.094302 | 0.094801 | 0.085286 | 232 | 1 | Summer Peak | 0.60795 | 0.52302 | 0.52302 | 0.93903 | 0.34221 | 0.094801 | 0 | 0 | 0.66478 | 0.85008 | 0.033371 | 0.018972 | 0.085286 | 0.51885 | 0.66478 | 0 | 0 | 0.85 | 0.85 | 0.85 | 0.85 | 0.93903 | 0.033371 | 0.54715 | 0 | 0
2025-08-20 02:00 | 69249.8964 | 69057.9142 | 0 | 191.9822 | 0 | 0.094109 | 0.094339 | 0.089946 | 232 | 2 | Summer Peak | 0.56488 | 0.4979 | 0.4979 | 0.93896 | 0.28723 | 0.094339 | 0 | 0 | 0.66478 | 0.85008 | 0.028135 | 0.018479 | 0.089946 | 0.48751 | 0.66478 | 0 | 0 | 0.85 | 0.85 | 0.85 | 0.85 | 0.93896 | 0.028135 | 0.52145 | 0 | 0
2025-08-20 03:00 | 69002.9794 | 68811.0647 | 0 | 191.9147 | 0 | 0.094076 | 0.094138 | 0.092946 | 232 | 3 | Summer Peak | 0.53882 | 0.47726 | 0.47726 | 0.93932 | 0.24901 | 0.094138 | 0 | 0 | 0.66478 | 0.85008 | 0.028694 | 0.018439 | 0.092946 | 0.47281 | 0.66478 | 0 | 0 | 0.85 | 0.85 | 0.85 | 0.85 | 0.93932 | 0.028694 | 0.51743 | 0 | 0
2025-08-20 04:00 | 69347.3227 | 69159.721 | 0 | 187.6016 | 0 | 0.091962 | 0.091768 | 0.095464 | 232 | 4 | Summer Peak | 0.52997 | 0.46957 | 0.46957 | 0.94042 | 0.23186 | 0.091768 | 0 | 0 | 0.66478 | 0.85008 | 0.028729 | 0.018439 | 0.095464 | 0.48381 | 0.66478 | 0 | 0 | 0.85 | 0.85 | 0.85 | 0.85 | 0.94042 | 0.028729 | 0.5208 | 0 | 0
2025-08-20 05:00 | 72725.1287 | 72527.5811 | 14.5299 | 183.0177 | 0.0006562 | 0.089715 | 0.089196 | 0.09908 | 232 | 5 | Summer Peak | 0.53054 | 0.47882 | 0.47882 | 0.94133 | 0.22414 | 0.089196 | 0.0006562 | 0 | 0.66478 | 0.85008 | 0.029636 | 0.018439 | 0.09908 | 0.51322 | 0.66478 | 0 | 0 | 0.85 | 0.85 | 0.85 | 0.85 | 0.94133 | 0.029636 | 0.53321 | 0.00045934 | 0
2025-08-20 06:00 | 79653.3913 | 78355.7992 | 1131.6787 | 165.9134 | 0.051109 | 0.08133 | 0.080498 | 0.096375 | 232 | 6 | Summer Peak | 0.54996 | 0.49294 | 0.49294 | 0.94251 | 0.22328 | 0.080498 | 0.051109 | 0 | 0.66478 | 0.85008 | 0.031661 | 0.018439 | 0.096375 | 0.50951 | 0.66478 | 0 | 0 | 0.85 | 0.85 | 0.85 | 0.85 | 0.94251 | 0.031661 | 0.52179 | 0.035776 | 0
2025-08-20 07:00 | 85668.7545 | 81892.4276 | 3635.9806 | 140.3463 | 0.16421 | 0.068797 | 0.067962 | 0.083893 | 232 | 7 | Summer Peak | 0.58498 | 0.50378 | 0.50378 | 0.94422 | 0.23952 | 0.067962 | 0.16421 | 0 | 0.66478 | 0.85008 | 0.043006 | 0.018439 | 0.083893 | 0.54135 | 0.66478 | 0 | 0 | 0.85 | 0.85 | 0.85 | 0.85 | 0.94422 | 0.043006 | 0.53827 | 0.11495 | 0
2025-08-20 08:00 | 85470.1392 | 78953.8792 | 6357.8 | 158.4599 | 0.28713 | 0.077676 | 0.077324 | 0.084054 | 232 | 8 | Summer Peak | 0.61718 | 0.51602 | 0.51602 | 0.94452 | 0.25851 | 0.077324 | 0.28713 | 0.22208 | 0.66478 | 0.85008 | 0.059063 | 0.018439 | 0.084054 | 0.57843 | 0.66478 | 0 | 0 | 0.85 | 0.85 | 0.85 | 0.85 | 0.94452 | 0.059063 | 0.56762 | 0.20099 | 0
2025-08-20 09:00 | 84418.7461 | 75509.6035 | 8739.8945 | 169.248 | 0.39471 | 0.082965 | 0.082667 | 0.088339 | 232 | 9 | Summer Peak | 0.62852 | 0.53273 | 0.53273 | 0.94402 | 0.27851 | 0.082667 | 0.39471 | 0.50665 | 0.66478 | 0.85008 | 0.083812 | 0.018439 | 0.088339 | 0.62398 | 0.66478 | 0 | 0 | 0.85 | 0.85 | 0.85 | 0.85 | 0.94402 | 0.083812 | 0.60185 | 0.2763 | 0
2025-08-20 10:00 | 83036.7892 | 72379.1444 | 10497.5122 | 160.1326 | 0.47409 | 0.078496 | 0.077826 | 0.090616 | 232 | 10 | Summer Peak | 0.6635 | 0.56377 | 0.56377 | 0.94296 | 0.29263 | 0.077826 | 0.47409 | 0.61289 | 0.66524 | 0.85008 | 0.11355 | 0.018462 | 0.090616 | 0.68019 | 0.66524 | 0 | 0 | 0.85 | 0.85 | 0.85 | 0.85 | 0.94296 | 0.11355 | 0.64287 | 0.33186 | 0
2025-08-20 11:00 | 81479.2194 | 69517.4562 | 11823.8333 | 137.93 | 0.53399 | 0.067613 | 0.066355 | 0.090348 | 232 | 11 | Summer Peak | 0.6962 | 0.60004 | 0.60004 | 0.9419 | 0.35197 | 0.066355 | 0.53399 | 0.61909 | 0.66641 | 0.85008 | 0.11554 | 0.026689 | 0.090348 | 0.74089 | 0.66641 | 0 | 0 | 0.85 | 0.85 | 0.85 | 0.85 | 0.9419 | 0.11554 | 0.69789 | 0.37379 | 0.0030788
2025-08-20 12:00 | 81677.6776 | 69152.3814 | 12409.4094 | 115.8869 | 0.56043 | 0.056807 | 0.055306 | 0.083946 | 232 | 12 | Summer Peak | 0.73007 | 0.63153 | 0.63153 | 0.94069 | 0.40099 | 0.055306 | 0.56043 | 0.62974 | 0.66641 | 0.85008 | 0.12556 | 0.055968 | 0.083946 | 0.77239 | 0.66641 | 0 | 0 | 0.85 | 0.85 | 0.85 | 0.85 | 0.94069 | 0.12556 | 0.71635 | 0.3923 | 0.26845
2025-08-20 13:00 | 81681.5164 | 69559.4236 | 12013.0269 | 109.0659 | 0.54253 | 0.053464 | 0.052232 | 0.075723 | 232 | 13 | Summer Peak | 0.7516 | 0.65557 | 0.65557 | 0.94088 | 0.46995 | 0.052232 | 0.54253 | 0.6577 | 0.66641 | 0.85008 | 0.12863 | 0.12809 | 0.075723 | 0.78077 | 0.66641 | 0 | 0 | 0.85 | 0.85 | 0.85 | 0.85 | 0.94088 | 0.12863 | 0.7268 | 0.37977 | 0.50611
2025-08-20 14:00 | 81519.8805 | 70628.1797 | 10776.0746 | 115.6262 | 0.48667 | 0.05668 | 0.055848 | 0.071705 | 232 | 14 | Summer Peak | 0.76878 | 0.67073 | 0.67073 | 0.94097 | 0.53463 | 0.055848 | 0.48667 | 0.64788 | 0.66641 | 0.85008 | 0.1441 | 0.17799 | 0.071705 | 0.78216 | 0.66641 | 0 | 0 | 0.85 | 0.85 | 0.85 | 0.85 | 0.94097 | 0.1441 | 0.73226 | 0.34067 | 0.61394
2025-08-20 15:00 | 81918.9607 | 73022.3599 | 8767.3562 | 129.2447 | 0.39595 | 0.063355 | 0.063 | 0.069777 | 232 | 15 | Summer Peak | 0.7772 | 0.67923 | 0.67923 | 0.94166 | 0.5735 | 0.063 | 0.39595 | 0.66571 | 0.66641 | 0.85008 | 0.14654 | 0.22333 | 0.069777 | 0.78664 | 0.66641 | 0 | 0 | 0.85 | 0.85 | 0.85 | 0.85 | 0.94166 | 0.14654 | 0.73676 | 0.27717 | 0.62604
2025-08-20 16:00 | 84960.2414 | 78574.675 | 6243.6655 | 141.9009 | 0.28198 | 0.069559 | 0.06965 | 0.067929 | 232 | 16 | Summer Peak | 0.78314 | 0.68706 | 0.68706 | 0.94152 | 0.61016 | 0.06965 | 0.28198 | 0.67009 | 0.66641 | 0.85008 | 0.16455 | 0.25334 | 0.067929 | 0.78825 | 0.66641 | 0 | 0 | 0.85 | 0.85 | 0.85 | 0.85 | 0.94152 | 0.16455 | 0.7439 | 0.19738 | 0.63934
2025-08-20 17:00 | 87502.3857 | 83881.6595 | 3470.6542 | 150.0719 | 0.15674 | 0.073565 | 0.074069 | 0.064446 | 232 | 17 | Summer Peak | 0.78861 | 0.68392 | 0.68392 | 0.94174 | 0.63791 | 0.074069 | 0.15674 | 0.64629 | 0.66641 | 0.85008 | 0.16623 | 0.30592 | 0.064446 | 0.79057 | 0.66641 | 0 | 0 | 0.85 | 0.85 | 0.85 | 0.85 | 0.94174 | 0.16623 | 0.7483 | 0.10972 | 0.64577
2025-08-20 18:00 | 90946.0206 | 89777.2095 | 1005.0048 | 163.8063 | 0.045388 | 0.080297 | 0.081201 | 0.063964 | 232 | 18 | Summer Peak | 0.77717 | 0.6836 | 0.6836 | 0.94203 | 0.63783 | 0.081201 | 0.045388 | 0.60617 | 0.66641 | 0.85008 | 0.1346 | 0.34292 | 0.063964 | 0.79262 | 0.66641 | 0 | 0 | 0.85 | 0.85 | 0.85 | 0.85 | 0.94203 | 0.1346 | 0.75998 | 0.031772 | 0.64577
2025-08-20 19:00 | 90263.0149 | 90061.4982 | 7.5781 | 193.9386 | 0.00034224 | 0.095068 | 0.096288 | 0.073018 | 232 | 19 | Summer Peak | 0.76366 | 0.68109 | 0.68109 | 0.94271 | 0.60381 | 0.096288 | 0.00034224 | 0.44937 | 0.66641 | 0.85008 | 0.12071 | 0.31855 | 0.073018 | 0.79179 | 0.66641 | 0 | 0 | 0.85 | 0.85 | 0.85 | 0.85 | 0.94271 | 0.12071 | 0.76663 | 0.00023957 | 0.63912
2025-08-20 20:00 | 87516.8979 | 87304.2431 | 0 | 212.6547 | 0 | 0.10424 | 0.10523 | 0.086437 | 232 | 20 | Summer Peak | 0.7569 | 0.67975 | 0.67975 | 0.94323 | 0.56051 | 0.10523 | 0 | 0.12967 | 0.66641 | 0.85008 | 0.11687 | 0.20126 | 0.086437 | 0.79043 | 0.66641 | 0 | 0 | 0.85 | 0.85 | 0.85 | 0.85 | 0.94323 | 0.11687 | 0.77989 | 0 | 0.73393
2025-08-20 21:00 | 84610.606 | 84387.6906 | 0 | 222.9154 | 0 | 0.10927 | 0.10981 | 0.099589 | 232 | 21 | Summer Peak | 0.74352 | 0.65516 | 0.65516 | 0.94391 | 0.50938 | 0.10981 | 0 | 0 | 0.66641 | 0.85008 | 0.10298 | 0.088964 | 0.099589 | 0.77724 | 0.66641 | 0 | 0 | 0.85 | 0.85 | 0.85 | 0.85 | 0.94391 | 0.10298 | 0.77127 | 0 | 0.52035
2025-08-20 22:00 | 80284.8176 | 80061.0537 | 0 | 223.764 | 0 | 0.10969 | 0.10989 | 0.10607 | 232 | 22 | Summer Peak | 0.71092 | 0.62055 | 0.62055 | 0.94151 | 0.47516 | 0.10989 | 0 | 0 | 0.66641 | 0.85008 | 0.074736 | 0.031525 | 0.10607 | 0.72238 | 0.66641 | 0 | 0 | 0.85 | 0.85 | 0.85 | 0.85 | 0.94151 | 0.074736 | 0.72371 | 0 | 0.14779
2025-08-20 23:00 | 75882.5534 | 75665.5265 | 0 | 217.027 | 0 | 0.10639 | 0.10639 | 0.10626 | 232 | 23 | Summer Peak | 0.70195 | 0.57992 | 0.57992 | 0.941 | 0.4275 | 0.10639 | 0 | 0 | 0.66478 | 0.85008 | 0.061507 | 0.02346 | 0.10626 | 0.65079 | 0.66478 | 0 | 0 | 0.85 | 0.85 | 0.85 | 0.85 | 0.941 | 0.061507 | 0.65847 | 0 | 0.14779
2025-08-21 00:00 | 73506.6694 | 73291.2941 | 0 | 215.3753 | 0 | 0.10558 | 0.10547 | 0.10752 | 233 | 0 | Summer Peak | 0.66085 | 0.54873 | 0.54873 | 0.93782 | 0.38915 | 0.10547 | 0 | 0 | 0.66478 | 0.85008 | 0.048067 | 0.018972 | 0.10752 | 0.5735 | 0.66478 | 0 | 0 | 0.85 | 0.85 | 0.85 | 0.85 | 0.93782 | 0.048067 | 0.60816 | 0 | 0.085277
2025-08-21 01:00 | 72696.0535 | 72477.7301 | 0 | 218.3234 | 0 | 0.10702 | 0.10677 | 0.11148 | 233 | 1 | Summer Peak | 0.60795 | 0.52302 | 0.52302 | 0.93903 | 0.34221 | 0.10677 | 0 | 0 | 0.66478 | 0.85008 | 0.033371 | 0.018972 | 0.11148 | 0.51885 | 0.66478 | 0 | 0 | 0.85 | 0.85 | 0.85 | 0.85 | 0.93903 | 0.033371 | 0.54715 | 0 | 0
2025-08-21 02:00 | 72352.2407 | 72131.5905 | 0 | 220.6502 | 0 | 0.10816 | 0.10776 | 0.11545 | 233 | 2 | Summer Peak | 0.56488 | 0.4979 | 0.4979 | 0.93896 | 0.28723 | 0.10776 | 0 | 0 | 0.66478 | 0.85008 | 0.028135 | 0.018479 | 0.11545 | 0.48751 | 0.66478 | 0 | 0 | 0.85 | 0.85 | 0.85 | 0.85 | 0.93896 | 0.028135 | 0.52145 | 0 | 0
2025-08-21 03:00 | 72220.1217 | 71994.9923 | 0 | 225.1295 | 0 | 0.11036 | 0.10977 | 0.12102 | 233 | 3 | Summer Peak | 0.53882 | 0.47726 | 0.47726 | 0.93932 | 0.24901 | 0.10977 | 0 | 0 | 0.66478 | 0.85008 | 0.028694 | 0.018439 | 0.12102 | 0.47281 | 0.66478 | 0 | 0 | 0.85 | 0.85 | 0.85 | 0.85 | 0.93932 | 0.028694 | 0.51743 | 0 | 0
2025-08-21 04:00 | 72556.0651 | 72325.421 | 0 | 230.6441 | 0 | 0.11306 | 0.11212 | 0.1301 | 233 | 4 | Summer Peak | 0.52997 | 0.46957 | 0.46957 | 0.94042 | 0.23186 | 0.11212 | 0 | 0 | 0.66478 | 0.85008 | 0.028729 | 0.018439 | 0.1301 | 0.48381 | 0.66478 | 0 | 0 | 0.85 | 0.85 | 0.85 | 0.85 | 0.94042 | 0.028729 | 0.5208 | 0 | 0
2025-08-21 05:00 | 75813.1915 | 75566.0171 | 13.0235 | 234.1509 | 0.00058817 | 0.11478 | 0.11342 | 0.13929 | 233 | 5 | Summer Peak | 0.53054 | 0.47882 | 0.47882 | 0.94133 | 0.22414 | 0.11342 | 0.00058817 | 0 | 0.66478 | 0.85008 | 0.029636 | 0.018439 | 0.13929 | 0.51322 | 0.66478 | 0 | 0 | 0.85 | 0.85 | 0.85 | 0.85 | 0.94133 | 0.029636 | 0.53321 | 0.00041172 | 0
2025-08-21 06:00 | 81510.697 | 80171.975 | 1123.972 | 214.75 | 0.050761 | 0.10527 | 0.1034 | 0.13907 | 233 | 6 | Summer Peak | 0.54996 | 0.49294 | 0.49294 | 0.94251 | 0.22328 | 0.1034 | 0.050761 | 0 | 0.66478 | 0.85008 | 0.031661 | 0.018439 | 0.13907 | 0.50951 | 0.66478 | 0 | 0 | 0.85 | 0.85 | 0.85 | 0.85 | 0.94251 | 0.031661 | 0.52179 | 0.035533 | 0
2025-08-21 07:00 | 86203.1606 | 82239.1201 | 3770.9386 | 193.1019 | 0.1703 | 0.094658 | 0.09231 | 0.13709 | 233 | 7 | Summer Peak | 0.58498 | 0.50378 | 0.50378 | 0.94422 | 0.23952 | 0.09231 | 0.1703 | 0 | 0.66478 | 0.85008 | 0.043006 | 0.018439 | 0.13709 | 0.54135 | 0.66478 | 0 | 0 | 0.85 | 0.85 | 0.85 | 0.85 | 0.94422 | 0.043006 | 0.53827 | 0.11921 | 0
2025-08-21 08:00 | 84703.6702 | 77732.1908 | 6741.292 | 230.1873 | 0.30445 | 0.11284 | 0.11123 | 0.1418 | 233 | 8 | Summer Peak | 0.61718 | 0.51602 | 0.51602 | 0.94452 | 0.25851 | 0.11123 | 0.30445 | 0.22208 | 0.66478 | 0.85008 | 0.059063 | 0.018439 | 0.1418 | 0.57843 | 0.66478 | 0 | 0 | 0.85 | 0.85 | 0.85 | 0.85 | 0.94452 | 0.059063 | 0.56762 | 0.21312 | 0
2025-08-21 09:00 | 82614.0469 | 73035.4059 | 9317.7069 | 260.934 | 0.42081 | 0.12791 | 0.12702 | 0.14389 | 233 | 9 | Summer Peak | 0.62852 | 0.53273 | 0.53273 | 0.94402 | 0.27851 | 0.12702 | 0.42081 | 0.50665 | 0.66478 | 0.85008 | 0.083812 | 0.018439 | 0.14389 | 0.62398 | 0.66478 | 0 | 0 | 0.85 | 0.85 | 0.85 | 0.85 | 0.94402 | 0.083812 | 0.60185 | 0.29456 | 0
2025-08-21 10:00 | 80732.3835 | 69200.2667 | 11245.5549 | 286.5619 | 0.50787 | 0.14047 | 0.14036 | 0.14242 | 233 | 10 | Summer Peak | 0.6635 | 0.56377 | 0.56377 | 0.94296 | 0.29263 | 0.14036 | 0.50787 | 0.61289 | 0.66524 | 0.85008 | 0.11355 | 0.018462 | 0.14242 | 0.68019 | 0.66524 | 0 | 0 | 0.85 | 0.85 | 0.85 | 0.85 | 0.94296 | 0.11355 | 0.64287 | 0.35551 | 0
2025-08-21 11:00 | 78948.2154 | 66342.6452 | 12299.5758 | 305.9943 | 0.55547 | 0.15 | 0.15057 | 0.13966 | 233 | 11 | Summer Peak | 0.6962 | 0.60004 | 0.60004 | 0.9419 | 0.35197 | 0.15057 | 0.55547 | 0.61909 | 0.66641 | 0.85008 | 0.11554 | 0.026689 | 0.13966 | 0.74089 | 0.66641 | 0 | 0 | 0.85 | 0.85 | 0.85 | 0.85 | 0.9419 | 0.11554 | 0.69789 | 0.38883 | 0.0030788
2025-08-21 12:00 | 78938.7766 | 66165.1868 | 12455.076 | 318.5137 | 0.5625 | 0.15613 | 0.15694 | 0.14162 | 233 | 12 | Summer Peak | 0.73007 | 0.63153 | 0.63153 | 0.94069 | 0.40099 | 0.15694 | 0.5625 | 0.62974 | 0.66641 | 0.85008 | 0.12556 | 0.055968 | 0.14162 | 0.77239 | 0.66641 | 0 | 0 | 0.85 | 0.85 | 0.85 | 0.85 | 0.94069 | 0.12556 | 0.71635 | 0.39375 | 0.26845
2025-08-21 13:00 | 79018.3315 | 66976.5306 | 11712.3106 | 329.4902 | 0.52895 | 0.16151 | 0.16238 | 0.14585 | 233 | 13 | Summer Peak | 0.7516 | 0.65557 | 0.65557 | 0.94088 | 0.46995 | 0.16238 | 0.52895 | 0.6577 | 0.66641 | 0.85008 | 0.12863 | 0.12809 | 0.14585 | 0.78077 | 0.66641 | 0 | 0 | 0.85 | 0.85 | 0.85 | 0.85 | 0.94088 | 0.12863 | 0.7268 | 0.37027 | 0.50611
2025-08-21 14:00 | 79016.6897 | 68417.6157 | 10266.1673 | 332.9066 | 0.46364 | 0.16319 | 0.16421 | 0.14475 | 233 | 14 | Summer Peak | 0.76878 | 0.67073 | 0.67073 | 0.94097 | 0.53463 | 0.16421 | 0.46364 | 0.64788 | 0.66641 | 0.85008 | 0.1441 | 0.17799 | 0.14475 | 0.78216 | 0.66641 | 0 | 0 | 0.85 | 0.85 | 0.85 | 0.85 | 0.94097 | 0.1441 | 0.73226 | 0.32455 | 0.61394
2025-08-21 15:00 | 79576.6224 | 71035.0095 | 8206.1882 | 335.4248 | 0.37061 | 0.16442 | 0.16584 | 0.13888 | 233 | 15 | Summer Peak | 0.7772 | 0.67923 | 0.67923 | 0.94166 | 0.5735 | 0.16584 | 0.37061 | 0.66571 | 0.66641 | 0.85008 | 0.14654 | 0.22333 | 0.13888 | 0.78664 | 0.66641 | 0 | 0 | 0.85 | 0.85 | 0.85 | 0.85 | 0.94166 | 0.14654 | 0.73676 | 0.25943 | 0.62604
2025-08-21 16:00 | 82518.4895 | 76464.6031 | 5718.382 | 335.5044 | 0.25825 | 0.16446 | 0.16612 | 0.13454 | 233 | 16 | Summer Peak | 0.78314 | 0.68706 | 0.68706 | 0.94152 | 0.61016 | 0.16612 | 0.25825 | 0.67009 | 0.66641 | 0.85008 | 0.16455 | 0.25334 | 0.13454 | 0.78825 | 0.66641 | 0 | 0 | 0.85 | 0.85 | 0.85 | 0.85 | 0.94152 | 0.16455 | 0.7439 | 0.18078 | 0.63934
2025-08-21 17:00 | 85160.5547 | 81665.6147 | 3154.9762 | 339.9638 | 0.14249 | 0.16665 | 0.16835 | 0.13594 | 233 | 17 | Summer Peak | 0.78861 | 0.68392 | 0.68392 | 0.94174 | 0.63791 | 0.16835 | 0.14249 | 0.64629 | 0.66641 | 0.85008 | 0.16623 | 0.30592 | 0.13594 | 0.79057 | 0.66641 | 0 | 0 | 0.85 | 0.85 | 0.85 | 0.85 | 0.94174 | 0.16623 | 0.7483 | 0.09974 | 0.64577
2025-08-21 18:00 | 89268.8739 | 88027.8188 | 894.0872 | 346.9679 | 0.040379 | 0.17008 | 0.1721 | 0.13353 | 233 | 18 | Summer Peak | 0.77717 | 0.6836 | 0.6836 | 0.94203 | 0.63783 | 0.1721 | 0.040379 | 0.60617 | 0.66641 | 0.85008 | 0.1346 | 0.34292 | 0.13353 | 0.79262 | 0.66641 | 0 | 0 | 0.85 | 0.85 | 0.85 | 0.85 | 0.94203 | 0.1346 | 0.75998 | 0.028265 | 0.64577
2025-08-21 19:00 | 88945.6915 | 88586.9669 | 4.8609 | 353.8637 | 0.00021953 | 0.17346 | 0.17576 | 0.13192 | 233 | 19 | Summer Peak | 0.76366 | 0.68109 | 0.68109 | 0.94271 | 0.60381 | 0.17576 | 0.00021953 | 0.44937 | 0.66641 | 0.85008 | 0.12071 | 0.31855 | 0.13192 | 0.79179 | 0.66641 | 0 | 0 | 0.85 | 0.85 | 0.85 | 0.85 | 0.94271 | 0.12071 | 0.76663 | 0.00015367 | 0.63912
2025-08-21 20:00 | 86571.9535 | 86225.0403 | 0 | 346.9132 | 0 | 0.17006 | 0.17206 | 0.13374 | 233 | 20 | Summer Peak | 0.7569 | 0.67975 | 0.67975 | 0.94323 | 0.56051 | 0.17206 | 0 | 0.12967 | 0.66641 | 0.85008 | 0.11687 | 0.20126 | 0.13374 | 0.79043 | 0.66641 | 0 | 0 | 0.85 | 0.85 | 0.85 | 0.85 | 0.94323 | 0.11687 | 0.77989 | 0 | 0.73393
2025-08-21 21:00 | 83905.6319 | 83565.0359 | 0 | 340.596 | 0 | 0.16696 | 0.16859 | 0.13749 | 233 | 21 | Summer Peak | 0.74352 | 0.65516 | 0.65516 | 0.94391 | 0.50938 | 0.16859 | 0 | 0 | 0.66641 | 0.85008 | 0.10298 | 0.088964 | 0.13749 | 0.77724 | 0.66641 | 0 | 0 | 0.85 | 0.85 | 0.85 | 0.85 | 0.94391 | 0.10298 | 0.77127 | 0 | 0.52035
2025-08-21 22:00 | 79635.1357 | 79299.9726 | 0 | 335.1631 | 0 | 0.1643 | 0.16554 | 0.14188 | 233 | 22 | Summer Peak | 0.71092 | 0.62055 | 0.62055 | 0.94151 | 0.47516 | 0.16554 | 0 | 0 | 0.66641 | 0.85008 | 0.074736 | 0.031525 | 0.14188 | 0.72238 | 0.66641 | 0 | 0 | 0.85 | 0.85 | 0.85 | 0.85 | 0.94151 | 0.074736 | 0.72371 | 0 | 0.14779
2025-08-21 23:00 | 75196.9316 | 74864.5932 | 0 | 332.3384 | 0 | 0.16291 | 0.16373 | 0.14815 | 233 | 23 | Summer Peak | 0.70195 | 0.57992 | 0.57992 | 0.941 | 0.4275 | 0.16373 | 0 | 0 | 0.66478 | 0.85008 | 0.061507 | 0.02346 | 0.14815 | 0.65079 | 0.66478 | 0 | 0 | 0.85 | 0.85 | 0.85 | 0.85 | 0.941 | 0.061507 | 0.65847 | 0 | 0.14779
2025-08-22 00:00 | 72779.5785 | 72442.6358 | 0 | 336.9427 | 0 | 0.16517 | 0.16544 | 0.16034 | 234 | 0 | Summer Peak | 0.66085 | 0.54873 | 0.54873 | 0.93782 | 0.38915 | 0.16544 | 0 | 0 | 0.66478 | 0.85008 | 0.048067 | 0.018972 | 0.16034 | 0.5735 | 0.66478 | 0 | 0 | 0.85 | 0.85 | 0.85 | 0.85 | 0.93782 | 0.048067 | 0.60816 | 0 | 0.085277
2025-08-22 01:00 | 71841.8945 | 71500.4239 | 0 | 341.4706 | 0 | 0.16739 | 0.1669 | 0.17617 | 234 | 1 | Summer Peak | 0.60795 | 0.52302 | 0.52302 | 0.93903 | 0.34221 | 0.1669 | 0 | 0 | 0.66478 | 0.85008 | 0.033371 | 0.018972 | 0.17617 | 0.51885 | 0.66478 | 0 | 0 | 0.85 | 0.85 | 0.85 | 0.85 | 0.93903 | 0.033371 | 0.54715 | 0 | 0
2025-08-22 02:00 | 71411.4576 | 71072.0652 | 0 | 339.3924 | 0 | 0.16637 | 0.16529 | 0.18579 | 234 | 2 | Summer Peak | 0.56488 | 0.4979 | 0.4979 | 0.93896 | 0.28723 | 0.16529 | 0 | 0 | 0.66478 | 0.85008 | 0.028135 | 0.018479 | 0.18579 | 0.48751 | 0.66478 | 0 | 0 | 0.85 | 0.85 | 0.85 | 0.85 | 0.93896 | 0.028135 | 0.52145 | 0 | 0
2025-08-22 03:00 | 71136.5412 | 70804.8745 | 0 | 331.6667 | 0 | 0.16258 | 0.16104 | 0.19053 | 234 | 3 | Summer Peak | 0.53882 | 0.47726 | 0.47726 | 0.93932 | 0.24901 | 0.16104 | 0 | 0 | 0.66478 | 0.85008 | 0.028694 | 0.018439 | 0.19053 | 0.47281 | 0.66478 | 0 | 0 | 0.85 | 0.85 | 0.85 | 0.85 | 0.93932 | 0.028694 | 0.51743 | 0 | 0
2025-08-22 04:00 | 71380.0862 | 71057.4859 | 0 | 322.6003 | 0 | 0.15814 | 0.15642 | 0.18927 | 234 | 4 | Summer Peak | 0.52997 | 0.46957 | 0.46957 | 0.94042 | 0.23186 | 0.15642 | 0 | 0 | 0.66478 | 0.85008 | 0.028729 | 0.018439 | 0.18927 | 0.48381 | 0.66478 | 0 | 0 | 0.85 | 0.85 | 0.85 | 0.85 | 0.94042 | 0.028729 | 0.5208 | 0 | 0
2025-08-22 05:00 | 74563.5905 | 74241.2505 | 9.8455 | 312.4944 | 0.00044464 | 0.15318 | 0.15147 | 0.1841 | 234 | 5 | Summer Peak | 0.53054 | 0.47882 | 0.47882 | 0.94133 | 0.22414 | 0.15147 | 0.00044464 | 0 | 0.66478 | 0.85008 | 0.029636 | 0.018439 | 0.1841 | 0.51322 | 0.66478 | 0 | 0 | 0.85 | 0.85 | 0.85 | 0.85 | 0.94133 | 0.029636 | 0.53321 | 0.00031125 | 0
2025-08-22 06:00 | 81120.7873 | 79871.8073 | 972.327 | 276.6529 | 0.043912 | 0.13561 | 0.13353 | 0.17322 | 234 | 6 | Summer Peak | 0.54996 | 0.49294 | 0.49294 | 0.94251 | 0.22328 | 0.13353 | 0.043912 | 0 | 0.66478 | 0.85008 | 0.031661 | 0.018439 | 0.17322 | 0.50951 | 0.66478 | 0 | 0 | 0.85 | 0.85 | 0.85 | 0.85 | 0.94251 | 0.031661 | 0.52179 | 0.030739 | 0
2025-08-22 07:00 | 86618.8311 | 83122.2764 | 3228.8322 | 267.7225 | 0.14582 | 0.13124 | 0.12962 | 0.16053 | 234 | 7 | Summer Peak | 0.58498 | 0.50378 | 0.50378 | 0.94422 | 0.23952 | 0.12962 | 0.14582 | 0 | 0.66478 | 0.85008 | 0.043006 | 0.018439 | 0.16053 | 0.54135 | 0.66478 | 0 | 0 | 0.85 | 0.85 | 0.85 | 0.85 | 0.94422 | 0.043006 | 0.53827 | 0.10207 | 0
2025-08-22 08:00 | 85625.8598 | 79547.6334 | 5772.7427 | 305.4837 | 0.26071 | 0.14975 | 0.14922 | 0.15921 | 234 | 8 | Summer Peak | 0.61718 | 0.51602 | 0.51602 | 0.94452 | 0.25851 | 0.14922 | 0.26071 | 0.22208 | 0.66478 | 0.85008 | 0.059063 | 0.018439 | 0.15921 | 0.57843 | 0.66478 | 0 | 0 | 0.85 | 0.85 | 0.85 | 0.85 | 0.94452 | 0.059063 | 0.56762 | 0.1825 | 0
2025-08-22 09:00 | 83984.7045 | 75604.9427 | 8046.3928 | 333.3691 | 0.36339 | 0.16342 | 0.16347 | 0.16251 | 234 | 9 | Summer Peak | 0.62852 | 0.53273 | 0.53273 | 0.94402 | 0.27851 | 0.16347 | 0.36339 | 0.50665 | 0.66478 | 0.85008 | 0.083812 | 0.018439 | 0.16251 | 0.62398 | 0.66478 | 0 | 0 | 0.85 | 0.85 | 0.85 | 0.85 | 0.94402 | 0.083812 | 0.60185 | 0.25437 | 0
2025-08-22 10:00 | 82270.2345 | 72037.9543 | 9880.1914 | 352.0888 | 0.44621 | 0.17259 | 0.17285 | 0.16797 | 234 | 10 | Summer Peak | 0.6635 | 0.56377 | 0.56377 | 0.94296 | 0.29263 | 0.17285 | 0.44621 | 0.61289 | 0.66524 | 0.85008 | 0.11355 | 0.018462 | 0.16797 | 0.68019 | 0.66524 | 0 | 0 | 0.85 | 0.85 | 0.85 | 0.85 | 0.94296 | 0.11355 | 0.64287 | 0.31235 | 0
2025-08-22 11:00 | 80538.2051 | 69322.5106 | 10846.4076 | 369.2869 | 0.48985 | 0.18102 | 0.18147 | 0.17301 | 234 | 11 | Summer Peak | 0.6962 | 0.60004 | 0.60004 | 0.9419 | 0.35197 | 0.18147 | 0.48985 | 0.61909 | 0.66641 | 0.85008 | 0.11554 | 0.026689 | 0.17301 | 0.74089 | 0.66641 | 0 | 0 | 0.85 | 0.85 | 0.85 | 0.85 | 0.9419 | 0.11554 | 0.69789 | 0.34289 | 0.0030788
2025-08-22 12:00 | 80559.495 | 69416.2394 | 10771.1414 | 372.1141 | 0.48645 | 0.18241 | 0.18269 | 0.17729 | 234 | 12 | Summer Peak | 0.73007 | 0.63153 | 0.63153 | 0.94069 | 0.40099 | 0.18269 | 0.48645 | 0.62974 | 0.66641 | 0.85008 | 0.12556 | 0.055968 | 0.17729 | 0.77239 | 0.66641 | 0 | 0 | 0.85 | 0.85 | 0.85 | 0.85 | 0.94069 | 0.12556 | 0.71635 | 0.34051 | 0.26845
2025-08-22 13:00 | 80556.1825 | 70310.9001 | 9876.8141 | 368.4682 | 0.44606 | 0.18062 | 0.18064 | 0.18024 | 234 | 13 | Summer Peak | 0.7516 | 0.65557 | 0.65557 | 0.94088 | 0.46995 | 0.18064 | 0.44606 | 0.6577 | 0.66641 | 0.85008 | 0.12863 | 0.12809 | 0.18024 | 0.78077 | 0.66641 | 0 | 0 | 0.85 | 0.85 | 0.85 | 0.85 | 0.94088 | 0.12863 | 0.7268 | 0.31224 | 0.50611
2025-08-22 14:00 | 80384.1736 | 71558.7182 | 8460.3402 | 365.1152 | 0.38209 | 0.17898 | 0.17885 | 0.18121 | 234 | 14 | Summer Peak | 0.76878 | 0.67073 | 0.67073 | 0.94097 | 0.53463 | 0.17885 | 0.38209 | 0.64788 | 0.66641 | 0.85008 | 0.1441 | 0.17799 | 0.18121 | 0.78216 | 0.66641 | 0 | 0 | 0.85 | 0.85 | 0.85 | 0.85 | 0.94097 | 0.1441 | 0.73226 | 0.26746 | 0.61394
2025-08-22 15:00 | 80668.7653 | 73654.2023 | 6660.5724 | 353.9906 | 0.3008 | 0.17352 | 0.17335 | 0.17668 | 234 | 15 | Summer Peak | 0.7772 | 0.67923 | 0.67923 | 0.94166 | 0.5735 | 0.17335 | 0.3008 | 0.66571 | 0.66641 | 0.85008 | 0.14654 | 0.22333 | 0.17668 | 0.78664 | 0.66641 | 0 | 0 | 0.85 | 0.85 | 0.85 | 0.85 | 0.94166 | 0.14654 | 0.73676 | 0.21056 | 0.62604
2025-08-22 16:00 | 83286.2664 | 78346.6882 | 4604.5721 | 335.0061 | 0.20795 | 0.16422 | 0.16399 | 0.16837 | 234 | 16 | Summer Peak | 0.78314 | 0.68706 | 0.68706 | 0.94152 | 0.61016 | 0.16399 | 0.20795 | 0.67009 | 0.66641 | 0.85008 | 0.16455 | 0.25334 | 0.16837 | 0.78825 | 0.66641 | 0 | 0 | 0.85 | 0.85 | 0.85 | 0.85 | 0.94152 | 0.16455 | 0.7439 | 0.14557 | 0.63934
2025-08-22 17:00 | 85501.9101 | 82662.8568 | 2534.5522 | 304.5011 | 0.11447 | 0.14927 | 0.14868 | 0.15983 | 234 | 17 | Summer Peak | 0.78861 | 0.68392 | 0.68392 | 0.94174 | 0.63791 | 0.14868 | 0.11447 | 0.64629 | 0.66641 | 0.85008 | 0.16623 | 0.30592 | 0.15983 | 0.79057 | 0.66641 | 0 | 0 | 0.85 | 0.85 | 0.85 | 0.85 | 0.94174 | 0.16623 | 0.7483 | 0.080126 | 0.64577
2025-08-22 18:00 | 89485.9701 | 88486.0607 | 720.6428 | 279.2666 | 0.032546 | 0.1369 | 0.13546 | 0.1628 | 234 | 18 | Summer Peak | 0.77717 | 0.6836 | 0.6836 | 0.94203 | 0.63783 | 0.13546 | 0.032546 | 0.60617 | 0.66641 | 0.85008 | 0.1346 | 0.34292 | 0.1628 | 0.79262 | 0.66641 | 0 | 0 | 0.85 | 0.85 | 0.85 | 0.85 | 0.94203 | 0.1346 | 0.75998 | 0.022782 | 0.64577
2025-08-22 19:00 | 88848.7107 | 88564.802 | 2.9194 | 280.9892 | 0.00013185 | 0.13774 | 0.13576 | 0.17346 | 234 | 19 | Summer Peak | 0.76366 | 0.68109 | 0.68109 | 0.94271 | 0.60381 | 0.13576 | 0.00013185 | 0.44937 | 0.66641 | 0.85008 | 0.12071 | 0.31855 | 0.17346 | 0.79179 | 0.66641 | 0 | 0 | 0.85 | 0.85 | 0.85 | 0.85 | 0.94271 | 0.12071 | 0.76663 | 9.2292e-05 | 0.63912
2025-08-22 20:00 | 85802.8127 | 85518.8846 | 0 | 283.9281 | 0 | 0.13918 | 0.13699 | 0.17879 | 234 | 20 | Summer Peak | 0.7569 | 0.67975 | 0.67975 | 0.94323 | 0.56051 | 0.13699 | 0 | 0.12967 | 0.66641 | 0.85008 | 0.11687 | 0.20126 | 0.17879 | 0.79043 | 0.66641 | 0 | 0 | 0.85 | 0.85 | 0.85 | 0.85 | 0.94323 | 0.11687 | 0.77989 | 0 | 0.73393
2025-08-22 21:00 | 82542.6821 | 82249.9447 | 0 | 292.7373 | 0 | 0.1435 | 0.14169 | 0.1762 | 234 | 21 | Summer Peak | 0.74352 | 0.65516 | 0.65516 | 0.94391 | 0.50938 | 0.14169 | 0 | 0 | 0.66641 | 0.85008 | 0.10298 | 0.088964 | 0.1762 | 0.77724 | 0.66641 | 0 | 0 | 0.85 | 0.85 | 0.85 | 0.85 | 0.94391 | 0.10298 | 0.77127 | 0 | 0.52035
2025-08-22 22:00 | 77771.7925 | 77462.667 | 0 | 309.1254 | 0 | 0.15153 | 0.15057 | 0.16894 | 234 | 22 | Summer Peak | 0.71092 | 0.62055 | 0.62055 | 0.94151 | 0.47516 | 0.15057 | 0 | 0 | 0.66641 | 0.85008 | 0.074736 | 0.031525 | 0.16894 | 0.72238 | 0.66641 | 0 | 0 | 0.85 | 0.85 | 0.85 | 0.85 | 0.94151 | 0.074736 | 0.72371 | 0 | 0.14779
2025-08-22 23:00 | 72775.1384 | 72450.5387 | 0 | 324.5997 | 0 | 0.15912 | 0.15909 | 0.15967 | 234 | 23 | Summer Peak | 0.70195 | 0.57992 | 0.57992 | 0.941 | 0.4275 | 0.15909 | 0 | 0 | 0.66478 | 0.85008 | 0.061507 | 0.02346 | 0.15967 | 0.65079 | 0.66478 | 0 | 0 | 0.85 | 0.85 | 0.85 | 0.85 | 0.941 | 0.061507 | 0.65847 | 0 | 0.14779
2025-08-23 00:00 | 50708.6212 | 50369.9274 | 0 | 338.6937 | 0 | 0.16603 | 0.1666 | 0.15565 | 235 | 0 | Summer | 0.55471 | 0.48104 | 0.48104 | 0.94878 | 0.35614 | 0.1666 | 0 | 0 | 0.66443 | 0.85008 | 0.012218 | 0.019437 | 0.15565 | 0.52743 | 0.66443 | 0 | 0 | 0.85 | 0.85 | 0.85 | 0.85 | 0.94878 | 0.012218 | 0.59514 | 0 | 0.042639
2025-08-23 01:00 | 49073.2728 | 48719.9954 | 0 | 353.2774 | 0 | 0.17318 | 0.17407 | 0.15694 | 235 | 1 | Summer | 0.51573 | 0.45924 | 0.45924 | 0.94906 | 0.29865 | 0.17407 | 0 | 0 | 0.66443 | 0.85008 | 0.012287 | 0.019437 | 0.15694 | 0.48331 | 0.66443 | 0 | 0 | 0.85 | 0.85 | 0.85 | 0.85 | 0.94906 | 0.012287 | 0.55167 | 0 | 0
2025-08-23 02:00 | 48058.5425 | 47705.9518 | 0 | 352.5908 | 0 | 0.17284 | 0.17365 | 0.15814 | 235 | 2 | Summer | 0.47769 | 0.44425 | 0.44425 | 0.94941 | 0.25138 | 0.17365 | 0 | 0 | 0.66443 | 0.85008 | 0.012567 | 0.019191 | 0.15814 | 0.46524 | 0.66443 | 0 | 0 | 0.85 | 0.85 | 0.85 | 0.85 | 0.94941 | 0.012567 | 0.53289 | 0 | 0
2025-08-23 03:00 | 47390.1385 | 47046.8535 | 0 | 343.285 | 0 | 0.16828 | 0.16883 | 0.15828 | 235 | 3 | Summer | 0.46012 | 0.43819 | 0.43819 | 0.9491 | 0.22464 | 0.16883 | 0 | 0 | 0.66443 | 0.85008 | 0.012532 | 0.01917 | 0.15828 | 0.45789 | 0.66443 | 0 | 0 | 0.85 | 0.85 | 0.85 | 0.85 | 0.9491 | 0.012532 | 0.52986 | 0 | 0
2025-08-23 04:00 | 47154.6055 | 46818.5527 | 0 | 336.0527 | 0 | 0.16473 | 0.16465 | 0.16618 | 235 | 4 | Summer | 0.44971 | 0.43054 | 0.43054 | 0.94949 | 0.2044 | 0.16465 | 0 | 0 | 0.66443 | 0.85008 | 0.012532 | 0.01917 | 0.16618 | 0.46405 | 0.66443 | 0 | 0 | 0.85 | 0.85 | 0.85 | 0.85 | 0.94949 | 0.012532 | 0.53565 | 0 | 0
2025-08-23 05:00 | 48425.8258 | 48087.9946 | 6.8781 | 330.9531 | 0.00031063 | 0.16223 | 0.16136 | 0.17804 | 235 | 5 | Summer | 0.45811 | 0.44299 | 0.44299 | 0.94957 | 0.18921 | 0.16136 | 0.00031063 | 0 | 0.66443 | 0.85008 | 0.012567 | 0.01917 | 0.17804 | 0.49226 | 0.66443 | 0 | 0 | 0.85 | 0.85 | 0.85 | 0.85 | 0.94957 | 0.012567 | 0.54922 | 0.00021744 | 0
2025-08-23 06:00 | 50729.3223 | 49556.8613 | 865.4042 | 307.0567 | 0.039083 | 0.15052 | 0.14908 | 0.17646 | 235 | 6 | Summer | 0.48774 | 0.45859 | 0.45859 | 0.94971 | 0.19102 | 0.14908 | 0.039083 | 0 | 0.66443 | 0.85008 | 0.012532 | 0.018904 | 0.17646 | 0.49923 | 0.66443 | 0 | 0 | 0.85 | 0.85 | 0.85 | 0.85 | 0.94971 | 0.012532 | 0.5429 | 0.027358 | 0
2025-08-23 07:00 | 53853.1786 | 50633.4152 | 2933.3747 | 286.3887 | 0.13248 | 0.14039 | 0.13876 | 0.16985 | 235 | 7 | Summer | 0.5162 | 0.46934 | 0.46934 | 0.95016 | 0.20898 | 0.13876 | 0.13248 | 0 | 0.66478 | 0.85008 | 0.012392 | 0.018904 | 0.16985 | 0.50879 | 0.66478 | 0 | 0 | 0.85 | 0.85 | 0.85 | 0.85 | 0.95016 | 0.012392 | 0.545 | 0.092734 | 0
2025-08-23 08:00 | 57324.4021 | 51751.721 | 5262.72 | 309.961 | 0.23768 | 0.15194 | 0.15063 | 0.17566 | 235 | 8 | Summer | 0.5354 | 0.4736 | 0.4736 | 0.95052 | 0.22514 | 0.15063 | 0.23768 | 0.19439 | 0.66478 | 0.85008 | 0.012602 | 0.018904 | 0.17566 | 0.53361 | 0.66478 | 0 | 0 | 0.85 | 0.85 | 0.85 | 0.85 | 0.95052 | 0.012602 | 0.54288 | 0.16637 | 0
2025-08-23 09:00 | 62035.2106 | 54275.0925 | 7430.5112 | 329.6069 | 0.33558 | 0.16157 | 0.16031 | 0.18434 | 235 | 9 | Summer | 0.54581 | 0.4857 | 0.4857 | 0.94978 | 0.24893 | 0.16031 | 0.33558 | 0.50389 | 0.66478 | 0.85008 | 0.014382 | 0.018904 | 0.18434 | 0.56932 | 0.66478 | 0 | 0 | 0.85 | 0.85 | 0.85 | 0.85 | 0.94978 | 0.014382 | 0.55471 | 0.2349 | 0
2025-08-23 10:00 | 64668.404 | 55116.51 | 9203.4509 | 348.4431 | 0.41565 | 0.17081 | 0.16975 | 0.1898 | 235 | 10 | Summer | 0.56661 | 0.50285 | 0.50285 | 0.94712 | 0.26186 | 0.16975 | 0.41565 | 0.61316 | 0.66501 | 0.85008 | 0.014068 | 0.018915 | 0.1898 | 0.61473 | 0.66501 | 0 | 0 | 0.85 | 0.85 | 0.85 | 0.85 | 0.94712 | 0.014068 | 0.60127 | 0.29095 | 0
2025-08-23 11:00 | 65861.5835 | 55162.0264 | 10327.8956 | 371.6615 | 0.46643 | 0.18219 | 0.18143 | 0.19594 | 235 | 11 | Summer | 0.60096 | 0.52041 | 0.52041 | 0.94453 | 0.27752 | 0.18143 | 0.46643 | 0.62169 | 0.6656 | 0.85008 | 0.014417 | 0.023029 | 0.19594 | 0.67643 | 0.6656 | 0 | 0 | 0.85 | 0.85 | 0.85 | 0.85 | 0.94453 | 0.014417 | 0.64142 | 0.3265 | 0.0015394
2025-08-23 12:00 | 65924.4946 | 54916.7607 | 10622.2057 | 385.5282 | 0.47972 | 0.18898 | 0.18828 | 0.20178 | 235 | 12 | Summer | 0.62291 | 0.53799 | 0.53799 | 0.94362 | 0.31341 | 0.18828 | 0.47972 | 0.62222 | 0.6656 | 0.85008 | 0.013928 | 0.037669 | 0.20178 | 0.70982 | 0.6656 | 0 | 0 | 0.85 | 0.85 | 0.85 | 0.85 | 0.94362 | 0.013928 | 0.67439 | 0.3358 | 0.13423
2025-08-23 13:00 | 64565.3948 | 53981.9544 | 10191.2901 | 392.1503 | 0.46026 | 0.19223 | 0.19155 | 0.20451 | 235 | 13 | Summer | 0.63006 | 0.55564 | 0.55564 | 0.9422 | 0.37114 | 0.19155 | 0.46026 | 0.63828 | 0.6656 | 0.85008 | 0.014242 | 0.073749 | 0.20451 | 0.73201 | 0.6656 | 0 | 0 | 0.85 | 0.85 | 0.85 | 0.85 | 0.9422 | 0.014242 | 0.69376 | 0.32218 | 0.25305
2025-08-23 14:00 | 64299.7474 | 54932.4307 | 8972.6388 | 394.678 | 0.40522 | 0.19347 | 0.19312 | 0.19982 | 235 | 14 | Summer | 0.6488 | 0.56826 | 0.56826 | 0.9398 | 0.41215 | 0.19312 | 0.40522 | 0.63061 | 0.66582 | 0.85008 | 0.014033 | 0.099397 | 0.19982 | 0.74849 | 0.66582 | 0 | 0 | 0.85 | 0.85 | 0.85 | 0.85 | 0.9398 | 0.014033 | 0.70785 | 0.28366 | 0.30697
2025-08-23 15:00 | 64205.5412 | 56610.6202 | 7211.0324 | 383.8886 | 0.32566 | 0.18818 | 0.18798 | 0.19189 | 235 | 15 | Summer | 0.65735 | 0.56817 | 0.56817 | 0.93752 | 0.45803 | 0.18798 | 0.32566 | 0.64444 | 0.66641 | 0.85008 | 0.013928 | 0.12232 | 0.19189 | 0.75815 | 0.66641 | 0 | 0 | 0.85 | 0.85 | 0.85 | 0.85 | 0.93752 | 0.013928 | 0.71964 | 0.22797 | 0.37998
2025-08-23 16:00 | 63896.8787 | 58611.7303 | 4918.6162 | 366.5322 | 0.22213 | 0.17967 | 0.17873 | 0.19663 | 235 | 16 | Summer | 0.66113 | 0.57399 | 0.57399 | 0.93651 | 0.48967 | 0.17873 | 0.22213 | 0.62638 | 0.66641 | 0.85008 | 0.013195 | 0.14338 | 0.19663 | 0.76334 | 0.66641 | 0 | 0 | 0.85 | 0.85 | 0.85 | 0.85 | 0.93651 | 0.013195 | 0.72909 | 0.15549 | 0.58653
2025-08-23 17:00 | 63516.7614 | 60542.9126 | 2620.2164 | 353.6325 | 0.11833 | 0.17335 | 0.17172 | 0.20274 | 235 | 17 | Summer | 0.65876 | 0.57144 | 0.57144 | 0.93752 | 0.50401 | 0.17172 | 0.11833 | 0.5801 | 0.66641 | 0.85008 | 0.01309 | 0.20336 | 0.20274 | 0.76686 | 0.66641 | 0 | 0 | 0.85 | 0.85 | 0.85 | 0.85 | 0.93752 | 0.01309 | 0.74086 | 0.082834 | 0.64515
2025-08-23 18:00 | 64881.8647 | 63821.2798 | 712.5849 | 348 | 0.032182 | 0.17059 | 0.16861 | 0.20636 | 235 | 18 | Summer | 0.65784 | 0.57543 | 0.57543 | 0.9378 | 0.50368 | 0.16861 | 0.032182 | 0.50952 | 0.66641 | 0.85008 | 0.012846 | 0.22688 | 0.20636 | 0.77618 | 0.66641 | 0 | 0 | 0.85 | 0.85 | 0.85 | 0.85 | 0.9378 | 0.012846 | 0.75295 | 0.022527 | 0.64577
2025-08-23 19:00 | 63154.0056 | 62792.1665 | 2.5217 | 359.3174 | 0.00011389 | 0.17614 | 0.17442 | 0.20724 | 235 | 19 | Summer | 0.65654 | 0.58215 | 0.58215 | 0.93722 | 0.47421 | 0.17442 | 0.00011389 | 0.33059 | 0.66641 | 0.85008 | 0.011205 | 0.20175 | 0.20724 | 0.77565 | 0.66641 | 0 | 0 | 0.85 | 0.85 | 0.85 | 0.85 | 0.93722 | 0.011205 | 0.76424 | 7.972e-05 | 0.70485
2025-08-23 20:00 | 61336.0811 | 60960.181 | 0 | 375.9 | 0 | 0.18426 | 0.18344 | 0.19926 | 235 | 20 | Summer | 0.6677 | 0.58557 | 0.58557 | 0.93506 | 0.44805 | 0.18344 | 0 | 0.065097 | 0.66641 | 0.85008 | 0.01131 | 0.13977 | 0.19926 | 0.77193 | 0.66641 | 0 | 0 | 0.85 | 0.85 | 0.85 | 0.85 | 0.93506 | 0.01131 | 0.76712 | 0 | 0.71244
2025-08-23 21:00 | 58511.6612 | 58118.9806 | 0 | 392.6806 | 0 | 0.19249 | 0.19304 | 0.1826 | 235 | 21 | Summer | 0.65116 | 0.57136 | 0.57136 | 0.93281 | 0.42034 | 0.19304 | 0 | 0 | 0.66641 | 0.85008 | 0.011415 | 0.067558 | 0.1826 | 0.74633 | 0.66641 | 0 | 0 | 0.85 | 0.85 | 0.85 | 0.85 | 0.93281 | 0.011415 | 0.74851 | 0 | 0.38078
2025-08-23 22:00 | 54892.9314 | 54486.3597 | 0 | 406.5717 | 0 | 0.1993 | 0.20168 | 0.15635 | 235 | 22 | Summer | 0.61469 | 0.5457 | 0.5457 | 0.9302 | 0.41049 | 0.20168 | 0 | 0 | 0.6656 | 0.85008 | 0.011659 | 0.03136 | 0.15635 | 0.66421 | 0.6656 | 0 | 0 | 0.85 | 0.85 | 0.85 | 0.85 | 0.9302 | 0.011659 | 0.69584 | 0 | 0.15401
2025-08-23 23:00 | 51019.4788 | 50600.3364 | 0 | 419.1424 | 0 | 0.20546 | 0.20945 | 0.13337 | 235 | 23 | Summer | 0.59142 | 0.54754 | 0.54754 | 0.91095 | 0.36743 | 0.20945 | 0 | 0 | 0.66219 | 0.85008 | 0.011938 | 0.024002 | 0.13337 | 0.58272 | 0.66219 | 0 | 0 | 0.85 | 0.85 | 0.85 | 0.85 | 0.91095 | 0.011938 | 0.6334 | 0 | 0.13531
2025-08-24 00:00 | 48239.8297 | 47812.056 | 0 | 427.7736 | 0 | 0.20969 | 0.21411 | 0.12983 | 236 | 0 | Summer | 0.55471 | 0.48104 | 0.48104 | 0.94878 | 0.35614 | 0.21411 | 0 | 0 | 0.66443 | 0.85008 | 0.012218 | 0.019437 | 0.12983 | 0.52743 | 0.66443 | 0 | 0 | 0.85 | 0.85 | 0.85 | 0.85 | 0.94878 | 0.012218 | 0.59514 | 0 | 0.042639
2025-08-24 01:00 | 47117.3321 | 46698.0064 | 0 | 419.3257 | 0 | 0.20555 | 0.20945 | 0.13508 | 236 | 1 | Summer | 0.51573 | 0.45924 | 0.45924 | 0.94906 | 0.29865 | 0.20945 | 0 | 0 | 0.66443 | 0.85008 | 0.012287 | 0.019437 | 0.13508 | 0.48331 | 0.66443 | 0 | 0 | 0.85 | 0.85 | 0.85 | 0.85 | 0.94906 | 0.012287 | 0.55167 | 0 | 0
2025-08-24 02:00 | 46608.9762 | 46196.7982 | 0 | 412.1781 | 0 | 0.20205 | 0.20529 | 0.14341 | 236 | 2 | Summer | 0.47769 | 0.44425 | 0.44425 | 0.94941 | 0.25138 | 0.20529 | 0 | 0 | 0.66443 | 0.85008 | 0.012567 | 0.019191 | 0.14341 | 0.46524 | 0.66443 | 0 | 0 | 0.85 | 0.85 | 0.85 | 0.85 | 0.94941 | 0.012567 | 0.53289 | 0 | 0
2025-08-24 03:00 | 46346.7846 | 45937.1203 | 0 | 409.6644 | 0 | 0.20082 | 0.2035 | 0.15222 | 236 | 3 | Summer | 0.46012 | 0.43819 | 0.43819 | 0.9491 | 0.22464 | 0.2035 | 0 | 0 | 0.66443 | 0.85008 | 0.012532 | 0.01917 | 0.15222 | 0.45789 | 0.66443 | 0 | 0 | 0.85 | 0.85 | 0.85 | 0.85 | 0.9491 | 0.012532 | 0.52986 | 0 | 0
2025-08-24 04:00 | 46420.0843 | 46017.4775 | 0 | 402.6068 | 0 | 0.19736 | 0.19951 | 0.15849 | 236 | 4 | Summer | 0.44971 | 0.43054 | 0.43054 | 0.94949 | 0.2044 | 0.19951 | 0 | 0 | 0.66443 | 0.85008 | 0.012532 | 0.01917 | 0.15849 | 0.46405 | 0.66443 | 0 | 0 | 0.85 | 0.85 | 0.85 | 0.85 | 0.94949 | 0.012532 | 0.53565 | 0 | 0
2025-08-24 05:00 | 47864.6111 | 47469.2964 | 5.3123 | 390.0024 | 0.00023991 | 0.19118 | 0.19254 | 0.16663 | 236 | 5 | Summer | 0.45811 | 0.44299 | 0.44299 | 0.94957 | 0.18921 | 0.19254 | 0.00023991 | 0 | 0.66443 | 0.85008 | 0.012567 | 0.01917 | 0.16663 | 0.49226 | 0.66443 | 0 | 0 | 0.85 | 0.85 | 0.85 | 0.85 | 0.94957 | 0.012567 | 0.54922 | 0.00016794 | 0
2025-08-24 06:00 | 50617.4107 | 49360.1582 | 875.0782 | 382.1743 | 0.03952 | 0.18734 | 0.188 | 0.1755 | 236 | 6 | Summer | 0.48774 | 0.45859 | 0.45859 | 0.94971 | 0.19102 | 0.188 | 0.03952 | 0 | 0.66443 | 0.85008 | 0.012532 | 0.018904 | 0.1755 | 0.49923 | 0.66443 | 0 | 0 | 0.85 | 0.85 | 0.85 | 0.85 | 0.94971 | 0.012532 | 0.5429 | 0.027664 | 0
2025-08-24 07:00 | 54629.8475 | 51116.1065 | 3134.6085 | 379.1325 | 0.14157 | 0.18585 | 0.18609 | 0.18155 | 236 | 7 | Summer | 0.5162 | 0.46934 | 0.46934 | 0.95016 | 0.20898 | 0.18609 | 0.14157 | 0 | 0.66478 | 0.85008 | 0.012392 | 0.018904 | 0.18155 | 0.50879 | 0.66478 | 0 | 0 | 0.85 | 0.85 | 0.85 | 0.85 | 0.95016 | 0.012392 | 0.545 | 0.099096 | 0
2025-08-24 08:00 | 58709.4947 | 52545.7093 | 5762.2545 | 401.5309 | 0.26024 | 0.19683 | 0.19732 | 0.18801 | 236 | 8 | Summer | 0.5354 | 0.4736 | 0.4736 | 0.95052 | 0.22514 | 0.19732 | 0.26024 | 0.19439 | 0.66478 | 0.85008 | 0.012602 | 0.018904 | 0.18801 | 0.53361 | 0.66478 | 0 | 0 | 0.85 | 0.85 | 0.85 | 0.85 | 0.95052 | 0.012602 | 0.54288 | 0.18216 | 0
2025-08-24 09:00 | 63634.4545 | 55169.8487 | 8055.1583 | 409.4475 | 0.36379 | 0.20071 | 0.20127 | 0.1905 | 236 | 9 | Summer | 0.54581 | 0.4857 | 0.4857 | 0.94978 | 0.24893 | 0.20127 | 0.36379 | 0.50389 | 0.66478 | 0.85008 | 0.014382 | 0.018904 | 0.1905 | 0.56932 | 0.66478 | 0 | 0 | 0.85 | 0.85 | 0.85 | 0.85 | 0.94978 | 0.014382 | 0.55471 | 0.25465 | 0
2025-08-24 10:00 | 66068.1307 | 55815.6634 | 9855.2472 | 397.22 | 0.44508 | 0.19472 | 0.19487 | 0.192 | 236 | 10 | Summer | 0.56661 | 0.50285 | 0.50285 | 0.94712 | 0.26186 | 0.19487 | 0.44508 | 0.61316 | 0.66501 | 0.85008 | 0.014068 | 0.018915 | 0.192 | 0.61473 | 0.66501 | 0 | 0 | 0.85 | 0.85 | 0.85 | 0.85 | 0.94712 | 0.014068 | 0.60127 | 0.31156 | 0
2025-08-24 11:00 | 67228.8164 | 55939.3099 | 10900.2713 | 389.2353 | 0.49228 | 0.1908 | 0.19081 | 0.19069 | 236 | 11 | Summer | 0.60096 | 0.52041 | 0.52041 | 0.94453 | 0.27752 | 0.19081 | 0.49228 | 0.62169 | 0.6656 | 0.85008 | 0.014417 | 0.023029 | 0.19069 | 0.67643 | 0.6656 | 0 | 0 | 0.85 | 0.85 | 0.85 | 0.85 | 0.94453 | 0.014417 | 0.64142 | 0.34459 | 0.0015394
2025-08-24 12:00 | 67452.2776 | 55759.1957 | 11306.451 | 386.6309 | 0.51062 | 0.18952 | 0.18968 | 0.18667 | 236 | 12 | Summer | 0.62291 | 0.53799 | 0.53799 | 0.94362 | 0.31341 | 0.18968 | 0.51062 | 0.62222 | 0.6656 | 0.85008 | 0.013928 | 0.037669 | 0.18667 | 0.70982 | 0.6656 | 0 | 0 | 0.85 | 0.85 | 0.85 | 0.85 | 0.94362 | 0.013928 | 0.67439 | 0.35744 | 0.13423
2025-08-24 13:00 | 66263.1404 | 54868.9186 | 11016.5341 | 377.6877 | 0.49753 | 0.18514 | 0.18542 | 0.18003 | 236 | 13 | Summer | 0.63006 | 0.55564 | 0.55564 | 0.9422 | 0.37114 | 0.18542 | 0.49753 | 0.63828 | 0.6656 | 0.85008 | 0.014242 | 0.073749 | 0.18003 | 0.73201 | 0.6656 | 0 | 0 | 0.85 | 0.85 | 0.85 | 0.85 | 0.9422 | 0.014242 | 0.69376 | 0.34827 | 0.25305
2025-08-24 14:00 | 66116.5052 | 55954.5035 | 9804.8939 | 357.1078 | 0.44281 | 0.17505 | 0.17502 | 0.17569 | 236 | 14 | Summer | 0.6488 | 0.56826 | 0.56826 | 0.9398 | 0.41215 | 0.17502 | 0.44281 | 0.63061 | 0.66582 | 0.85008 | 0.014033 | 0.099397 | 0.17569 | 0.74849 | 0.66582 | 0 | 0 | 0.85 | 0.85 | 0.85 | 0.85 | 0.9398 | 0.014033 | 0.70785 | 0.30997 | 0.30697
2025-08-24 15:00 | 66036.4167 | 57869.5622 | 7827.8708 | 338.9837 | 0.35352 | 0.16617 | 0.16614 | 0.16671 | 236 | 15 | Summer | 0.65735 | 0.56817 | 0.56817 | 0.93752 | 0.45803 | 0.16614 | 0.35352 | 0.64444 | 0.66641 | 0.85008 | 0.013928 | 0.12232 | 0.16671 | 0.75815 | 0.66641 | 0 | 0 | 0.85 | 0.85 | 0.85 | 0.85 | 0.93752 | 0.013928 | 0.71964 | 0.24747 | 0.37998
2025-08-24 16:00 | 65756.5155 | 60013.472 | 5430.8467 | 312.1968 | 0.24527 | 0.15304 | 0.15296 | 0.15445 | 236 | 16 | Summer | 0.66113 | 0.57399 | 0.57399 | 0.93651 | 0.48967 | 0.15296 | 0.24527 | 0.62638 | 0.66641 | 0.85008 | 0.013195 | 0.14338 | 0.15445 | 0.76334 | 0.66641 | 0 | 0 | 0.85 | 0.85 | 0.85 | 0.85 | 0.93651 | 0.013195 | 0.72909 | 0.17169 | 0.58653
2025-08-24 17:00 | 65723.5164 | 62536.0065 | 2912.889 | 274.6209 | 0.13155 | 0.13462 | 0.13432 | 0.14006 | 236 | 17 | Summer | 0.65876 | 0.57144 | 0.57144 | 0.93752 | 0.50401 | 0.13432 | 0.13155 | 0.5801 | 0.66641 | 0.85008 | 0.01309 | 0.20336 | 0.14006 | 0.76686 | 0.66641 | 0 | 0 | 0.85 | 0.85 | 0.85 | 0.85 | 0.93752 | 0.01309 | 0.74086 | 0.092086 | 0.64515
2025-08-24 18:00 | 66953.2201 | 65926.3368 | 790.3301 | 236.5532 | 0.035693 | 0.11596 | 0.11525 | 0.12871 | 236 | 18 | Summer | 0.65784 | 0.57543 | 0.57543 | 0.9378 | 0.50368 | 0.11525 | 0.035693 | 0.50952 | 0.66641 | 0.85008 | 0.012846 | 0.22688 | 0.12871 | 0.77618 | 0.66641 | 0 | 0 | 0.85 | 0.85 | 0.85 | 0.85 | 0.9378 | 0.012846 | 0.75295 | 0.024985 | 0.64577
2025-08-24 19:00 | 65143.6351 | 64926.4259 | 2.0787 | 215.1304 | 9.388e-05 | 0.10546 | 0.1044 | 0.12447 | 236 | 19 | Summer | 0.65654 | 0.58215 | 0.58215 | 0.93722 | 0.47421 | 0.1044 | 9.388e-05 | 0.33059 | 0.66641 | 0.85008 | 0.011205 | 0.20175 | 0.12447 | 0.77565 | 0.66641 | 0 | 0 | 0.85 | 0.85 | 0.85 | 0.85 | 0.93722 | 0.011205 | 0.76424 | 6.5716e-05 | 0.70485
2025-08-24 20:00 | 63256.186 | 63064.5668 | 0 | 191.6193 | 0 | 0.093931 | 0.092652 | 0.11705 | 236 | 20 | Summer | 0.6677 | 0.58557 | 0.58557 | 0.93506 | 0.44805 | 0.092652 | 0 | 0.065097 | 0.66641 | 0.85008 | 0.01131 | 0.13977 | 0.11705 | 0.77193 | 0.66641 | 0 | 0 | 0.85 | 0.85 | 0.85 | 0.85 | 0.93506 | 0.01131 | 0.76712 | 0 | 0.71244
2025-08-24 21:00 | 60504.9408 | 60327.3863 | 0 | 177.5545 | 0 | 0.087037 | 0.085761 | 0.11009 | 236 | 21 | Summer | 0.65116 | 0.57136 | 0.57136 | 0.93281 | 0.42034 | 0.085761 | 0 | 0 | 0.66641 | 0.85008 | 0.011415 | 0.067558 | 0.11009 | 0.74633 | 0.66641 | 0 | 0 | 0.85 | 0.85 | 0.85 | 0.85 | 0.93281 | 0.011415 | 0.74851 | 0 | 0.38078
2025-08-24 22:00 | 56999.8277 | 56819.2142 | 0 | 180.6135 | 0 | 0.088536 | 0.08785 | 0.10093 | 236 | 22 | Summer | 0.61469 | 0.5457 | 0.5457 | 0.9302 | 0.41049 | 0.08785 | 0 | 0 | 0.6656 | 0.85008 | 0.011659 | 0.03136 | 0.10093 | 0.66421 | 0.6656 | 0 | 0 | 0.85 | 0.85 | 0.85 | 0.85 | 0.9302 | 0.011659 | 0.69584 | 0 | 0.15401
2025-08-24 23:00 | 53326.9011 | 53135.5217 | 0 | 191.3793 | 0 | 0.093813 | 0.093817 | 0.09375 | 236 | 23 | Summer | 0.59142 | 0.54754 | 0.54754 | 0.91095 | 0.36743 | 0.093817 | 0 | 0 | 0.66219 | 0.85008 | 0.011938 | 0.024002 | 0.09375 | 0.58272 | 0.66219 | 0 | 0 | 0.85 | 0.85 | 0.85 | 0.85 | 0.91095 | 0.011938 | 0.6334 | 0 | 0.13531
2025-08-25 00:00 | 69658.3404 | 69461.4031 | 0 | 196.9373 | 0 | 0.096538 | 0.096931 | 0.089437 | 237 | 0 | Summer Peak | 0.66085 | 0.54873 | 0.54873 | 0.93782 | 0.38915 | 0.096931 | 0 | 0 | 0.66478 | 0.85008 | 0.048067 | 0.018972 | 0.089437 | 0.5735 | 0.66478 | 0 | 0 | 0.85 | 0.85 | 0.85 | 0.85 | 0.93782 | 0.048067 | 0.60816 | 0 | 0.085277
2025-08-25 01:00 | 68569.9368 | 68372.7808 | 0 | 197.156 | 0 | 0.096645 | 0.097413 | 0.082768 | 237 | 1 | Summer Peak | 0.60795 | 0.52302 | 0.52302 | 0.93903 | 0.34221 | 0.097413 | 0 | 0 | 0.66478 | 0.85008 | 0.033371 | 0.018972 | 0.082768 | 0.51885 | 0.66478 | 0 | 0 | 0.85 | 0.85 | 0.85 | 0.85 | 0.93903 | 0.033371 | 0.54715 | 0 | 0
2025-08-25 02:00 | 68012.3186 | 67816.481 | 0 | 195.8376 | 0 | 0.095999 | 0.097152 | 0.075161 | 237 | 2 | Summer Peak | 0.56488 | 0.4979 | 0.4979 | 0.93896 | 0.28723 | 0.097152 | 0 | 0 | 0.66478 | 0.85008 | 0.028135 | 0.018479 | 0.075161 | 0.48751 | 0.66478 | 0 | 0 | 0.85 | 0.85 | 0.85 | 0.85 | 0.93896 | 0.028135 | 0.52145 | 0 | 0
2025-08-25 03:00 | 67541.4057 | 67350.9907 | 0 | 190.4149 | 0 | 0.093341 | 0.095022 | 0.062946 | 237 | 3 | Summer Peak | 0.53882 | 0.47726 | 0.47726 | 0.93932 | 0.24901 | 0.095022 | 0 | 0 | 0.66478 | 0.85008 | 0.028694 | 0.018439 | 0.062946 | 0.47281 | 0.66478 | 0 | 0 | 0.85 | 0.85 | 0.85 | 0.85 | 0.93932 | 0.028694 | 0.51743 | 0 | 0
2025-08-25 04:00 | 67544.155 | 67361.8238 | 0 | 182.3312 | 0 | 0.089378 | 0.091487 | 0.051268 | 237 | 4 | Summer Peak | 0.52997 | 0.46957 | 0.46957 | 0.94042 | 0.23186 | 0.091487 | 0 | 0 | 0.66478 | 0.85008 | 0.028729 | 0.018439 | 0.051268 | 0.48381 | 0.66478 | 0 | 0 | 0.85 | 0.85 | 0.85 | 0.85 | 0.94042 | 0.028729 | 0.5208 | 0 | 0
2025-08-25 05:00 | 70626.7942 | 70445.1294 | 5.1675 | 176.4973 | 0.00023337 | 0.086518 | 0.088795 | 0.045375 | 237 | 5 | Summer Peak | 0.53054 | 0.47882 | 0.47882 | 0.94133 | 0.22414 | 0.088795 | 0.00023337 | 0 | 0.66478 | 0.85008 | 0.029636 | 0.018439 | 0.045375 | 0.51322 | 0.66478 | 0 | 0 | 0.85 | 0.85 | 0.85 | 0.85 | 0.94133 | 0.029636 | 0.53321 | 0.00016336 | 0
2025-08-25 06:00 | 77472.2463 | 76164.8044 | 1151.0021 | 156.4397 | 0.051982 | 0.076686 | 0.07869 | 0.040473 | 237 | 6 | Summer Peak | 0.54996 | 0.49294 | 0.49294 | 0.94251 | 0.22328 | 0.07869 | 0.051982 | 0 | 0.66478 | 0.85008 | 0.031661 | 0.018439 | 0.040473 | 0.50951 | 0.66478 | 0 | 0 | 0.85 | 0.85 | 0.85 | 0.85 | 0.94251 | 0.031661 | 0.52179 | 0.036387 | 0
2025-08-25 07:00 | 84673.6901 | 80504.5084 | 4038.9839 | 130.1978 | 0.18241 | 0.063822 | 0.065772 | 0.02858 | 237 | 7 | Summer Peak | 0.58498 | 0.50378 | 0.50378 | 0.94422 | 0.23952 | 0.065772 | 0.18241 | 0 | 0.66478 | 0.85008 | 0.043006 | 0.018439 | 0.02858 | 0.54135 | 0.66478 | 0 | 0 | 0.85 | 0.85 | 0.85 | 0.85 | 0.94422 | 0.043006 | 0.53827 | 0.12769 | 0
2025-08-25 08:00 | 85646.0832 | 78358.4715 | 7150.8049 | 136.8068 | 0.32294 | 0.067062 | 0.069388 | 0.025018 | 237 | 8 | Summer Peak | 0.61718 | 0.51602 | 0.51602 | 0.94452 | 0.25851 | 0.069388 | 0.32294 | 0.22208 | 0.66478 | 0.85008 | 0.059063 | 0.018439 | 0.025018 | 0.57843 | 0.66478 | 0 | 0 | 0.85 | 0.85 | 0.85 | 0.85 | 0.94452 | 0.059063 | 0.56762 | 0.22606 | 0
2025-08-25 09:00 | 84466.1919 | 74545.2146 | 9778.5167 | 142.4606 | 0.44162 | 0.069834 | 0.072301 | 0.025232 | 237 | 9 | Summer Peak | 0.62852 | 0.53273 | 0.53273 | 0.94402 | 0.27851 | 0.072301 | 0.44162 | 0.50665 | 0.66478 | 0.85008 | 0.083812 | 0.018439 | 0.025232 | 0.62398 | 0.66478 | 0 | 0 | 0.85 | 0.85 | 0.85 | 0.85 | 0.94402 | 0.083812 | 0.60185 | 0.30913 | 0
2025-08-25 10:00 | 82836.0625 | 70928.4083 | 11761.7072 | 145.9471 | 0.53118 | 0.071543 | 0.074109 | 0.025152 | 237 | 10 | Summer Peak | 0.6635 | 0.56377 | 0.56377 | 0.94296 | 0.29263 | 0.074109 | 0.53118 | 0.61289 | 0.66524 | 0.85008 | 0.11355 | 0.018462 | 0.025152 | 0.68019 | 0.66524 | 0 | 0 | 0.85 | 0.85 | 0.85 | 0.85 | 0.94296 | 0.11355 | 0.64287 | 0.37183 | 0
2025-08-25 11:00 | 81162.4576 | 68047.9162 | 12967.4704 | 147.071 | 0.58564 | 0.072094 | 0.074411 | 0.030214 | 237 | 11 | Summer Peak | 0.6962 | 0.60004 | 0.60004 | 0.9419 | 0.35197 | 0.074411 | 0.58564 | 0.61909 | 0.66641 | 0.85008 | 0.11554 | 0.026689 | 0.030214 | 0.74089 | 0.66641 | 0 | 0 | 0.85 | 0.85 | 0.85 | 0.85 | 0.9419 | 0.11554 | 0.69789 | 0.40995 | 0.0030788
2025-08-25 12:00 | 81346.4241 | 67847.3731 | 13348.019 | 151.032 | 0.60282 | 0.074035 | 0.076098 | 0.03675 | 237 | 12 | Summer Peak | 0.73007 | 0.63153 | 0.63153 | 0.94069 | 0.40099 | 0.076098 | 0.60282 | 0.62974 | 0.66641 | 0.85008 | 0.12556 | 0.055968 | 0.03675 | 0.77239 | 0.66641 | 0 | 0 | 0.85 | 0.85 | 0.85 | 0.85 | 0.94069 | 0.12556 | 0.71635 | 0.42198 | 0.26845
2025-08-25 13:00 | 81431.7934 | 68484.8181 | 12792.3541 | 154.6212 | 0.57773 | 0.075795 | 0.077685 | 0.041625 | 237 | 13 | Summer Peak | 0.7516 | 0.65557 | 0.65557 | 0.94088 | 0.46995 | 0.077685 | 0.57773 | 0.6577 | 0.66641 | 0.85008 | 0.12863 | 0.12809 | 0.041625 | 0.78077 | 0.66641 | 0 | 0 | 0.85 | 0.85 | 0.85 | 0.85 | 0.94088 | 0.12863 | 0.7268 | 0.40441 | 0.50611
2025-08-25 14:00 | 81345.2752 | 69918.9297 | 11272.9798 | 153.3658 | 0.50911 | 0.075179 | 0.076882 | 0.044411 | 237 | 14 | Summer Peak | 0.76878 | 0.67073 | 0.67073 | 0.94097 | 0.53463 | 0.076882 | 0.50911 | 0.64788 | 0.66641 | 0.85008 | 0.1441 | 0.17799 | 0.044411 | 0.78216 | 0.66641 | 0 | 0 | 0.85 | 0.85 | 0.85 | 0.85 | 0.94097 | 0.1441 | 0.73226 | 0.35638 | 0.61394
2025-08-25 15:00 | 81757.7472 | 72545.7552 | 9068.8862 | 143.1058 | 0.40957 | 0.07015 | 0.071478 | 0.046152 | 237 | 15 | Summer Peak | 0.7772 | 0.67923 | 0.67923 | 0.94166 | 0.5735 | 0.071478 | 0.40957 | 0.66571 | 0.66641 | 0.85008 | 0.14654 | 0.22333 | 0.046152 | 0.78664 | 0.66641 | 0 | 0 | 0.85 | 0.85 | 0.85 | 0.85 | 0.94166 | 0.14654 | 0.73676 | 0.2867 | 0.62604
2025-08-25 16:00 | 84570.8161 | 78149.9673 | 6282.4937 | 138.355 | 0.28373 | 0.067821 | 0.068826 | 0.049661 | 237 | 16 | Summer Peak | 0.78314 | 0.68706 | 0.68706 | 0.94152 | 0.61016 | 0.068826 | 0.28373 | 0.67009 | 0.66641 | 0.85008 | 0.16455 | 0.25334 | 0.049661 | 0.78825 | 0.66641 | 0 | 0 | 0.85 | 0.85 | 0.85 | 0.85 | 0.94152 | 0.16455 | 0.7439 | 0.19861 | 0.63934
2025-08-25 17:00 | 87251.4674 | 83634.6692 | 3480.2702 | 136.5279 | 0.15718 | 0.066925 | 0.067641 | 0.054 | 237 | 17 | Summer Peak | 0.78861 | 0.68392 | 0.68392 | 0.94174 | 0.63791 | 0.067641 | 0.15718 | 0.64629 | 0.66641 | 0.85008 | 0.16623 | 0.30592 | 0.054 | 0.79057 | 0.66641 | 0 | 0 | 0.85 | 0.85 | 0.85 | 0.85 | 0.94174 | 0.16623 | 0.7483 | 0.11002 | 0.64577
2025-08-25 18:00 | 90340.1744 | 89263.1811 | 940.3243 | 136.6689 | 0.042467 | 0.066995 | 0.06754 | 0.057134 | 237 | 18 | Summer Peak | 0.77717 | 0.6836 | 0.6836 | 0.94203 | 0.63783 | 0.06754 | 0.042467 | 0.60617 | 0.66641 | 0.85008 | 0.1346 | 0.34292 | 0.057134 | 0.79262 | 0.66641 | 0 | 0 | 0.85 | 0.85 | 0.85 | 0.85 | 0.94203 | 0.1346 | 0.75998 | 0.029727 | 0.64577
2025-08-25 19:00 | 87612.2047 | 87461.3734 | 1.6942 | 149.1371 | 7.6515e-05 | 0.073106 | 0.073768 | 0.061152 | 237 | 19 | Summer Peak | 0.76366 | 0.68109 | 0.68109 | 0.94271 | 0.60381 | 0.073768 | 7.6515e-05 | 0.44937 | 0.66641 | 0.85008 | 0.12071 | 0.31855 | 0.061152 | 0.79179 | 0.66641 | 0 | 0 | 0.85 | 0.85 | 0.85 | 0.85 | 0.94271 | 0.12071 | 0.76663 | 5.356e-05 | 0.63912
2025-08-25 20:00 | 84250.7965 | 84092.1172 | 0 | 158.6793 | 0 | 0.077784 | 0.078609 | 0.062866 | 237 | 20 | Summer Peak | 0.7569 | 0.67975 | 0.67975 | 0.94323 | 0.56051 | 0.078609 | 0 | 0.12967 | 0.66641 | 0.85008 | 0.11687 | 0.20126 | 0.062866 | 0.79043 | 0.66641 | 0 | 0 | 0.85 | 0.85 | 0.85 | 0.85 | 0.94323 | 0.11687 | 0.77989 | 0 | 0.73393
2025-08-25 21:00 | 80867.332 | 80704.2352 | 0 | 163.0968 | 0 | 0.079949 | 0.080779 | 0.064955 | 237 | 21 | Summer Peak | 0.74352 | 0.65516 | 0.65516 | 0.94391 | 0.50938 | 0.080779 | 0 | 0 | 0.66641 | 0.85008 | 0.10298 | 0.088964 | 0.064955 | 0.77724 | 0.66641 | 0 | 0 | 0.85 | 0.85 | 0.85 | 0.85 | 0.94391 | 0.10298 | 0.77127 | 0 | 0.52035
2025-08-25 22:00 | 76101.9716 | 75936.2507 | 0 | 165.7209 | 0 | 0.081236 | 0.082045 | 0.066616 | 237 | 22 | Summer Peak | 0.71092 | 0.62055 | 0.62055 | 0.94151 | 0.47516 | 0.082045 | 0 | 0 | 0.66641 | 0.85008 | 0.074736 | 0.031525 | 0.066616 | 0.72238 | 0.66641 | 0 | 0 | 0.85 | 0.85 | 0.85 | 0.85 | 0.94151 | 0.074736 | 0.72371 | 0 | 0.14779
2025-08-25 23:00 | 71273.9583 | 71101.8547 | 0 | 172.1036 | 0 | 0.084365 | 0.085299 | 0.067473 | 237 | 23 | Summer Peak | 0.70195 | 0.57992 | 0.57992 | 0.941 | 0.4275 | 0.085299 | 0 | 0 | 0.66478 | 0.85008 | 0.061507 | 0.02346 | 0.067473 | 0.65079 | 0.66478 | 0 | 0 | 0.85 | 0.85 | 0.85 | 0.85 | 0.941 | 0.061507 | 0.65847 | 0 | 0.14779
2025-08-26 00:00 | 68486.1483 | 68304.0004 | 0 | 182.1478 | 0 | 0.089288 | 0.090402 | 0.069161 | 238 | 0 | Summer Peak | 0.66085 | 0.54873 | 0.54873 | 0.93782 | 0.38915 | 0.090402 | 0 | 0 | 0.66478 | 0.85008 | 0.048067 | 0.018972 | 0.069161 | 0.5735 | 0.66478 | 0 | 0 | 0.85 | 0.85 | 0.85 | 0.85 | 0.93782 | 0.048067 | 0.60816 | 0 | 0.085277
2025-08-26 01:00 | 67415.2919 | 67227.1347 | 0 | 188.1571 | 0 | 0.092234 | 0.093355 | 0.071973 | 238 | 1 | Summer Peak | 0.60795 | 0.52302 | 0.52302 | 0.93903 | 0.34221 | 0.093355 | 0 | 0 | 0.66478 | 0.85008 | 0.033371 | 0.018972 | 0.071973 | 0.51885 | 0.66478 | 0 | 0 | 0.85 | 0.85 | 0.85 | 0.85 | 0.93903 | 0.033371 | 0.54715 | 0 | 0
2025-08-26 02:00 | 66973.5372 | 66789.1899 | 0 | 184.3473 | 0 | 0.090366 | 0.091406 | 0.071571 | 238 | 2 | Summer Peak | 0.56488 | 0.4979 | 0.4979 | 0.93896 | 0.28723 | 0.091406 | 0 | 0 | 0.66478 | 0.85008 | 0.028135 | 0.018479 | 0.071571 | 0.48751 | 0.66478 | 0 | 0 | 0.85 | 0.85 | 0.85 | 0.85 | 0.93896 | 0.028135 | 0.52145 | 0 | 0
2025-08-26 03:00 | 66807.8188 | 66634.3223 | 0 | 173.4965 | 0 | 0.085047 | 0.085922 | 0.069241 | 238 | 3 | Summer Peak | 0.53882 | 0.47726 | 0.47726 | 0.93932 | 0.24901 | 0.085922 | 0 | 0 | 0.66478 | 0.85008 | 0.028694 | 0.018439 | 0.069241 | 0.47281 | 0.66478 | 0 | 0 | 0.85 | 0.85 | 0.85 | 0.85 | 0.93932 | 0.028694 | 0.51743 | 0 | 0
2025-08-26 04:00 | 67048.5639 | 66880.3026 | 0 | 168.2613 | 0 | 0.082481 | 0.083411 | 0.065679 | 238 | 4 | Summer Peak | 0.52997 | 0.46957 | 0.46957 | 0.94042 | 0.23186 | 0.083411 | 0 | 0 | 0.66478 | 0.85008 | 0.028729 | 0.018439 | 0.065679 | 0.48381 | 0.66478 | 0 | 0 | 0.85 | 0.85 | 0.85 | 0.85 | 0.94042 | 0.028729 | 0.5208 | 0 | 0
2025-08-26 05:00 | 70156.8115 | 69988.1645 | 4.0459 | 164.6011 | 0.00018272 | 0.080687 | 0.081542 | 0.065223 | 238 | 5 | Summer Peak | 0.53054 | 0.47882 | 0.47882 | 0.94133 | 0.22414 | 0.081542 | 0.00018272 | 0 | 0.66478 | 0.85008 | 0.029636 | 0.018439 | 0.065223 | 0.51322 | 0.66478 | 0 | 0 | 0.85 | 0.85 | 0.85 | 0.85 | 0.94133 | 0.029636 | 0.53321 | 0.0001279 | 0
2025-08-26 06:00 | 77201.9507 | 75927.4569 | 1121.8579 | 152.6359 | 0.050665 | 0.074822 | 0.075335 | 0.065545 | 238 | 6 | Summer Peak | 0.54996 | 0.49294 | 0.49294 | 0.94251 | 0.22328 | 0.075335 | 0.050665 | 0 | 0.66478 | 0.85008 | 0.031661 | 0.018439 | 0.065545 | 0.50951 | 0.66478 | 0 | 0 | 0.85 | 0.85 | 0.85 | 0.85 | 0.94251 | 0.031661 | 0.52179 | 0.035466 | 0
2025-08-26 07:00 | 83812.9965 | 79604.1499 | 4075.089 | 133.7577 | 0.18404 | 0.065567 | 0.066013 | 0.057509 | 238 | 7 | Summer Peak | 0.58498 | 0.50378 | 0.50378 | 0.94422 | 0.23952 | 0.066013 | 0.18404 | 0 | 0.66478 | 0.85008 | 0.043006 | 0.018439 | 0.057509 | 0.54135 | 0.66478 | 0 | 0 | 0.85 | 0.85 | 0.85 | 0.85 | 0.94422 | 0.043006 | 0.53827 | 0.12883 | 0
2025-08-26 08:00 | 84050.4525 | 76545.0266 | 7371.5476 | 133.8783 | 0.33291 | 0.065627 | 0.066415 | 0.051375 | 238 | 8 | Summer Peak | 0.61718 | 0.51602 | 0.51602 | 0.94452 | 0.25851 | 0.066415 | 0.33291 | 0.22208 | 0.66478 | 0.85008 | 0.059063 | 0.018439 | 0.051375 | 0.57843 | 0.66478 | 0 | 0 | 0.85 | 0.85 | 0.85 | 0.85 | 0.94452 | 0.059063 | 0.56762 | 0.23304 | 0
2025-08-26 09:00 | 83018.2151 | 72532.8985 | 10348.9288 | 136.3879 | 0.46738 | 0.066857 | 0.067681 | 0.051964 | 238 | 9 | Summer Peak | 0.62852 | 0.53273 | 0.53273 | 0.94402 | 0.27851 | 0.067681 | 0.46738 | 0.50665 | 0.66478 | 0.85008 | 0.083812 | 0.018439 | 0.051964 | 0.62398 | 0.66478 | 0 | 0 | 0.85 | 0.85 | 0.85 | 0.85 | 0.94402 | 0.083812 | 0.60185 | 0.32716 | 0
2025-08-26 10:00 | 81483.133 | 68775.8799 | 12563.6288 | 143.6243 | 0.5674 | 0.070404 | 0.071116 | 0.057536 | 238 | 10 | Summer Peak | 0.6635 | 0.56377 | 0.56377 | 0.94296 | 0.29263 | 0.071116 | 0.5674 | 0.61289 | 0.66524 | 0.85008 | 0.11355 | 0.018462 | 0.057536 | 0.68019 | 0.66524 | 0 | 0 | 0.85 | 0.85 | 0.85 | 0.85 | 0.94296 | 0.11355 | 0.64287 | 0.39718 | 0
2025-08-26 11:00 | 79878.4134 | 66018.6445 | 13708.2789 | 151.49 | 0.61909 | 0.07426 | 0.074792 | 0.064634 | 238 | 11 | Summer Peak | 0.6962 | 0.60004 | 0.60004 | 0.9419 | 0.35197 | 0.074792 | 0.61909 | 0.61909 | 0.66641 | 0.85008 | 0.11554 | 0.026689 | 0.064634 | 0.74089 | 0.66641 | 0 | 0 | 0.85 | 0.85 | 0.85 | 0.85 | 0.9419 | 0.11554 | 0.69789 | 0.43337 | 0.0030788
2025-08-26 12:00 | 79942.2323 | 65929.1021 | 13858.6648 | 154.4655 | 0.62589 | 0.075718 | 0.076118 | 0.068491 | 238 | 12 | Summer Peak | 0.73007 | 0.63153 | 0.63153 | 0.94069 | 0.40099 | 0.076118 | 0.62589 | 0.62974 | 0.66641 | 0.85008 | 0.12556 | 0.055968 | 0.068491 | 0.77239 | 0.66641 | 0 | 0 | 0.85 | 0.85 | 0.85 | 0.85 | 0.94069 | 0.12556 | 0.71635 | 0.43812 | 0.26845
2025-08-26 13:00 | 79928.714 | 66577.1117 | 13198.4313 | 153.171 | 0.59607 | 0.075084 | 0.075435 | 0.068732 | 238 | 13 | Summer Peak | 0.7516 | 0.65557 | 0.65557 | 0.94088 | 0.46995 | 0.075435 | 0.59607 | 0.6577 | 0.66641 | 0.85008 | 0.12863 | 0.12809 | 0.068732 | 0.78077 | 0.66641 | 0 | 0 | 0.85 | 0.85 | 0.85 | 0.85 | 0.94088 | 0.12863 | 0.7268 | 0.41725 | 0.50611
2025-08-26 14:00 | 79735.1982 | 67722.304 | 11865.4273 | 147.4669 | 0.53587 | 0.072288 | 0.072502 | 0.068411 | 238 | 14 | Summer Peak | 0.76878 | 0.67073 | 0.67073 | 0.94097 | 0.53463 | 0.072502 | 0.53587 | 0.64788 | 0.66641 | 0.85008 | 0.1441 | 0.17799 | 0.068411 | 0.78216 | 0.66641 | 0 | 0 | 0.85 | 0.85 | 0.85 | 0.85 | 0.94097 | 0.1441 | 0.73226 | 0.37511 | 0.61394
2025-08-26 15:00 | 80129.8062 | 70051.8766 | 9939.7771 | 138.1525 | 0.4489 | 0.067722 | 0.067681 | 0.068464 | 238 | 15 | Summer Peak | 0.7772 | 0.67923 | 0.67923 | 0.94166 | 0.5735 | 0.067681 | 0.4489 | 0.66571 | 0.66641 | 0.85008 | 0.14654 | 0.22333 | 0.068464 | 0.78664 | 0.66641 | 0 | 0 | 0.85 | 0.85 | 0.85 | 0.85 | 0.94166 | 0.14654 | 0.73676 | 0.31423 | 0.62604
2025-08-26 16:00 | 82765.8022 | 75410.3659 | 7217.8618 | 137.5745 | 0.32597 | 0.067438 | 0.0674 | 0.068143 | 238 | 16 | Summer Peak | 0.78314 | 0.68706 | 0.68706 | 0.94152 | 0.61016 | 0.0674 | 0.32597 | 0.67009 | 0.66641 | 0.85008 | 0.16455 | 0.25334 | 0.068143 | 0.78825 | 0.66641 | 0 | 0 | 0.85 | 0.85 | 0.85 | 0.85 | 0.94152 | 0.16455 | 0.7439 | 0.22818 | 0.63934
2025-08-26 17:00 | 84715.6013 | 80580.4801 | 3987.0537 | 148.0675 | 0.18006 | 0.072582 | 0.072924 | 0.066402 | 238 | 17 | Summer Peak | 0.78861 | 0.68392 | 0.68392 | 0.94174 | 0.63791 | 0.072924 | 0.18006 | 0.64629 | 0.66641 | 0.85008 | 0.16623 | 0.30592 | 0.066402 | 0.79057 | 0.66641 | 0 | 0 | 0.85 | 0.85 | 0.85 | 0.85 | 0.94174 | 0.16623 | 0.7483 | 0.12604 | 0.64577
2025-08-26 18:00 | 88008.3265 | 86854.8884 | 995.2241 | 158.2139 | 0.044946 | 0.077556 | 0.078087 | 0.067955 | 238 | 18 | Summer Peak | 0.77717 | 0.6836 | 0.6836 | 0.94203 | 0.63783 | 0.078087 | 0.044946 | 0.60617 | 0.66641 | 0.85008 | 0.1346 | 0.34292 | 0.067955 | 0.79262 | 0.66641 | 0 | 0 | 0.85 | 0.85 | 0.85 | 0.85 | 0.94203 | 0.1346 | 0.75998 | 0.031462 | 0.64577
2025-08-26 19:00 | 86179.043 | 86010.4887 | 1.0859 | 167.4684 | 4.9041e-05 | 0.082092 | 0.082406 | 0.07642 | 238 | 19 | Summer Peak | 0.76366 | 0.68109 | 0.68109 | 0.94271 | 0.60381 | 0.082406 | 4.9041e-05 | 0.44937 | 0.66641 | 0.85008 | 0.12071 | 0.31855 | 0.07642 | 0.79179 | 0.66641 | 0 | 0 | 0.85 | 0.85 | 0.85 | 0.85 | 0.94271 | 0.12071 | 0.76663 | 3.4329e-05 | 0.63912
2025-08-26 20:00 | 83226.1912 | 83045.0591 | 0 | 181.1321 | 0 | 0.08879 | 0.088935 | 0.08617 | 238 | 20 | Summer Peak | 0.7569 | 0.67975 | 0.67975 | 0.94323 | 0.56051 | 0.088935 | 0 | 0.12967 | 0.66641 | 0.85008 | 0.11687 | 0.20126 | 0.08617 | 0.79043 | 0.66641 | 0 | 0 | 0.85 | 0.85 | 0.85 | 0.85 | 0.94323 | 0.11687 | 0.77989 | 0 | 0.73393
2025-08-26 21:00 | 80057.303 | 79860.43 | 0 | 196.873 | 0 | 0.096506 | 0.096408 | 0.098277 | 238 | 21 | Summer Peak | 0.74352 | 0.65516 | 0.65516 | 0.94391 | 0.50938 | 0.096408 | 0 | 0 | 0.66641 | 0.85008 | 0.10298 | 0.088964 | 0.098277 | 0.77724 | 0.66641 | 0 | 0 | 0.85 | 0.85 | 0.85 | 0.85 | 0.94391 | 0.10298 | 0.77127 | 0 | 0.52035
2025-08-26 22:00 | 75314.0594 | 75099.2599 | 0 | 214.7995 | 0 | 0.10529 | 0.10547 | 0.10213 | 238 | 22 | Summer Peak | 0.71092 | 0.62055 | 0.62055 | 0.94151 | 0.47516 | 0.10547 | 0 | 0 | 0.66641 | 0.85008 | 0.074736 | 0.031525 | 0.10213 | 0.72238 | 0.66641 | 0 | 0 | 0.85 | 0.85 | 0.85 | 0.85 | 0.94151 | 0.074736 | 0.72371 | 0 | 0.14779
2025-08-26 23:00 | 70555.1613 | 70325.1047 | 0 | 230.0566 | 0 | 0.11277 | 0.11316 | 0.10572 | 238 | 23 | Summer Peak | 0.70195 | 0.57992 | 0.57992 | 0.941 | 0.4275 | 0.11316 | 0 | 0 | 0.66478 | 0.85008 | 0.061507 | 0.02346 | 0.10572 | 0.65079 | 0.66478 | 0 | 0 | 0.85 | 0.85 | 0.85 | 0.85 | 0.941 | 0.061507 | 0.65847 | 0 | 0.14779
2025-08-27 00:00 | 67911.1106 | 67669.9116 | 0 | 241.199 | 0 | 0.11823 | 0.11875 | 0.10896 | 239 | 0 | Winter | 0.38112 | 0.34822 | 0.34822 | 0.87184 | 0.31588 | 0.11875 | 0 | 0 | 0.65714 | 0.85008 | 0.011799 | 0.0012155 | 0.10896 | 0.39122 | 0.65714 | 0 | 0 | 0.85 | 0.85 | 0.85 | 0.85 | 0.87184 | 0.011799 | 0.48528 | 0 | 0.0029205
2025-08-27 01:00 | 66789.2795 | 66544.9319 | 0 | 244.3476 | 0 | 0.11978 | 0.12005 | 0.1148 | 239 | 1 | Winter | 0.36674 | 0.33231 | 0.33231 | 0.87605 | 0.28158 | 0.12005 | 0 | 0 | 0.65714 | 0.85008 | 0.009774 | 0.00081967 | 0.1148 | 0.37856 | 0.65714 | 0 | 0 | 0.85 | 0.85 | 0.85 | 0.85 | 0.87605 | 0.009774 | 0.4777 | 0 | 0
2025-08-27 02:00 | 66217.5508 | 65971.8385 | 0 | 245.7122 | 0 | 0.12045 | 0.12035 | 0.12212 | 239 | 2 | Winter | 0.34679 | 0.32201 | 0.32201 | 0.8763 | 0.24925 | 0.12035 | 0 | 0 | 0.65714 | 0.85008 | 0.0098438 | 0.00079999 | 0.12212 | 0.37271 | 0.65714 | 0 | 0 | 0.85 | 0.85 | 0.85 | 0.85 | 0.8763 | 0.0098438 | 0.47491 | 0 | 0
2025-08-27 03:00 | 65892.2352 | 65648.3976 | 0 | 243.8377 | 0 | 0.11953 | 0.11879 | 0.13291 | 239 | 3 | Winter | 0.3338 | 0.31706 | 0.31706 | 0.87561 | 0.23438 | 0.11879 | 0 | 0 | 0.65714 | 0.85008 | 0.0098089 | 0.00079999 | 0.13291 | 0.37639 | 0.65714 | 0 | 0 | 0.85 | 0.85 | 0.85 | 0.85 | 0.87561 | 0.0098089 | 0.47708 | 0 | 0
2025-08-27 04:00 | 66090.9811 | 65844.9939 | 0 | 245.9872 | 0 | 0.12058 | 0.11945 | 0.14103 | 239 | 4 | Winter | 0.33501 | 0.31839 | 0.31839 | 0.87687 | 0.215 | 0.11945 | 0 | 0 | 0.65714 | 0.85008 | 0.0099486 | 0.00079999 | 0.14103 | 0.39652 | 0.65714 | 0 | 0 | 0.85 | 0.85 | 0.85 | 0.85 | 0.87687 | 0.0099486 | 0.49014 | 0 | 0
2025-08-27 05:00 | 69280.4319 | 69023.594 | 2.272 | 254.5659 | 0.00010261 | 0.12479 | 0.12345 | 0.14898 | 239 | 5 | Winter | 0.34255 | 0.3212 | 0.3212 | 0.87819 | 0.21182 | 0.12345 | 0.00010261 | 0 | 0.65714 | 0.85008 | 0.010053 | 0.00079999 | 0.14898 | 0.45896 | 0.65714 | 0 | 0 | 0.85 | 0.85 | 0.85 | 0.85 | 0.87819 | 0.010053 | 0.52415 | 7.1826e-05 | 0
2025-08-27 06:00 | 75858.5077 | 74736.1027 | 873.1001 | 249.3049 | 0.039431 | 0.12221 | 0.12076 | 0.14845 | 239 | 6 | Winter | 0.3535 | 0.33148 | 0.33148 | 0.87914 | 0.24668 | 0.12076 | 0.039431 | 0 | 0.65714 | 0.85008 | 0.010088 | 0.00079999 | 0.14845 | 0.54134 | 0.65714 | 0 | 0 | 0.85 | 0.85 | 0.85 | 0.85 | 0.87914 | 0.010088 | 0.55421 | 0.027602 | 0.00017779
2025-08-27 07:00 | 81599.7733 | 78123.3688 | 3248.3639 | 228.0407 | 0.1467 | 0.11178 | 0.11021 | 0.14025 | 239 | 7 | Winter | 0.39334 | 0.34859 | 0.34859 | 0.8799 | 0.30623 | 0.11021 | 0.1467 | 0 | 0.65714 | 0.85008 | 0.011938 | 0.017261 | 0.14025 | 0.53641 | 0.65714 | 0 | 0 | 0.85 | 0.85 | 0.85 | 0.85 | 0.8799 | 0.011938 | 0.56215 | 0.10269 | 0.0038224
2025-08-27 08:00 | 81613.526 | 75210.518 | 6164.0814 | 238.9265 | 0.27838 | 0.11712 | 0.11559 | 0.14472 | 239 | 8 | Winter | 0.43014 | 0.36227 | 0.36227 | 0.88068 | 0.34685 | 0.11559 | 0.27838 | 0 | 0.65714 | 0.85008 | 0.010821 | 0.0096506 | 0.14472 | 0.4851 | 0.65714 | 0 | 0 | 0.85 | 0.85 | 0.85 | 0.85 | 0.88068 | 0.010821 | 0.53053 | 0.19487 | 8.8894e-05
2025-08-27 09:00 | 80916.5401 | 71802.7242 | 8864.9904 | 248.8255 | 0.40036 | 0.12197 | 0.12027 | 0.15268 | 239 | 9 | Winter | 0.43228 | 0.35522 | 0.35522 | 0.88103 | 0.35924 | 0.12027 | 0.40036 | 0.040275 | 0.65714 | 0.85008 | 0.010961 | 0.00079999 | 0.15268 | 0.4407 | 0.65714 | 0 | 0 | 0.85 | 0.85 | 0.85 | 0.85 | 0.88103 | 0.010961 | 0.50047 | 0.28025 | 0
2025-08-27 10:00 | 79591.2443 | 68417.2252 | 10911.6655 | 262.3536 | 0.49279 | 0.1286 | 0.12668 | 0.16334 | 239 | 10 | Winter | 0.4061 | 0.33487 | 0.33487 | 0.88085 | 0.36964 | 0.12668 | 0.49279 | 0.40566 | 0.65161 | 0.85008 | 0.013544 | 0.00079999 | 0.16334 | 0.43351 | 0.65161 | 0 | 0 | 0.85 | 0.85 | 0.85 | 0.85 | 0.88085 | 0.013544 | 0.48026 | 0.34495 | 0
2025-08-27 11:00 | 78005.6558 | 65845.2921 | 11886.4502 | 273.9136 | 0.53682 | 0.13427 | 0.13219 | 0.17194 | 239 | 11 | Winter | 0.3925 | 0.32321 | 0.32321 | 0.87126 | 0.35242 | 0.13219 | 0.53682 | 0.54927 | 0.65161 | 0.85008 | 0.013649 | 0.00079999 | 0.17194 | 0.42796 | 0.65161 | 0 | 0 | 0.85 | 0.85 | 0.85 | 0.85 | 0.87126 | 0.013649 | 0.46854 | 0.37577 | 0
2025-08-27 12:00 | 77872.3018 | 65596.6063 | 11994.2301 | 281.4654 | 0.54168 | 0.13797 | 0.13584 | 0.17646 | 239 | 12 | Winter | 0.3815 | 0.31623 | 0.31623 | 0.87098 | 0.31489 | 0.13584 | 0.54168 | 0.54413 | 0.65161 | 0.85008 | 0.013788 | 0.00079999 | 0.17646 | 0.41662 | 0.65161 | 0 | 0 | 0.85 | 0.85 | 0.85 | 0.85 | 0.87098 | 0.013788 | 0.46441 | 0.37918 | 0
2025-08-27 13:00 | 77697.0124 | 65913.646 | 11495.9407 | 287.4257 | 0.51918 | 0.14089 | 0.13876 | 0.17954 | 239 | 13 | Winter | 0.37364 | 0.31803 | 0.31803 | 0.87056 | 0.27101 | 0.13876 | 0.51918 | 0.51602 | 0.65161 | 0.85008 | 0.010996 | 0.00079999 | 0.17954 | 0.39216 | 0.65161 | 0 | 0 | 0.85 | 0.85 | 0.85 | 0.85 | 0.87056 | 0.010996 | 0.45541 | 0.36343 | 0
2025-08-27 14:00 | 77298.45 | 66671.8497 | 10325.3384 | 301.2619 | 0.46631 | 0.14768 | 0.14591 | 0.17965 | 239 | 14 | Winter | 0.36662 | 0.31876 | 0.31876 | 0.87131 | 0.25223 | 0.14591 | 0.46631 | 0.50431 | 0.65161 | 0.85008 | 0.011519 | 0.00079999 | 0.17965 | 0.38684 | 0.65161 | 0 | 0 | 0.85 | 0.85 | 0.85 | 0.85 | 0.87131 | 0.011519 | 0.45706 | 0.32642 | 0
2025-08-27 15:00 | 77329.1156 | 68585.036 | 8434.2998 | 309.7799 | 0.38091 | 0.15185 | 0.15091 | 0.16888 | 239 | 15 | Winter | 0.35644 | 0.32325 | 0.32325 | 0.87285 | 0.24653 | 0.15091 | 0.38091 | 0.52622 | 0.65161 | 0.85008 | 0.011764 | 0.001192 | 0.16888 | 0.41154 | 0.65161 | 0 | 0 | 0.85 | 0.85 | 0.85 | 0.85 | 0.87285 | 0.011764 | 0.48176 | 0.26664 | 0
2025-08-27 16:00 | 79323.7256 | 73179.0093 | 5838.1224 | 306.594 | 0.26366 | 0.15029 | 0.14997 | 0.15616 | 239 | 16 | Winter | 0.34271 | 0.32889 | 0.32889 | 0.87552 | 0.27001 | 0.14997 | 0.26366 | 0.54156 | 0.66088 | 0.85008 | 0.012567 | 0.0013328 | 0.15616 | 0.50479 | 0.66088 | 0 | 0 | 0.85 | 0.85 | 0.85 | 0.85 | 0.87552 | 0.012567 | 0.52016 | 0.18456 | 0
2025-08-27 17:00 | 80702.3273 | 77261.6438 | 3133.0556 | 307.6279 | 0.1415 | 0.1508 | 0.15101 | 0.14695 | 239 | 17 | Winter | 0.35239 | 0.34089 | 0.34089 | 0.87812 | 0.31218 | 0.15101 | 0.1415 | 0.47484 | 0.66641 | 0.85008 | 0.012811 | 0.0013818 | 0.14695 | 0.55841 | 0.66641 | 0 | 0 | 0.85 | 0.85 | 0.85 | 0.85 | 0.87812 | 0.012811 | 0.563 | 0.099047 | 0.108
2025-08-27 18:00 | 83785.6373 | 82669.4552 | 797.3157 | 318.8664 | 0.036008 | 0.15631 | 0.1568 | 0.14746 | 239 | 18 | Winter | 0.36908 | 0.35647 | 0.35647 | 0.8795 | 0.33257 | 0.1568 | 0.036008 | 0.15048 | 0.66641 | 0.85008 | 0.011554 | 0.0054852 | 0.14746 | 0.57233 | 0.66641 | 0 | 0 | 0.85 | 0.85 | 0.85 | 0.85 | 0.8795 | 0.011554 | 0.60036 | 0.025206 | 0.31896
2025-08-27 19:00 | 81273.4277 | 80934.3605 | 0.46411 | 338.603 | 2.096e-05 | 0.16598 | 0.1669 | 0.14936 | 239 | 19 | Winter | 0.39083 | 0.3598 | 0.3598 | 0.8799 | 0.35171 | 0.1669 | 2.096e-05 | 0 | 0.66641 | 0.85008 | 0.011624 | 0.0054852 | 0.14936 | 0.56127 | 0.66641 | 0 | 0 | 0.85 | 0.85 | 0.85 | 0.85 | 0.8799 | 0.011624 | 0.6033 | 1.4672e-05 | 0.16946
2025-08-27 20:00 | 77919.1198 | 77571.4559 | 0 | 347.664 | 0 | 0.17042 | 0.17138 | 0.15311 | 239 | 20 | Winter | 0.38392 | 0.35256 | 0.35256 | 0.88015 | 0.35332 | 0.17138 | 0 | 0 | 0.66539 | 0.85008 | 0.011729 | 0.0079216 | 0.15311 | 0.55127 | 0.66539 | 0 | 0 | 0.85 | 0.85 | 0.85 | 0.85 | 0.88015 | 0.011729 | 0.58652 | 0 | 0.16317
2025-08-27 21:00 | 74409.2167 | 74063.3585 | 0 | 345.8582 | 0 | 0.16954 | 0.17072 | 0.14821 | 239 | 21 | Winter | 0.36841 | 0.34678 | 0.34678 | 0.88022 | 0.34293 | 0.17072 | 0 | 0 | 0.66206 | 0.85008 | 0.011764 | 0.0066981 | 0.14821 | 0.52537 | 0.66206 | 0 | 0 | 0.85 | 0.85 | 0.85 | 0.85 | 0.88022 | 0.011764 | 0.56856 | 0 | 0.14339
2025-08-27 22:00 | 69475.2155 | 69136.0429 | 0 | 339.1725 | 0 | 0.16626 | 0.16754 | 0.14306 | 239 | 22 | Winter | 0.35457 | 0.33613 | 0.33613 | 0.87928 | 0.32008 | 0.16754 | 0 | 0 | 0.66206 | 0.85008 | 0.011868 | 0.0013818 | 0.14306 | 0.46434 | 0.66206 | 0 | 0 | 0.85 | 0.85 | 0.85 | 0.85 | 0.87928 | 0.011868 | 0.54642 | 0 | 0.12674
2025-08-27 23:00 | 64558.7349 | 64225.1968 | 0 | 333.5381 | 0 | 0.1635 | 0.16419 | 0.15102 | 239 | 23 | Winter | 0.33817 | 0.32402 | 0.32402 | 0.87673 | 0.30333 | 0.16419 | 0 | 0 | 0.66044 | 0.85008 | 0.011659 | 0.0013818 | 0.15102 | 0.41028 | 0.66044 | 0 | 0 | 0.85 | 0.85 | 0.85 | 0.85 | 0.87673 | 0.011659 | 0.51856 | 0 | 0.039796
2025-08-28 00:00 | 61781.9832 | 61450.3457 | 0 | 331.6375 | 0 | 0.16257 | 0.16294 | 0.15576 | 240 | 0 | Winter | 0.38112 | 0.34822 | 0.34822 | 0.87184 | 0.31588 | 0.16294 | 0 | 0 | 0.65714 | 0.85008 | 0.011799 | 0.0012155 | 0.15576 | 0.39122 | 0.65714 | 0 | 0 | 0.85 | 0.85 | 0.85 | 0.85 | 0.87184 | 0.011799 | 0.48528 | 0 | 0.0029205
2025-08-28 01:00 | 60537.5032 | 60202.7059 | 0 | 334.7973 | 0 | 0.16412 | 0.16421 | 0.16243 | 240 | 1 | Winter | 0.36674 | 0.33231 | 0.33231 | 0.87605 | 0.28158 | 0.16421 | 0 | 0 | 0.65714 | 0.85008 | 0.009774 | 0.00081967 | 0.16243 | 0.37856 | 0.65714 | 0 | 0 | 0.85 | 0.85 | 0.85 | 0.85 | 0.87605 | 0.009774 | 0.4777 | 0 | 0
2025-08-28 02:00 | 59898.0641 | 59559.2428 | 0 | 338.8213 | 0 | 0.16609 | 0.16572 | 0.17282 | 240 | 2 | Winter | 0.34679 | 0.32201 | 0.32201 | 0.8763 | 0.24925 | 0.16572 | 0 | 0 | 0.65714 | 0.85008 | 0.0098438 | 0.00079999 | 0.17282 | 0.37271 | 0.65714 | 0 | 0 | 0.85 | 0.85 | 0.85 | 0.85 | 0.8763 | 0.0098438 | 0.47491 | 0 | 0
2025-08-28 03:00 | 59634.3475 | 59286.0243 | 0 | 348.3231 | 0 | 0.17075 | 0.17016 | 0.18142 | 240 | 3 | Winter | 0.3338 | 0.31706 | 0.31706 | 0.87561 | 0.23438 | 0.17016 | 0 | 0 | 0.65714 | 0.85008 | 0.0098089 | 0.00079999 | 0.18142 | 0.37639 | 0.65714 | 0 | 0 | 0.85 | 0.85 | 0.85 | 0.85 | 0.87561 | 0.0098089 | 0.47708 | 0 | 0
2025-08-28 04:00 | 59989.8905 | 59630.8563 | 0 | 359.0342 | 0 | 0.176 | 0.17518 | 0.19079 | 240 | 4 | Winter | 0.33501 | 0.31839 | 0.31839 | 0.87687 | 0.215 | 0.17518 | 0 | 0 | 0.65714 | 0.85008 | 0.0099486 | 0.00079999 | 0.19079 | 0.39652 | 0.65714 | 0 | 0 | 0.85 | 0.85 | 0.85 | 0.85 | 0.87687 | 0.0099486 | 0.49014 | 0 | 0
2025-08-28 05:00 | 63554.9368 | 63179.3014 | 1.2709 | 374.3645 | 5.7397e-05 | 0.18351 | 0.18253 | 0.20124 | 240 | 5 | Winter | 0.34255 | 0.3212 | 0.3212 | 0.87819 | 0.21182 | 0.18253 | 5.7397e-05 | 0 | 0.65714 | 0.85008 | 0.010053 | 0.00079999 | 0.20124 | 0.45896 | 0.65714 | 0 | 0 | 0.85 | 0.85 | 0.85 | 0.85 | 0.87819 | 0.010053 | 0.52415 | 4.0178e-05 | 0
2025-08-28 06:00 | 71136.8441 | 70111.6049 | 663.6344 | 361.6048 | 0.029971 | 0.17726 | 0.17602 | 0.19958 | 240 | 6 | Winter | 0.3535 | 0.33148 | 0.33148 | 0.87914 | 0.24668 | 0.17602 | 0.029971 | 0 | 0.65714 | 0.85008 | 0.010088 | 0.00079999 | 0.19958 | 0.54134 | 0.65714 | 0 | 0 | 0.85 | 0.85 | 0.85 | 0.85 | 0.87914 | 0.010088 | 0.55421 | 0.02098 | 0.00017779
2025-08-28 07:00 | 78199.1913 | 75324.6986 | 2543.8108 | 330.6819 | 0.11488 | 0.1621 | 0.1613 | 0.1766 | 240 | 7 | Winter | 0.39334 | 0.34859 | 0.34859 | 0.8799 | 0.30623 | 0.1613 | 0.11488 | 0 | 0.65714 | 0.85008 | 0.011938 | 0.017261 | 0.1766 | 0.53641 | 0.65714 | 0 | 0 | 0.85 | 0.85 | 0.85 | 0.85 | 0.8799 | 0.011938 | 0.56215 | 0.080419 | 0.0038224
2025-08-28 08:00 | 79787.3478 | 74562.527 | 4894.198 | 330.6227 | 0.22103 | 0.16207 | 0.1625 | 0.15426 | 240 | 8 | Winter | 0.43014 | 0.36227 | 0.36227 | 0.88068 | 0.34685 | 0.1625 | 0.22103 | 0 | 0.65714 | 0.85008 | 0.010821 | 0.0096506 | 0.15426 | 0.4851 | 0.65714 | 0 | 0 | 0.85 | 0.85 | 0.85 | 0.85 | 0.88068 | 0.010821 | 0.53053 | 0.15472 | 8.8894e-05
2025-08-28 09:00 | 79700.5208 | 72161.0103 | 7203.3313 | 336.1791 | 0.32532 | 0.16479 | 0.16578 | 0.14703 | 240 | 9 | Winter | 0.43228 | 0.35522 | 0.35522 | 0.88103 | 0.35924 | 0.16578 | 0.32532 | 0.040275 | 0.65714 | 0.85008 | 0.010961 | 0.00079999 | 0.14703 | 0.4407 | 0.65714 | 0 | 0 | 0.85 | 0.85 | 0.85 | 0.85 | 0.88103 | 0.010961 | 0.50047 | 0.22772 | 0
2025-08-28 10:00 | 78902.1354 | 69581.4675 | 9002.9538 | 317.7141 | 0.40659 | 0.15574 | 0.15672 | 0.13813 | 240 | 10 | Winter | 0.4061 | 0.33487 | 0.33487 | 0.88085 | 0.36964 | 0.15672 | 0.40659 | 0.40566 | 0.65161 | 0.85008 | 0.013544 | 0.00079999 | 0.13813 | 0.43351 | 0.65161 | 0 | 0 | 0.85 | 0.85 | 0.85 | 0.85 | 0.88085 | 0.013544 | 0.48026 | 0.28461 | 0
2025-08-28 11:00 | 77642.5387 | 67081.1653 | 10261.3218 | 300.0515 | 0.46342 | 0.14708 | 0.14806 | 0.12948 | 240 | 11 | Winter | 0.3925 | 0.32321 | 0.32321 | 0.87126 | 0.35242 | 0.14806 | 0.46342 | 0.54927 | 0.65161 | 0.85008 | 0.013649 | 0.00079999 | 0.12948 | 0.42796 | 0.65161 | 0 | 0 | 0.85 | 0.85 | 0.85 | 0.85 | 0.87126 | 0.013649 | 0.46854 | 0.3244 | 0
2025-08-28 12:00 | 77891.6923 | 66883.2805 | 10717.934 | 290.4778 | 0.48404 | 0.14239 | 0.1434 | 0.12421 | 240 | 12 | Winter | 0.3815 | 0.31623 | 0.31623 | 0.87098 | 0.31489 | 0.1434 | 0.48404 | 0.54413 | 0.65161 | 0.85008 | 0.013788 | 0.00079999 | 0.12421 | 0.41662 | 0.65161 | 0 | 0 | 0.85 | 0.85 | 0.85 | 0.85 | 0.87098 | 0.013788 | 0.46441 | 0.33883 | 0
2025-08-28 13:00 | 78155.3647 | 67458.9693 | 10406.3021 | 290.0933 | 0.46997 | 0.1422 | 0.14332 | 0.12206 | 240 | 13 | Winter | 0.37364 | 0.31803 | 0.31803 | 0.87056 | 0.27101 | 0.14332 | 0.46997 | 0.51602 | 0.65161 | 0.85008 | 0.010996 | 0.00079999 | 0.12206 | 0.39216 | 0.65161 | 0 | 0 | 0.85 | 0.85 | 0.85 | 0.85 | 0.87056 | 0.010996 | 0.45541 | 0.32898 | 0
2025-08-28 14:00 | 78182.2927 | 68488.7559 | 9398.3159 | 295.2209 | 0.42445 | 0.14472 | 0.14599 | 0.12171 | 240 | 14 | Winter | 0.36662 | 0.31876 | 0.31876 | 0.87131 | 0.25223 | 0.14599 | 0.42445 | 0.50431 | 0.65161 | 0.85008 | 0.011519 | 0.00079999 | 0.12171 | 0.38684 | 0.65161 | 0 | 0 | 0.85 | 0.85 | 0.85 | 0.85 | 0.87131 | 0.011519 | 0.45706 | 0.29711 | 0
2025-08-28 15:00 | 78530.3148 | 70552.7947 | 7682.6789 | 294.8412 | 0.34697 | 0.14453 | 0.14579 | 0.12179 | 240 | 15 | Winter | 0.35644 | 0.32325 | 0.32325 | 0.87285 | 0.24653 | 0.14579 | 0.34697 | 0.52622 | 0.65161 | 0.85008 | 0.011764 | 0.001192 | 0.12179 | 0.41154 | 0.65161 | 0 | 0 | 0.85 | 0.85 | 0.85 | 0.85 | 0.87285 | 0.011764 | 0.48176 | 0.24288 | 0
2025-08-28 16:00 | 80848.2057 | 75273.3775 | 5295.6236 | 279.2046 | 0.23916 | 0.13687 | 0.13775 | 0.12083 | 240 | 16 | Winter | 0.34271 | 0.32889 | 0.32889 | 0.87552 | 0.27001 | 0.13775 | 0.23916 | 0.54156 | 0.66088 | 0.85008 | 0.012567 | 0.0013328 | 0.12083 | 0.50479 | 0.66088 | 0 | 0 | 0.85 | 0.85 | 0.85 | 0.85 | 0.87552 | 0.012567 | 0.52016 | 0.16741 | 0
2025-08-28 17:00 | 82277.2821 | 79300.4764 | 2724.5888 | 252.2168 | 0.12305 | 0.12364 | 0.12381 | 0.12048 | 240 | 17 | Winter | 0.35239 | 0.34089 | 0.34089 | 0.87812 | 0.31218 | 0.12381 | 0.12305 | 0.47484 | 0.66641 | 0.85008 | 0.012811 | 0.0013818 | 0.12048 | 0.55841 | 0.66641 | 0 | 0 | 0.85 | 0.85 | 0.85 | 0.85 | 0.87812 | 0.012811 | 0.563 | 0.086134 | 0.108
2025-08-28 18:00 | 84646.4319 | 83741.4684 | 655.0048 | 249.9588 | 0.029581 | 0.12253 | 0.12228 | 0.12696 | 240 | 18 | Winter | 0.36908 | 0.35647 | 0.35647 | 0.8795 | 0.33257 | 0.12228 | 0.029581 | 0.15048 | 0.66641 | 0.85008 | 0.011554 | 0.0054852 | 0.12696 | 0.57233 | 0.66641 | 0 | 0 | 0.85 | 0.85 | 0.85 | 0.85 | 0.8795 | 0.011554 | 0.60036 | 0.020707 | 0.31896
2025-08-28 19:00 | 81230.3251 | 80956.8941 | 0.24342 | 273.1876 | 1.0993e-05 | 0.13392 | 0.13347 | 0.14191 | 240 | 19 | Winter | 0.39083 | 0.3598 | 0.3598 | 0.8799 | 0.35171 | 0.13347 | 1.0993e-05 | 0 | 0.66641 | 0.85008 | 0.011624 | 0.0054852 | 0.14191 | 0.56127 | 0.66641 | 0 | 0 | 0.85 | 0.85 | 0.85 | 0.85 | 0.8799 | 0.011624 | 0.6033 | 7.6954e-06 | 0.16946
2025-08-28 20:00 | 77674.643 | 77390.1609 | 0 | 284.4821 | 0 | 0.13945 | 0.13837 | 0.15892 | 240 | 20 | Winter | 0.38392 | 0.35256 | 0.35256 | 0.88015 | 0.35332 | 0.13837 | 0 | 0 | 0.66539 | 0.85008 | 0.011729 | 0.0079216 | 0.15892 | 0.55127 | 0.66539 | 0 | 0 | 0.85 | 0.85 | 0.85 | 0.85 | 0.88015 | 0.011729 | 0.58652 | 0 | 0.16317
2025-08-28 21:00 | 74030.4659 | 73740.7964 | 0 | 289.6695 | 0 | 0.14199 | 0.14028 | 0.17293 | 240 | 21 | Winter | 0.36841 | 0.34678 | 0.34678 | 0.88022 | 0.34293 | 0.14028 | 0 | 0 | 0.66206 | 0.85008 | 0.011764 | 0.0066981 | 0.17293 | 0.52537 | 0.66206 | 0 | 0 | 0.85 | 0.85 | 0.85 | 0.85 | 0.88022 | 0.011764 | 0.56856 | 0 | 0.14339
2025-08-28 22:00 | 69146.2276 | 68849.4681 | 0 | 296.7595 | 0 | 0.14547 | 0.1435 | 0.18112 | 240 | 22 | Winter | 0.35457 | 0.33613 | 0.33613 | 0.87928 | 0.32008 | 0.1435 | 0 | 0 | 0.66206 | 0.85008 | 0.011868 | 0.0013818 | 0.18112 | 0.46434 | 0.66206 | 0 | 0 | 0.85 | 0.85 | 0.85 | 0.85 | 0.87928 | 0.011868 | 0.54642 | 0 | 0.12674
2025-08-28 23:00 | 64431.5631 | 64129.9768 | 0 | 301.5863 | 0 | 0.14784 | 0.14581 | 0.1845 | 240 | 23 | Winter | 0.33817 | 0.32402 | 0.32402 | 0.87673 | 0.30333 | 0.14581 | 0 | 0 | 0.66044 | 0.85008 | 0.011659 | 0.0013818 | 0.1845 | 0.41028 | 0.66044 | 0 | 0 | 0.85 | 0.85 | 0.85 | 0.85 | 0.87673 | 0.011659 | 0.51856 | 0 | 0.039796
2025-08-29 00:00 | 62011.4454 | 61701.7088 | 0 | 309.7366 | 0 | 0.15183 | 0.15015 | 0.18228 | 241 | 0 | Winter | 0.38112 | 0.34822 | 0.34822 | 0.87184 | 0.31588 | 0.15015 | 0 | 0 | 0.65714 | 0.85008 | 0.011799 | 0.0012155 | 0.18228 | 0.39122 | 0.65714 | 0 | 0 | 0.85 | 0.85 | 0.85 | 0.85 | 0.87184 | 0.011799 | 0.48528 | 0 | 0.0029205
2025-08-29 01:00 | 61146.8219 | 60827.5007 | 0 | 319.3211 | 0 | 0.15653 | 0.15527 | 0.1793 | 241 | 1 | Winter | 0.36674 | 0.33231 | 0.33231 | 0.87605 | 0.28158 | 0.15527 | 0 | 0 | 0.65714 | 0.85008 | 0.009774 | 0.00081967 | 0.1793 | 0.37856 | 0.65714 | 0 | 0 | 0.85 | 0.85 | 0.85 | 0.85 | 0.87605 | 0.009774 | 0.4777 | 0 | 0
2025-08-29 02:00 | 60844.4471 | 60519.6218 | 0 | 324.8253 | 0 | 0.15923 | 0.15828 | 0.1763 | 241 | 2 | Winter | 0.34679 | 0.32201 | 0.32201 | 0.8763 | 0.24925 | 0.15828 | 0 | 0 | 0.65714 | 0.85008 | 0.0098438 | 0.00079999 | 0.1763 | 0.37271 | 0.65714 | 0 | 0 | 0.85 | 0.85 | 0.85 | 0.85 | 0.8763 | 0.0098438 | 0.47491 | 0 | 0
2025-08-29 03:00 | 60857.9255 | 60527.307 | 0 | 330.6185 | 0 | 0.16207 | 0.16144 | 0.17346 | 241 | 3 | Winter | 0.3338 | 0.31706 | 0.31706 | 0.87561 | 0.23438 | 0.16144 | 0 | 0 | 0.65714 | 0.85008 | 0.0098089 | 0.00079999 | 0.17346 | 0.37639 | 0.65714 | 0 | 0 | 0.85 | 0.85 | 0.85 | 0.85 | 0.87561 | 0.0098089 | 0.47708 | 0 | 0
2025-08-29 04:00 | 61434.6646 | 61103.8344 | 0 | 330.8302 | 0 | 0.16217 | 0.16158 | 0.1729 | 241 | 4 | Winter | 0.33501 | 0.31839 | 0.31839 | 0.87687 | 0.215 | 0.16158 | 0 | 0 | 0.65714 | 0.85008 | 0.0099486 | 0.00079999 | 0.1729 | 0.39652 | 0.65714 | 0 | 0 | 0.85 | 0.85 | 0.85 | 0.85 | 0.87687 | 0.0099486 | 0.49014 | 0 | 0
2025-08-29 05:00 | 65100.3505 | 64756.8978 | 0.91543 | 342.5373 | 4.1343e-05 | 0.16791 | 0.16738 | 0.17743 | 241 | 5 | Winter | 0.34255 | 0.3212 | 0.3212 | 0.87819 | 0.21182 | 0.16738 | 4.1343e-05 | 0 | 0.65714 | 0.85008 | 0.010053 | 0.00079999 | 0.17743 | 0.45896 | 0.65714 | 0 | 0 | 0.85 | 0.85 | 0.85 | 0.85 | 0.87819 | 0.010053 | 0.52415 | 2.894e-05 | 0
2025-08-29 06:00 | 72734.8104 | 71673.9934 | 729.6 | 331.2169 | 0.03295 | 0.16236 | 0.1614 | 0.17979 | 241 | 6 | Winter | 0.3535 | 0.33148 | 0.33148 | 0.87914 | 0.24668 | 0.1614 | 0.03295 | 0 | 0.65714 | 0.85008 | 0.010088 | 0.00079999 | 0.17979 | 0.54134 | 0.65714 | 0 | 0 | 0.85 | 0.85 | 0.85 | 0.85 | 0.87914 | 0.010088 | 0.55421 | 0.023065 | 0.00017779
2025-08-29 07:00 | 79790.1814 | 76700.6319 | 2788.438 | 301.1114 | 0.12593 | 0.1476 | 0.14661 | 0.16554 | 241 | 7 | Winter | 0.39334 | 0.34859 | 0.34859 | 0.8799 | 0.30623 | 0.14661 | 0.12593 | 0 | 0.65714 | 0.85008 | 0.011938 | 0.017261 | 0.16554 | 0.53641 | 0.65714 | 0 | 0 | 0.85 | 0.85 | 0.85 | 0.85 | 0.8799 | 0.011938 | 0.56215 | 0.088152 | 0.0038224
2025-08-29 08:00 | 81332.4199 | 75783.6141 | 5225.4125 | 323.3933 | 0.23599 | 0.15853 | 0.1585 | 0.15892 | 241 | 8 | Winter | 0.43014 | 0.36227 | 0.36227 | 0.88068 | 0.34685 | 0.1585 | 0.23599 | 0 | 0.65714 | 0.85008 | 0.010821 | 0.0096506 | 0.15892 | 0.4851 | 0.65714 | 0 | 0 | 0.85 | 0.85 | 0.85 | 0.85 | 0.88068 | 0.010821 | 0.53053 | 0.16519 | 8.8894e-05
2025-08-29 09:00 | 81176.6136 | 73448.4064 | 7389.6354 | 338.5718 | 0.33373 | 0.16597 | 0.16586 | 0.16795 | 241 | 9 | Winter | 0.43228 | 0.35522 | 0.35522 | 0.88103 | 0.35924 | 0.16586 | 0.33373 | 0.040275 | 0.65714 | 0.85008 | 0.010961 | 0.00079999 | 0.16795 | 0.4407 | 0.65714 | 0 | 0 | 0.85 | 0.85 | 0.85 | 0.85 | 0.88103 | 0.010961 | 0.50047 | 0.23361 | 0
2025-08-29 10:00 | 80228.196 | 71058.7776 | 8817.4395 | 351.9789 | 0.39821 | 0.17254 | 0.172 | 0.1822 | 241 | 10 | Winter | 0.4061 | 0.33487 | 0.33487 | 0.88085 | 0.36964 | 0.172 | 0.39821 | 0.40566 | 0.65161 | 0.85008 | 0.013544 | 0.00079999 | 0.1822 | 0.43351 | 0.65161 | 0 | 0 | 0.85 | 0.85 | 0.85 | 0.85 | 0.88085 | 0.013544 | 0.48026 | 0.27875 | 0
2025-08-29 11:00 | 78755.0679 | 68912.4931 | 9481.3201 | 361.2547 | 0.4282 | 0.17709 | 0.17667 | 0.18469 | 241 | 11 | Winter | 0.3925 | 0.32321 | 0.32321 | 0.87126 | 0.35242 | 0.17667 | 0.4282 | 0.54927 | 0.65161 | 0.85008 | 0.013649 | 0.00079999 | 0.18469 | 0.42796 | 0.65161 | 0 | 0 | 0.85 | 0.85 | 0.85 | 0.85 | 0.87126 | 0.013649 | 0.46854 | 0.29974 | 0
2025-08-29 12:00 | 78828.8974 | 68938.4482 | 9532.5977 | 357.8514 | 0.43051 | 0.17542 | 0.17558 | 0.17247 | 241 | 12 | Winter | 0.3815 | 0.31623 | 0.31623 | 0.87098 | 0.31489 | 0.17558 | 0.43051 | 0.54413 | 0.65161 | 0.85008 | 0.013788 | 0.00079999 | 0.17247 | 0.41662 | 0.65161 | 0 | 0 | 0.85 | 0.85 | 0.85 | 0.85 | 0.87098 | 0.013788 | 0.46441 | 0.30136 | 0
2025-08-29 13:00 | 78841.3126 | 69301.1784 | 9191.848 | 348.2863 | 0.41512 | 0.17073 | 0.17164 | 0.15421 | 241 | 13 | Winter | 0.37364 | 0.31803 | 0.31803 | 0.87056 | 0.27101 | 0.17164 | 0.41512 | 0.51602 | 0.65161 | 0.85008 | 0.010996 | 0.00079999 | 0.15421 | 0.39216 | 0.65161 | 0 | 0 | 0.85 | 0.85 | 0.85 | 0.85 | 0.87056 | 0.010996 | 0.45541 | 0.29059 | 0
2025-08-29 14:00 | 78607.2171 | 69947.9735 | 8326.26 | 332.9837 | 0.37603 | 0.16323 | 0.16435 | 0.14293 | 241 | 14 | Winter | 0.36662 | 0.31876 | 0.31876 | 0.87131 | 0.25223 | 0.16435 | 0.37603 | 0.50431 | 0.65161 | 0.85008 | 0.011519 | 0.00079999 | 0.14293 | 0.38684 | 0.65161 | 0 | 0 | 0.85 | 0.85 | 0.85 | 0.85 | 0.87131 | 0.011519 | 0.45706 | 0.26322 | 0
2025-08-29 15:00 | 78754.7493 | 71550.4317 | 6891.1041 | 313.2135 | 0.31122 | 0.15354 | 0.15437 | 0.13854 | 241 | 15 | Winter | 0.35644 | 0.32325 | 0.32325 | 0.87285 | 0.24653 | 0.15437 | 0.31122 | 0.52622 | 0.65161 | 0.85008 | 0.011764 | 0.001192 | 0.13854 | 0.41154 | 0.65161 | 0 | 0 | 0.85 | 0.85 | 0.85 | 0.85 | 0.87285 | 0.011764 | 0.48176 | 0.21785 | 0
2025-08-29 16:00 | 80933.1041 | 75779.7815 | 4856.5996 | 296.723 | 0.21933 | 0.14545 | 0.14575 | 0.14012 | 241 | 16 | Winter | 0.34271 | 0.32889 | 0.32889 | 0.87552 | 0.27001 | 0.14575 | 0.21933 | 0.54156 | 0.66088 | 0.85008 | 0.012567 | 0.0013328 | 0.14012 | 0.50479 | 0.66088 | 0 | 0 | 0.85 | 0.85 | 0.85 | 0.85 | 0.87552 | 0.012567 | 0.52016 | 0.15353 | 0
2025-08-29 17:00 | 82346.2666 | 79427.6268 | 2623.3346 | 295.3052 | 0.11848 | 0.14476 | 0.14488 | 0.14247 | 241 | 17 | Winter | 0.35239 | 0.34089 | 0.34089 | 0.87812 | 0.31218 | 0.14488 | 0.11848 | 0.47484 | 0.66641 | 0.85008 | 0.012811 | 0.0013818 | 0.14247 | 0.55841 | 0.66641 | 0 | 0 | 0.85 | 0.85 | 0.85 | 0.85 | 0.87812 | 0.012811 | 0.563 | 0.082933 | 0.108
2025-08-29 18:00 | 85126.6673 | 84176.3443 | 642.1619 | 308.161 | 0.029001 | 0.15106 | 0.15177 | 0.13813 | 241 | 18 | Winter | 0.36908 | 0.35647 | 0.35647 | 0.8795 | 0.33257 | 0.15177 | 0.029001 | 0.15048 | 0.66641 | 0.85008 | 0.011554 | 0.0054852 | 0.13813 | 0.57233 | 0.66641 | 0 | 0 | 0.85 | 0.85 | 0.85 | 0.85 | 0.8795 | 0.011554 | 0.60036 | 0.020301 | 0.31896
2025-08-29 19:00 | 81941.5181 | 81621.4731 | 0.11831 | 319.9267 | 5.343e-06 | 0.15683 | 0.15774 | 0.1403 | 241 | 19 | Winter | 0.39083 | 0.3598 | 0.3598 | 0.8799 | 0.35171 | 0.15774 | 5.343e-06 | 0 | 0.66641 | 0.85008 | 0.011624 | 0.0054852 | 0.1403 | 0.56127 | 0.66641 | 0 | 0 | 0.85 | 0.85 | 0.85 | 0.85 | 0.8799 | 0.011624 | 0.6033 | 3.7401e-06 | 0.16946
2025-08-29 20:00 | 78289.9556 | 77973.374 | 0 | 316.5816 | 0 | 0.15519 | 0.15605 | 0.13953 | 241 | 20 | Winter | 0.38392 | 0.35256 | 0.35256 | 0.88015 | 0.35332 | 0.15605 | 0 | 0 | 0.66539 | 0.85008 | 0.011729 | 0.0079216 | 0.13953 | 0.55127 | 0.66539 | 0 | 0 | 0.85 | 0.85 | 0.85 | 0.85 | 0.88015 | 0.011729 | 0.58652 | 0 | 0.16317
2025-08-29 21:00 | 74685.6771 | 74374.3027 | 0 | 311.3744 | 0 | 0.15263 | 0.15364 | 0.13441 | 241 | 21 | Winter | 0.36841 | 0.34678 | 0.34678 | 0.88022 | 0.34293 | 0.15364 | 0 | 0 | 0.66206 | 0.85008 | 0.011764 | 0.0066981 | 0.13441 | 0.52537 | 0.66206 | 0 | 0 | 0.85 | 0.85 | 0.85 | 0.85 | 0.88022 | 0.011764 | 0.56856 | 0 | 0.14339
2025-08-29 22:00 | 69876.0831 | 69569.6918 | 0 | 306.3913 | 0 | 0.15019 | 0.15113 | 0.13321 | 241 | 22 | Winter | 0.35457 | 0.33613 | 0.33613 | 0.87928 | 0.32008 | 0.15113 | 0 | 0 | 0.66206 | 0.85008 | 0.011868 | 0.0013818 | 0.13321 | 0.46434 | 0.66206 | 0 | 0 | 0.85 | 0.85 | 0.85 | 0.85 | 0.87928 | 0.011868 | 0.54642 | 0 | 0.12674
2025-08-29 23:00 | 65133.7725 | 64839.1205 | 0 | 294.6521 | 0 | 0.14444 | 0.14525 | 0.12983 | 241 | 23 | Winter | 0.33817 | 0.32402 | 0.32402 | 0.87673 | 0.30333 | 0.14525 | 0 | 0 | 0.66044 | 0.85008 | 0.011659 | 0.0013818 | 0.12983 | 0.41028 | 0.66044 | 0 | 0 | 0.85 | 0.85 | 0.85 | 0.85 | 0.87673 | 0.011659 | 0.51856 | 0 | 0.039796
2025-08-30 00:00 | 43628.47 | 43331.9262 | 0 | 296.5438 | 0 | 0.14536 | 0.14627 | 0.129 | 242 | 0 | Summer | 0.55471 | 0.48104 | 0.48104 | 0.94878 | 0.35614 | 0.14627 | 0 | 0 | 0.66443 | 0.85008 | 0.012218 | 0.019437 | 0.129 | 0.52743 | 0.66443 | 0 | 0 | 0.85 | 0.85 | 0.85 | 0.85 | 0.94878 | 0.012218 | 0.59514 | 0 | 0.042639
2025-08-30 01:00 | 42607.2611 | 42295.6932 | 0 | 311.5679 | 0 | 0.15273 | 0.15402 | 0.12932 | 242 | 1 | Summer | 0.51573 | 0.45924 | 0.45924 | 0.94906 | 0.29865 | 0.15402 | 0 | 0 | 0.66443 | 0.85008 | 0.012287 | 0.019437 | 0.12932 | 0.48331 | 0.66443 | 0 | 0 | 0.85 | 0.85 | 0.85 | 0.85 | 0.94906 | 0.012287 | 0.55167 | 0 | 0
2025-08-30 02:00 | 42135.0749 | 41802.3812 | 0 | 332.6937 | 0 | 0.16309 | 0.16481 | 0.13187 | 242 | 2 | Summer | 0.47769 | 0.44425 | 0.44425 | 0.94941 | 0.25138 | 0.16481 | 0 | 0 | 0.66443 | 0.85008 | 0.012567 | 0.019191 | 0.13187 | 0.46524 | 0.66443 | 0 | 0 | 0.85 | 0.85 | 0.85 | 0.85 | 0.94941 | 0.012567 | 0.53289 | 0 | 0
2025-08-30 03:00 | 41825.5846 | 41475.6494 | 0 | 349.9352 | 0 | 0.17154 | 0.17365 | 0.13331 | 242 | 3 | Summer | 0.46012 | 0.43819 | 0.43819 | 0.9491 | 0.22464 | 0.17365 | 0 | 0 | 0.66443 | 0.85008 | 0.012532 | 0.01917 | 0.13331 | 0.45789 | 0.66443 | 0 | 0 | 0.85 | 0.85 | 0.85 | 0.85 | 0.9491 | 0.012532 | 0.52986 | 0 | 0
2025-08-30 04:00 | 41848.8033 | 41492.1868 | 0 | 356.6164 | 0 | 0.17481 | 0.17681 | 0.13878 | 242 | 4 | Summer | 0.44971 | 0.43054 | 0.43054 | 0.94949 | 0.2044 | 0.17681 | 0 | 0 | 0.66443 | 0.85008 | 0.012532 | 0.01917 | 0.13878 | 0.46405 | 0.66443 | 0 | 0 | 0.85 | 0.85 | 0.85 | 0.85 | 0.94949 | 0.012532 | 0.53565 | 0 | 0
2025-08-30 05:00 | 43267.0745 | 42911.395 | 0.44516 | 355.2343 | 2.0105e-05 | 0.17413 | 0.17556 | 0.14837 | 242 | 5 | Summer | 0.45811 | 0.44299 | 0.44299 | 0.94957 | 0.18921 | 0.17556 | 2.0105e-05 | 0 | 0.66443 | 0.85008 | 0.012567 | 0.01917 | 0.14837 | 0.49226 | 0.66443 | 0 | 0 | 0.85 | 0.85 | 0.85 | 0.85 | 0.94957 | 0.012567 | 0.54922 | 1.4073e-05 | 0
2025-08-30 06:00 | 45776.5598 | 44793.2633 | 657.2516 | 326.0448 | 0.029683 | 0.15983 | 0.16033 | 0.15067 | 242 | 6 | Summer | 0.48774 | 0.45859 | 0.45859 | 0.94971 | 0.19102 | 0.16033 | 0.029683 | 0 | 0.66443 | 0.85008 | 0.012532 | 0.018904 | 0.15067 | 0.49923 | 0.66443 | 0 | 0 | 0.85 | 0.85 | 0.85 | 0.85 | 0.94971 | 0.012532 | 0.5429 | 0.020778 | 0
2025-08-30 07:00 | 49531.7221 | 46665.4288 | 2577.0704 | 289.223 | 0.11639 | 0.14178 | 0.14195 | 0.13862 | 242 | 7 | Summer | 0.5162 | 0.46934 | 0.46934 | 0.95016 | 0.20898 | 0.14195 | 0.11639 | 0 | 0.66478 | 0.85008 | 0.012392 | 0.018904 | 0.13862 | 0.50879 | 0.66478 | 0 | 0 | 0.85 | 0.85 | 0.85 | 0.85 | 0.95016 | 0.012392 | 0.545 | 0.08147 | 0
2025-08-30 08:00 | 54397.4139 | 49412.6299 | 4665.3402 | 319.4438 | 0.2107 | 0.15659 | 0.15754 | 0.13942 | 242 | 8 | Summer | 0.5354 | 0.4736 | 0.4736 | 0.95052 | 0.22514 | 0.15754 | 0.2107 | 0.19439 | 0.66478 | 0.85008 | 0.012602 | 0.018904 | 0.13942 | 0.53361 | 0.66478 | 0 | 0 | 0.85 | 0.85 | 0.85 | 0.85 | 0.95052 | 0.012602 | 0.54288 | 0.14749 | 0
2025-08-30 09:00 | 60209.2635 | 53580.8337 | 6297.872 | 330.5578 | 0.28442 | 0.16204 | 0.16298 | 0.14494 | 242 | 9 | Summer | 0.54581 | 0.4857 | 0.4857 | 0.94978 | 0.24893 | 0.16298 | 0.28442 | 0.50389 | 0.66478 | 0.85008 | 0.014382 | 0.018904 | 0.14494 | 0.56932 | 0.66478 | 0 | 0 | 0.85 | 0.85 | 0.85 | 0.85 | 0.94978 | 0.014382 | 0.55471 | 0.1991 | 0
2025-08-30 10:00 | 63451.1418 | 55511.0141 | 7611.5879 | 328.5397 | 0.34375 | 0.16105 | 0.16192 | 0.14531 | 242 | 10 | Summer | 0.56661 | 0.50285 | 0.50285 | 0.94712 | 0.26186 | 0.16192 | 0.34375 | 0.61316 | 0.66501 | 0.85008 | 0.014068 | 0.018915 | 0.14531 | 0.61473 | 0.66501 | 0 | 0 | 0.85 | 0.85 | 0.85 | 0.85 | 0.94712 | 0.014068 | 0.60127 | 0.24063 | 0
2025-08-30 11:00 | 64976.7563 | 56179.5101 | 8467.9469 | 329.2992 | 0.38243 | 0.16142 | 0.16214 | 0.14842 | 242 | 11 | Summer | 0.60096 | 0.52041 | 0.52041 | 0.94453 | 0.27752 | 0.16214 | 0.38243 | 0.62169 | 0.6656 | 0.85008 | 0.014417 | 0.023029 | 0.14842 | 0.67643 | 0.6656 | 0 | 0 | 0.85 | 0.85 | 0.85 | 0.85 | 0.94453 | 0.014417 | 0.64142 | 0.2677 | 0.0015394
2025-08-30 12:00 | 65081.7497 | 55952.5376 | 8790.8838 | 338.3283 | 0.39701 | 0.16585 | 0.16658 | 0.1526 | 242 | 12 | Summer | 0.62291 | 0.53799 | 0.53799 | 0.94362 | 0.31341 | 0.16658 | 0.39701 | 0.62222 | 0.6656 | 0.85008 | 0.013928 | 0.037669 | 0.1526 | 0.70982 | 0.6656 | 0 | 0 | 0.85 | 0.85 | 0.85 | 0.85 | 0.94362 | 0.013928 | 0.67439 | 0.27791 | 0.13423
2025-08-30 13:00 | 63693.4482 | 54848.636 | 8494.0759 | 350.7363 | 0.38361 | 0.17193 | 0.17317 | 0.14952 | 242 | 13 | Summer | 0.63006 | 0.55564 | 0.55564 | 0.9422 | 0.37114 | 0.17317 | 0.38361 | 0.63828 | 0.6656 | 0.85008 | 0.014242 | 0.073749 | 0.14952 | 0.73201 | 0.6656 | 0 | 0 | 0.85 | 0.85 | 0.85 | 0.85 | 0.9422 | 0.014242 | 0.69376 | 0.26853 | 0.25305
2025-08-30 14:00 | 63403.5126 | 55380.2678 | 7669.3124 | 353.9325 | 0.34636 | 0.1735 | 0.17504 | 0.14563 | 242 | 14 | Summer | 0.6488 | 0.56826 | 0.56826 | 0.9398 | 0.41215 | 0.17504 | 0.34636 | 0.63061 | 0.66582 | 0.85008 | 0.014033 | 0.099397 | 0.14563 | 0.74849 | 0.66582 | 0 | 0 | 0.85 | 0.85 | 0.85 | 0.85 | 0.9398 | 0.014033 | 0.70785 | 0.24245 | 0.30697
2025-08-30 15:00 | 63123.7723 | 56556.9378 | 6218.0484 | 348.7861 | 0.28082 | 0.17097 | 0.17271 | 0.13963 | 242 | 15 | Summer | 0.65735 | 0.56817 | 0.56817 | 0.93752 | 0.45803 | 0.17271 | 0.28082 | 0.64444 | 0.66641 | 0.85008 | 0.013928 | 0.12232 | 0.13963 | 0.75815 | 0.66641 | 0 | 0 | 0.85 | 0.85 | 0.85 | 0.85 | 0.93752 | 0.013928 | 0.71964 | 0.19657 | 0.37998
2025-08-30 16:00 | 62432.1648 | 57801.146 | 4302.6798 | 328.3389 | 0.19432 | 0.16095 | 0.1626 | 0.13109 | 242 | 16 | Summer | 0.66113 | 0.57399 | 0.57399 | 0.93651 | 0.48967 | 0.1626 | 0.19432 | 0.62638 | 0.66641 | 0.85008 | 0.013195 | 0.14338 | 0.13109 | 0.76334 | 0.66641 | 0 | 0 | 0.85 | 0.85 | 0.85 | 0.85 | 0.93651 | 0.013195 | 0.72909 | 0.13602 | 0.58653
2025-08-30 17:00 | 61549.4183 | 58988.2927 | 2265.4422 | 295.6834 | 0.10231 | 0.14494 | 0.14615 | 0.12313 | 242 | 17 | Summer | 0.65876 | 0.57144 | 0.57144 | 0.93752 | 0.50401 | 0.14615 | 0.10231 | 0.5801 | 0.66641 | 0.85008 | 0.01309 | 0.20336 | 0.12313 | 0.76686 | 0.66641 | 0 | 0 | 0.85 | 0.85 | 0.85 | 0.85 | 0.93752 | 0.01309 | 0.74086 | 0.071618 | 0.64515
2025-08-30 18:00 | 62609.0712 | 61789.125 | 541.9512 | 277.995 | 0.024476 | 0.13627 | 0.13713 | 0.12078 | 242 | 18 | Summer | 0.65784 | 0.57543 | 0.57543 | 0.9378 | 0.50368 | 0.13713 | 0.024476 | 0.50952 | 0.66641 | 0.85008 | 0.012846 | 0.22688 | 0.12078 | 0.77618 | 0.66641 | 0 | 0 | 0.85 | 0.85 | 0.85 | 0.85 | 0.9378 | 0.012846 | 0.75295 | 0.017133 | 0.64577
2025-08-30 19:00 | 59406.7337 | 59129.1288 | 0.049781 | 277.5551 | 2.2482e-06 | 0.13606 | 0.13693 | 0.12029 | 242 | 19 | Summer | 0.65654 | 0.58215 | 0.58215 | 0.93722 | 0.47421 | 0.13693 | 2.2482e-06 | 0.33059 | 0.66641 | 0.85008 | 0.011205 | 0.20175 | 0.12029 | 0.77565 | 0.66641 | 0 | 0 | 0.85 | 0.85 | 0.85 | 0.85 | 0.93722 | 0.011205 | 0.76424 | 1.5737e-06 | 0.70485
2025-08-30 20:00 | 57116.7946 | 56844.0452 | 0 | 272.7493 | 0 | 0.1337 | 0.13474 | 0.11494 | 242 | 20 | Summer | 0.6677 | 0.58557 | 0.58557 | 0.93506 | 0.44805 | 0.13474 | 0 | 0.065097 | 0.66641 | 0.85008 | 0.01131 | 0.13977 | 0.11494 | 0.77193 | 0.66641 | 0 | 0 | 0.85 | 0.85 | 0.85 | 0.85 | 0.93506 | 0.01131 | 0.76712 | 0 | 0.71244
2025-08-30 21:00 | 53795.2466 | 53525.3531 | 0 | 269.8935 | 0 | 0.1323 | 0.13369 | 0.10712 | 242 | 21 | Summer | 0.65116 | 0.57136 | 0.57136 | 0.93281 | 0.42034 | 0.13369 | 0 | 0 | 0.66641 | 0.85008 | 0.011415 | 0.067558 | 0.10712 | 0.74633 | 0.66641 | 0 | 0 | 0.85 | 0.85 | 0.85 | 0.85 | 0.93281 | 0.011415 | 0.74851 | 0 | 0.38078
2025-08-30 22:00 | 49731.4475 | 49464.1931 | 0 | 267.2544 | 0 | 0.13101 | 0.13271 | 0.10023 | 242 | 22 | Summer | 0.61469 | 0.5457 | 0.5457 | 0.9302 | 0.41049 | 0.13271 | 0 | 0 | 0.6656 | 0.85008 | 0.011659 | 0.03136 | 0.10023 | 0.66421 | 0.6656 | 0 | 0 | 0.85 | 0.85 | 0.85 | 0.85 | 0.9302 | 0.011659 | 0.69584 | 0 | 0.15401
2025-08-30 23:00 | 45382.7757 | 45117.6622 | 0 | 265.1135 | 0 | 0.12996 | 0.13169 | 0.098732 | 242 | 23 | Summer | 0.59142 | 0.54754 | 0.54754 | 0.91095 | 0.36743 | 0.13169 | 0 | 0 | 0.66219 | 0.85008 | 0.011938 | 0.024002 | 0.098732 | 0.58272 | 0.66219 | 0 | 0 | 0.85 | 0.85 | 0.85 | 0.85 | 0.91095 | 0.011938 | 0.6334 | 0 | 0.13531
2025-08-31 00:00 | 41942.0614 | 41673.9237 | 0 | 268.1377 | 0 | 0.13144 | 0.13301 | 0.10304 | 243 | 0 | Summer | 0.55471 | 0.48104 | 0.48104 | 0.94878 | 0.35614 | 0.13301 | 0 | 0 | 0.66443 | 0.85008 | 0.012218 | 0.019437 | 0.10304 | 0.52743 | 0.66443 | 0 | 0 | 0.85 | 0.85 | 0.85 | 0.85 | 0.94878 | 0.012218 | 0.59514 | 0 | 0.042639
2025-08-31 01:00 | 39980.7917 | 39706.6994 | 0 | 274.0923 | 0 | 0.13436 | 0.13574 | 0.10934 | 243 | 1 | Summer | 0.51573 | 0.45924 | 0.45924 | 0.94906 | 0.29865 | 0.13574 | 0 | 0 | 0.66443 | 0.85008 | 0.012287 | 0.019437 | 0.10934 | 0.48331 | 0.66443 | 0 | 0 | 0.85 | 0.85 | 0.85 | 0.85 | 0.94906 | 0.012287 | 0.55167 | 0 | 0
2025-08-31 02:00 | 38712.8742 | 38437.6879 | 0 | 275.1863 | 0 | 0.1349 | 0.13606 | 0.11376 | 243 | 2 | Summer | 0.47769 | 0.44425 | 0.44425 | 0.94941 | 0.25138 | 0.13606 | 0 | 0 | 0.66443 | 0.85008 | 0.012567 | 0.019191 | 0.11376 | 0.46524 | 0.66443 | 0 | 0 | 0.85 | 0.85 | 0.85 | 0.85 | 0.94941 | 0.012567 | 0.53289 | 0 | 0
2025-08-31 03:00 | 37777.3716 | 37507.6191 | 0 | 269.7525 | 0 | 0.13223 | 0.13325 | 0.11379 | 243 | 3 | Summer | 0.46012 | 0.43819 | 0.43819 | 0.9491 | 0.22464 | 0.13325 | 0 | 0 | 0.66443 | 0.85008 | 0.012532 | 0.01917 | 0.11379 | 0.45789 | 0.66443 | 0 | 0 | 0.85 | 0.85 | 0.85 | 0.85 | 0.9491 | 0.012532 | 0.52986 | 0 | 0
2025-08-31 04:00 | 37296.9982 | 37033.4184 | 0 | 263.5798 | 0 | 0.12921 | 0.13012 | 0.11271 | 243 | 4 | Summer | 0.44971 | 0.43054 | 0.43054 | 0.94949 | 0.2044 | 0.13012 | 0 | 0 | 0.66443 | 0.85008 | 0.012532 | 0.01917 | 0.11271 | 0.46405 | 0.66443 | 0 | 0 | 0.85 | 0.85 | 0.85 | 0.85 | 0.94949 | 0.012532 | 0.53565 | 0 | 0
2025-08-31 05:00 | 38558.9536 | 38301.5704 | 0.28286 | 257.1004 | 1.2774e-05 | 0.12603 | 0.12694 | 0.1095 | 243 | 5 | Summer | 0.45811 | 0.44299 | 0.44299 | 0.94957 | 0.18921 | 0.12694 | 1.2774e-05 | 0 | 0.66443 | 0.85008 | 0.012567 | 0.01917 | 0.1095 | 0.49226 | 0.66443 | 0 | 0 | 0.85 | 0.85 | 0.85 | 0.85 | 0.94957 | 0.012567 | 0.54922 | 8.942e-06 | 0
2025-08-31 06:00 | 41967.2414 | 41009.7825 | 723.9808 | 233.4781 | 0.032696 | 0.11445 | 0.11509 | 0.10286 | 243 | 6 | Summer | 0.48774 | 0.45859 | 0.45859 | 0.94971 | 0.19102 | 0.11509 | 0.032696 | 0 | 0.66443 | 0.85008 | 0.012532 | 0.018904 | 0.10286 | 0.49923 | 0.66443 | 0 | 0 | 0.85 | 0.85 | 0.85 | 0.85 | 0.94971 | 0.012532 | 0.5429 | 0.022888 | 0
2025-08-31 07:00 | 47168.0717 | 43925.2142 | 3040.4937 | 202.3638 | 0.13731 | 0.099198 | 0.099723 | 0.089705 | 243 | 7 | Summer | 0.5162 | 0.46934 | 0.46934 | 0.95016 | 0.20898 | 0.099723 | 0.13731 | 0 | 0.66478 | 0.85008 | 0.012392 | 0.018904 | 0.089705 | 0.50879 | 0.66478 | 0 | 0 | 0.85 | 0.85 | 0.85 | 0.85 | 0.95016 | 0.012392 | 0.545 | 0.09612 | 0
2025-08-31 08:00 | 52575.1737 | 46647.394 | 5717.0596 | 210.7201 | 0.25819 | 0.10329 | 0.10438 | 0.083598 | 243 | 8 | Summer | 0.5354 | 0.4736 | 0.4736 | 0.95052 | 0.22514 | 0.10438 | 0.25819 | 0.19439 | 0.66478 | 0.85008 | 0.012602 | 0.018904 | 0.083598 | 0.53361 | 0.66478 | 0 | 0 | 0.85 | 0.85 | 0.85 | 0.85 | 0.95052 | 0.012602 | 0.54288 | 0.18074 | 0
2025-08-31 09:00 | 57816.5581 | 49283.1493 | 8326.6963 | 206.7126 | 0.37605 | 0.10133 | 0.10244 | 0.081348 | 243 | 9 | Summer | 0.54581 | 0.4857 | 0.4857 | 0.94978 | 0.24893 | 0.10244 | 0.37605 | 0.50389 | 0.66478 | 0.85008 | 0.014382 | 0.018904 | 0.081348 | 0.56932 | 0.66478 | 0 | 0 | 0.85 | 0.85 | 0.85 | 0.85 | 0.94978 | 0.014382 | 0.55471 | 0.26324 | 0
2025-08-31 10:00 | 60411.7354 | 49744.362 | 10472.0601 | 195.3133 | 0.47294 | 0.095742 | 0.096429 | 0.08333 | 243 | 10 | Summer | 0.56661 | 0.50285 | 0.50285 | 0.94712 | 0.26186 | 0.096429 | 0.47294 | 0.61316 | 0.66501 | 0.85008 | 0.014068 | 0.018915 | 0.08333 | 0.61473 | 0.66501 | 0 | 0 | 0.85 | 0.85 | 0.85 | 0.85 | 0.94712 | 0.014068 | 0.60127 | 0.33106 | 0
2025-08-31 11:00 | 61777.3811 | 49925.8048 | 11665.8431 | 185.7332 | 0.52685 | 0.091046 | 0.091326 | 0.085982 | 243 | 11 | Summer | 0.60096 | 0.52041 | 0.52041 | 0.94453 | 0.27752 | 0.091326 | 0.52685 | 0.62169 | 0.6656 | 0.85008 | 0.014417 | 0.023029 | 0.085982 | 0.67643 | 0.6656 | 0 | 0 | 0.85 | 0.85 | 0.85 | 0.85 | 0.94453 | 0.014417 | 0.64142 | 0.3688 | 0.0015394
2025-08-31 12:00 | 62341.5969 | 50112.3861 | 12052.7283 | 176.4825 | 0.54433 | 0.086511 | 0.086585 | 0.085179 | 243 | 12 | Summer | 0.62291 | 0.53799 | 0.53799 | 0.94362 | 0.31341 | 0.086585 | 0.54433 | 0.62222 | 0.6656 | 0.85008 | 0.013928 | 0.037669 | 0.085179 | 0.70982 | 0.6656 | 0 | 0 | 0.85 | 0.85 | 0.85 | 0.85 | 0.94362 | 0.013928 | 0.67439 | 0.38103 | 0.13423
2025-08-31 13:00 | 61611.949 | 49981.4181 | 11462.5386 | 167.9923 | 0.51767 | 0.082349 | 0.082366 | 0.082045 | 243 | 13 | Summer | 0.63006 | 0.55564 | 0.55564 | 0.9422 | 0.37114 | 0.082366 | 0.51767 | 0.63828 | 0.6656 | 0.85008 | 0.014242 | 0.073749 | 0.082045 | 0.73201 | 0.6656 | 0 | 0 | 0.85 | 0.85 | 0.85 | 0.85 | 0.9422 | 0.014242 | 0.69376 | 0.36237 | 0.25305
2025-08-31 14:00 | 61873.3557 | 51587.3268 | 10119.6966 | 166.3323 | 0.45703 | 0.081535 | 0.081482 | 0.0825 | 243 | 14 | Summer | 0.6488 | 0.56826 | 0.56826 | 0.9398 | 0.41215 | 0.081482 | 0.45703 | 0.63061 | 0.66582 | 0.85008 | 0.014033 | 0.099397 | 0.0825 | 0.74849 | 0.66582 | 0 | 0 | 0.85 | 0.85 | 0.85 | 0.85 | 0.9398 | 0.014033 | 0.70785 | 0.31992 | 0.30697
2025-08-31 15:00 | 62005.0408 | 53645.3953 | 8187.6617 | 171.9839 | 0.36977 | 0.084306 | 0.084114 | 0.087777 | 243 | 15 | Summer | 0.65735 | 0.56817 | 0.56817 | 0.93752 | 0.45803 | 0.084114 | 0.36977 | 0.64444 | 0.66641 | 0.85008 | 0.013928 | 0.12232 | 0.087777 | 0.75815 | 0.66641 | 0 | 0 | 0.85 | 0.85 | 0.85 | 0.85 | 0.93752 | 0.013928 | 0.71964 | 0.25884 | 0.37998
2025-08-31 16:00 | 61729.802 | 55845.7868 | 5700.1034 | 183.9118 | 0.25743 | 0.090153 | 0.089779 | 0.096911 | 243 | 16 | Summer | 0.66113 | 0.57399 | 0.57399 | 0.93651 | 0.48967 | 0.089779 | 0.25743 | 0.62638 | 0.66641 | 0.85008 | 0.013195 | 0.14338 | 0.096911 | 0.76334 | 0.66641 | 0 | 0 | 0.85 | 0.85 | 0.85 | 0.85 | 0.93651 | 0.013195 | 0.72909 | 0.1802 | 0.58653
2025-08-31 17:00 | 61510.5146 | 58323.9454 | 2992.2259 | 194.3434 | 0.13513 | 0.095266 | 0.0946 | 0.1073 | 243 | 17 | Summer | 0.65876 | 0.57144 | 0.57144 | 0.93752 | 0.50401 | 0.0946 | 0.13513 | 0.5801 | 0.66641 | 0.85008 | 0.01309 | 0.20336 | 0.1073 | 0.76686 | 0.66641 | 0 | 0 | 0.85 | 0.85 | 0.85 | 0.85 | 0.93752 | 0.01309 | 0.74086 | 0.094594 | 0.64515
2025-08-31 18:00 | 62524.8553 | 61616.7402 | 709.9434 | 198.1716 | 0.032062 | 0.097143 | 0.095987 | 0.11804 | 243 | 18 | Summer | 0.65784 | 0.57543 | 0.57543 | 0.9378 | 0.50368 | 0.095987 | 0.032062 | 0.50952 | 0.66641 | 0.85008 | 0.012846 | 0.22688 | 0.11804 | 0.77618 | 0.66641 | 0 | 0 | 0.85 | 0.85 | 0.85 | 0.85 | 0.9378 | 0.012846 | 0.75295 | 0.022444 | 0.64577
2025-08-31 19:00 | 59215.6856 | 59013.2458 | 0.031146 | 202.4086 | 1.4066e-06 | 0.09922 | 0.097433 | 0.13152 | 243 | 19 | Summer | 0.65654 | 0.58215 | 0.58215 | 0.93722 | 0.47421 | 0.097433 | 1.4066e-06 | 0.33059 | 0.66641 | 0.85008 | 0.011205 | 0.20175 | 0.13152 | 0.77565 | 0.66641 | 0 | 0 | 0.85 | 0.85 | 0.85 | 0.85 | 0.93722 | 0.011205 | 0.76424 | 9.8462e-07 | 0.70485
2025-08-31 20:00 | 56688.2733 | 56488.789 | 0 | 199.4843 | 0 | 0.097786 | 0.095524 | 0.13867 | 243 | 20 | Summer | 0.6677 | 0.58557 | 0.58557 | 0.93506 | 0.44805 | 0.095524 | 0 | 0.065097 | 0.66641 | 0.85008 | 0.01131 | 0.13977 | 0.13867 | 0.77193 | 0.66641 | 0 | 0 | 0.85 | 0.85 | 0.85 | 0.85 | 0.93506 | 0.01131 | 0.76712 | 0 | 0.71244
2025-08-31 21:00 | 53253.3842 | 53057.0951 | 0 | 196.2891 | 0 | 0.09622 | 0.093596 | 0.14365 | 243 | 21 | Summer | 0.65116 | 0.57136 | 0.57136 | 0.93281 | 0.42034 | 0.093596 | 0 | 0 | 0.66641 | 0.85008 | 0.011415 | 0.067558 | 0.14365 | 0.74633 | 0.66641 | 0 | 0 | 0.85 | 0.85 | 0.85 | 0.85 | 0.93281 | 0.011415 | 0.74851 | 0 | 0.38078
2025-08-31 22:00 | 49528.1746 | 49331.6413 | 0 | 196.5332 | 0 | 0.09634 | 0.093495 | 0.14775 | 243 | 22 | Summer | 0.61469 | 0.5457 | 0.5457 | 0.9302 | 0.41049 | 0.093495 | 0 | 0 | 0.6656 | 0.85008 | 0.011659 | 0.03136 | 0.14775 | 0.66421 | 0.6656 | 0 | 0 | 0.85 | 0.85 | 0.85 | 0.85 | 0.9302 | 0.011659 | 0.69584 | 0 | 0.15401
2025-08-31 23:00 | 45503.6407 | 45300.6286 | 0 | 203.0121 | 0 | 0.099516 | 0.096589 | 0.15241 | 243 | 23 | Summer | 0.59142 | 0.54754 | 0.54754 | 0.91095 | 0.36743 | 0.096589 | 0 | 0 | 0.66219 | 0.85008 | 0.011938 | 0.024002 | 0.15241 | 0.58272 | 0.66219 | 0 | 0 | 0.85 | 0.85 | 0.85 | 0.85 | 0.91095 | 0.011938 | 0.6334 | 0 | 0.13531
2025-09-01 00:00 | 63275.9536 | 63069.1065 | 0 | 206.847 | 0 | 0.1014 | 0.098277 | 0.15777 | 244 | 0 | Winter | 0.38112 | 0.34822 | 0.34822 | 0.87184 | 0.31588 | 0.098277 | 0 | 0 | 0.65714 | 0.85008 | 0.011799 | 0.0012155 | 0.15777 | 0.39122 | 0.65714 | 0 | 0 | 0.85 | 0.85 | 0.85 | 0.85 | 0.87184 | 0.011799 | 0.48528 | 0 | 0.0029205
2025-09-01 01:00 | 61986.5852 | 61778.9676 | 0 | 207.6176 | 0 | 0.10177 | 0.098458 | 0.16171 | 244 | 1 | Winter | 0.36674 | 0.33231 | 0.33231 | 0.87605 | 0.28158 | 0.098458 | 0 | 0 | 0.65714 | 0.85008 | 0.009774 | 0.00081967 | 0.16171 | 0.37856 | 0.65714 | 0 | 0 | 0.85 | 0.85 | 0.85 | 0.85 | 0.87605 | 0.009774 | 0.4777 | 0 | 0
2025-09-01 02:00 | 61306.0543 | 61096.0337 | 0 | 210.0205 | 0 | 0.10295 | 0.099462 | 0.16602 | 244 | 2 | Winter | 0.34679 | 0.32201 | 0.32201 | 0.8763 | 0.24925 | 0.099462 | 0 | 0 | 0.65714 | 0.85008 | 0.0098438 | 0.00079999 | 0.16602 | 0.37271 | 0.65714 | 0 | 0 | 0.85 | 0.85 | 0.85 | 0.85 | 0.8763 | 0.0098438 | 0.47491 | 0 | 0
2025-09-01 03:00 | 60878.8548 | 60656.7854 | 0 | 222.0694 | 0 | 0.10886 | 0.10557 | 0.16829 | 244 | 3 | Winter | 0.3338 | 0.31706 | 0.31706 | 0.87561 | 0.23438 | 0.10557 | 0 | 0 | 0.65714 | 0.85008 | 0.0098089 | 0.00079999 | 0.16829 | 0.37639 | 0.65714 | 0 | 0 | 0.85 | 0.85 | 0.85 | 0.85 | 0.87561 | 0.0098089 | 0.47708 | 0 | 0
2025-09-01 04:00 | 61027.5088 | 60784.0911 | 0 | 243.4177 | 0 | 0.11932 | 0.1166 | 0.16856 | 244 | 4 | Winter | 0.33501 | 0.31839 | 0.31839 | 0.87687 | 0.215 | 0.1166 | 0 | 0 | 0.65714 | 0.85008 | 0.0099486 | 0.00079999 | 0.16856 | 0.39652 | 0.65714 | 0 | 0 | 0.85 | 0.85 | 0.85 | 0.85 | 0.87687 | 0.0099486 | 0.49014 | 0 | 0
2025-09-01 05:00 | 64779.6381 | 64515.5081 | 0.20245 | 263.9276 | 9.1428e-06 | 0.12938 | 0.12702 | 0.17188 | 244 | 5 | Winter | 0.34255 | 0.3212 | 0.3212 | 0.87819 | 0.21182 | 0.12702 | 9.1428e-06 | 0 | 0.65714 | 0.85008 | 0.010053 | 0.00079999 | 0.17188 | 0.45896 | 0.65714 | 0 | 0 | 0.85 | 0.85 | 0.85 | 0.85 | 0.87819 | 0.010053 | 0.52415 | 6.4e-06 | 0
2025-09-01 06:00 | 72633.0572 | 71531.3418 | 831.0527 | 270.6627 | 0.037532 | 0.13268 | 0.13046 | 0.17277 | 244 | 6 | Winter | 0.3535 | 0.33148 | 0.33148 | 0.87914 | 0.24668 | 0.13046 | 0.037532 | 0 | 0.65714 | 0.85008 | 0.010088 | 0.00079999 | 0.17277 | 0.54134 | 0.65714 | 0 | 0 | 0.85 | 0.85 | 0.85 | 0.85 | 0.87914 | 0.010088 | 0.55421 | 0.026272 | 0.00017779
2025-09-01 07:00 | 79601.3997 | 75919.2005 | 3425.9625 | 256.2367 | 0.15472 | 0.12561 | 0.12353 | 0.16315 | 244 | 7 | Winter | 0.39334 | 0.34859 | 0.34859 | 0.8799 | 0.30623 | 0.12353 | 0.15472 | 0 | 0.65714 | 0.85008 | 0.011938 | 0.017261 | 0.16315 | 0.53641 | 0.65714 | 0 | 0 | 0.85 | 0.85 | 0.85 | 0.85 | 0.8799 | 0.011938 | 0.56215 | 0.10831 | 0.0038224
2025-09-01 08:00 | 80323.8929 | 73737.1868 | 6320.0623 | 266.6437 | 0.28543 | 0.13071 | 0.12887 | 0.16387 | 244 | 8 | Winter | 0.43014 | 0.36227 | 0.36227 | 0.88068 | 0.34685 | 0.12887 | 0.28543 | 0 | 0.65714 | 0.85008 | 0.010821 | 0.0096506 | 0.16387 | 0.4851 | 0.65714 | 0 | 0 | 0.85 | 0.85 | 0.85 | 0.85 | 0.88068 | 0.010821 | 0.53053 | 0.1998 | 8.8894e-05
2025-09-01 09:00 | 79862.0332 | 70615.4523 | 8955.381 | 291.1999 | 0.40444 | 0.14275 | 0.14145 | 0.16618 | 244 | 9 | Winter | 0.43228 | 0.35522 | 0.35522 | 0.88103 | 0.35924 | 0.14145 | 0.40444 | 0.040275 | 0.65714 | 0.85008 | 0.010961 | 0.00079999 | 0.16618 | 0.4407 | 0.65714 | 0 | 0 | 0.85 | 0.85 | 0.85 | 0.85 | 0.88103 | 0.010961 | 0.50047 | 0.28311 | 0
2025-09-01 10:00 | 78698.6024 | 67369.2688 | 11034.7956 | 294.538 | 0.49835 | 0.14438 | 0.14316 | 0.16653 | 244 | 10 | Winter | 0.4061 | 0.33487 | 0.33487 | 0.88085 | 0.36964 | 0.14316 | 0.49835 | 0.40566 | 0.65161 | 0.85008 | 0.013544 | 0.00079999 | 0.16653 | 0.43351 | 0.65161 | 0 | 0 | 0.85 | 0.85 | 0.85 | 0.85 | 0.88085 | 0.013544 | 0.48026 | 0.34885 | 0
2025-09-01 11:00 | 77033.7183 | 64369.205 | 12372.6052 | 291.9082 | 0.55877 | 0.14309 | 0.14207 | 0.16154 | 244 | 11 | Winter | 0.3925 | 0.32321 | 0.32321 | 0.87126 | 0.35242 | 0.14207 | 0.55877 | 0.54927 | 0.65161 | 0.85008 | 0.013649 | 0.00079999 | 0.16154 | 0.42796 | 0.65161 | 0 | 0 | 0.85 | 0.85 | 0.85 | 0.85 | 0.87126 | 0.013649 | 0.46854 | 0.39114 | 0
2025-09-01 12:00 | 77063.0541 | 63976.9754 | 12795.9498 | 290.1289 | 0.57789 | 0.14222 | 0.14185 | 0.1489 | 244 | 12 | Winter | 0.3815 | 0.31623 | 0.31623 | 0.87098 | 0.31489 | 0.14185 | 0.57789 | 0.54413 | 0.65161 | 0.85008 | 0.013788 | 0.00079999 | 0.1489 | 0.41662 | 0.65161 | 0 | 0 | 0.85 | 0.85 | 0.85 | 0.85 | 0.87098 | 0.013788 | 0.46441 | 0.40452 | 0
2025-09-01 13:00 | 77179.705 | 64648.9028 | 12248.4594 | 282.3427 | 0.55317 | 0.1384 | 0.13827 | 0.14073 | 244 | 13 | Winter | 0.37364 | 0.31803 | 0.31803 | 0.87056 | 0.27101 | 0.13827 | 0.55317 | 0.51602 | 0.65161 | 0.85008 | 0.010996 | 0.00079999 | 0.14073 | 0.39216 | 0.65161 | 0 | 0 | 0.85 | 0.85 | 0.85 | 0.85 | 0.87056 | 0.010996 | 0.45541 | 0.38722 | 0
2025-09-01 14:00 | 77170.4271 | 65916.4473 | 10975.2231 | 278.7567 | 0.49566 | 0.13665 | 0.13655 | 0.13843 | 244 | 14 | Winter | 0.36662 | 0.31876 | 0.31876 | 0.87131 | 0.25223 | 0.13655 | 0.49566 | 0.50431 | 0.65161 | 0.85008 | 0.011519 | 0.00079999 | 0.13843 | 0.38684 | 0.65161 | 0 | 0 | 0.85 | 0.85 | 0.85 | 0.85 | 0.87131 | 0.011519 | 0.45706 | 0.34696 | 0
2025-09-01 15:00 | 77666.0352 | 68431.5594 | 8953.3795 | 281.0963 | 0.40435 | 0.13779 | 0.13769 | 0.13961 | 244 | 15 | Winter | 0.35644 | 0.32325 | 0.32325 | 0.87285 | 0.24653 | 0.13769 | 0.40435 | 0.52622 | 0.65161 | 0.85008 | 0.011764 | 0.001192 | 0.13961 | 0.41154 | 0.65161 | 0 | 0 | 0.85 | 0.85 | 0.85 | 0.85 | 0.87285 | 0.011764 | 0.48176 | 0.28305 | 0
2025-09-01 16:00 | 80200.1911 | 73649.5278 | 6268.5987 | 282.0646 | 0.2831 | 0.13827 | 0.13823 | 0.13886 | 244 | 16 | Winter | 0.34271 | 0.32889 | 0.32889 | 0.87552 | 0.27001 | 0.13823 | 0.2831 | 0.54156 | 0.66088 | 0.85008 | 0.012567 | 0.0013328 | 0.13886 | 0.50479 | 0.66088 | 0 | 0 | 0.85 | 0.85 | 0.85 | 0.85 | 0.87552 | 0.012567 | 0.52016 | 0.19817 | 0
2025-09-01 17:00 | 82267.6801 | 78727.7894 | 3267.5626 | 272.3282 | 0.14757 | 0.13349 | 0.13365 | 0.13061 | 244 | 17 | Winter | 0.35239 | 0.34089 | 0.34089 | 0.87812 | 0.31218 | 0.13365 | 0.14757 | 0.47484 | 0.66641 | 0.85008 | 0.012811 | 0.0013818 | 0.13061 | 0.55841 | 0.66641 | 0 | 0 | 0.85 | 0.85 | 0.85 | 0.85 | 0.87812 | 0.012811 | 0.563 | 0.1033 | 0.108
2025-09-01 18:00 | 85426.9088 | 84415.7876 | 744.591 | 266.5302 | 0.033627 | 0.13065 | 0.1308 | 0.12796 | 244 | 18 | Winter | 0.36908 | 0.35647 | 0.35647 | 0.8795 | 0.33257 | 0.1308 | 0.033627 | 0.15048 | 0.66641 | 0.85008 | 0.011554 | 0.0054852 | 0.12796 | 0.57233 | 0.66641 | 0 | 0 | 0.85 | 0.85 | 0.85 | 0.85 | 0.8795 | 0.011554 | 0.60036 | 0.023539 | 0.31896
2025-09-01 19:00 | 81950.4745 | 81679.4924 | 0.0061903 | 270.976 | 2.7956e-07 | 0.13283 | 0.13257 | 0.13757 | 244 | 19 | Winter | 0.39083 | 0.3598 | 0.3598 | 0.8799 | 0.35171 | 0.13257 | 2.7956e-07 | 0 | 0.66641 | 0.85008 | 0.011624 | 0.0054852 | 0.13757 | 0.56127 | 0.66641 | 0 | 0 | 0.85 | 0.85 | 0.85 | 0.85 | 0.8799 | 0.011624 | 0.6033 | 1.9569e-07 | 0.16946
2025-09-01 20:00 | 78929.1974 | 78658.6715 | 0 | 270.5259 | 0 | 0.13261 | 0.13199 | 0.14389 | 244 | 20 | Winter | 0.38392 | 0.35256 | 0.35256 | 0.88015 | 0.35332 | 0.13199 | 0 | 0 | 0.66539 | 0.85008 | 0.011729 | 0.0079216 | 0.14389 | 0.55127 | 0.66539 | 0 | 0 | 0.85 | 0.85 | 0.85 | 0.85 | 0.88015 | 0.011729 | 0.58652 | 0 | 0.16317
2025-09-01 21:00 | 75397.4152 | 75131.3841 | 0 | 266.031 | 0 | 0.13041 | 0.12982 | 0.14108 | 244 | 21 | Winter | 0.36841 | 0.34678 | 0.34678 | 0.88022 | 0.34293 | 0.12982 | 0 | 0 | 0.66206 | 0.85008 | 0.011764 | 0.0066981 | 0.14108 | 0.52537 | 0.66206 | 0 | 0 | 0.85 | 0.85 | 0.85 | 0.85 | 0.88022 | 0.011764 | 0.56856 | 0 | 0.14339
2025-09-01 22:00 | 70542.104 | 70285.0983 | 0 | 257.0058 | 0 | 0.12598 | 0.1255 | 0.13476 | 244 | 22 | Winter | 0.35457 | 0.33613 | 0.33613 | 0.87928 | 0.32008 | 0.1255 | 0 | 0 | 0.66206 | 0.85008 | 0.011868 | 0.0013818 | 0.13476 | 0.46434 | 0.66206 | 0 | 0 | 0.85 | 0.85 | 0.85 | 0.85 | 0.87928 | 0.011868 | 0.54642 | 0 | 0.12674
2025-09-01 23:00 | 65520.2625 | 65276.4439 | 0 | 243.8186 | 0 | 0.11952 | 0.11891 | 0.13055 | 244 | 23 | Winter | 0.33817 | 0.32402 | 0.32402 | 0.87673 | 0.30333 | 0.11891 | 0 | 0 | 0.66044 | 0.85008 | 0.011659 | 0.0013818 | 0.13055 | 0.41028 | 0.66044 | 0 | 0 | 0.85 | 0.85 | 0.85 | 0.85 | 0.87673 | 0.011659 | 0.51856 | 0 | 0.039796
2025-09-02 00:00 | 63027.5255 | 62794.0628 | 0 | 233.4627 | 0 | 0.11444 | 0.11352 | 0.13104 | 245 | 0 | Winter | 0.38112 | 0.34822 | 0.34822 | 0.87184 | 0.31588 | 0.11352 | 0 | 0 | 0.65714 | 0.85008 | 0.011799 | 0.0012155 | 0.13104 | 0.39122 | 0.65714 | 0 | 0 | 0.85 | 0.85 | 0.85 | 0.85 | 0.87184 | 0.011799 | 0.48528 | 0 | 0.0029205
2025-09-02 01:00 | 61979.9474 | 61756.7504 | 0 | 223.197 | 0 | 0.10941 | 0.10812 | 0.13272 | 245 | 1 | Winter | 0.36674 | 0.33231 | 0.33231 | 0.87605 | 0.28158 | 0.10812 | 0 | 0 | 0.65714 | 0.85008 | 0.009774 | 0.00081967 | 0.13272 | 0.37856 | 0.65714 | 0 | 0 | 0.85 | 0.85 | 0.85 | 0.85 | 0.87605 | 0.009774 | 0.4777 | 0 | 0
2025-09-02 02:00 | 61715.7779 | 61496.4881 | 0 | 219.2897 | 0 | 0.10749 | 0.10599 | 0.13468 | 245 | 2 | Winter | 0.34679 | 0.32201 | 0.32201 | 0.8763 | 0.24925 | 0.10599 | 0 | 0 | 0.65714 | 0.85008 | 0.0098438 | 0.00079999 | 0.13468 | 0.37271 | 0.65714 | 0 | 0 | 0.85 | 0.85 | 0.85 | 0.85 | 0.8763 | 0.0098438 | 0.47491 | 0 | 0
2025-09-02 03:00 | 61551.336 | 61330.2939 | 0 | 221.042 | 0 | 0.10835 | 0.10677 | 0.1369 | 245 | 3 | Winter | 0.3338 | 0.31706 | 0.31706 | 0.87561 | 0.23438 | 0.10677 | 0 | 0 | 0.65714 | 0.85008 | 0.0098089 | 0.00079999 | 0.1369 | 0.37639 | 0.65714 | 0 | 0 | 0.85 | 0.85 | 0.85 | 0.85 | 0.87561 | 0.0098089 | 0.47708 | 0 | 0
2025-09-02 04:00 | 61751.2054 | 61525.6495 | 0 | 225.5559 | 0 | 0.11057 | 0.10882 | 0.14207 | 245 | 4 | Winter | 0.33501 | 0.31839 | 0.31839 | 0.87687 | 0.215 | 0.10882 | 0 | 0 | 0.65714 | 0.85008 | 0.0099486 | 0.00079999 | 0.14207 | 0.39652 | 0.65714 | 0 | 0 | 0.85 | 0.85 | 0.85 | 0.85 | 0.87687 | 0.0099486 | 0.49014 | 0 | 0
2025-09-02 05:00 | 65489.7466 | 65255.5358 | 0.082216 | 234.1286 | 3.713e-06 | 0.11477 | 0.11278 | 0.1507 | 245 | 5 | Winter | 0.34255 | 0.3212 | 0.3212 | 0.87819 | 0.21182 | 0.11278 | 3.713e-06 | 0 | 0.65714 | 0.85008 | 0.010053 | 0.00079999 | 0.1507 | 0.45896 | 0.65714 | 0 | 0 | 0.85 | 0.85 | 0.85 | 0.85 | 0.87819 | 0.010053 | 0.52415 | 2.5991e-06 | 0
2025-09-02 06:00 | 72580.7353 | 71445.2433 | 901.1677 | 234.3243 | 0.040699 | 0.11486 | 0.11254 | 0.15688 | 245 | 6 | Winter | 0.3535 | 0.33148 | 0.33148 | 0.87914 | 0.24668 | 0.11254 | 0.040699 | 0 | 0.65714 | 0.85008 | 0.010088 | 0.00079999 | 0.15688 | 0.54134 | 0.65714 | 0 | 0 | 0.85 | 0.85 | 0.85 | 0.85 | 0.87914 | 0.010088 | 0.55421 | 0.028489 | 0.00017779
2025-09-02 07:00 | 78244.9272 | 74180.3126 | 3849.4028 | 215.2119 | 0.17385 | 0.1055 | 0.10294 | 0.15174 | 245 | 7 | Winter | 0.39334 | 0.34859 | 0.34859 | 0.8799 | 0.30623 | 0.10294 | 0.17385 | 0 | 0.65714 | 0.85008 | 0.011938 | 0.017261 | 0.15174 | 0.53641 | 0.65714 | 0 | 0 | 0.85 | 0.85 | 0.85 | 0.85 | 0.8799 | 0.011938 | 0.56215 | 0.12169 | 0.0038224
2025-09-02 08:00 | 79062.6836 | 71765.8166 | 7061.8019 | 235.065 | 0.31893 | 0.11523 | 0.11292 | 0.15691 | 245 | 8 | Winter | 0.43014 | 0.36227 | 0.36227 | 0.88068 | 0.34685 | 0.11292 | 0.31893 | 0 | 0.65714 | 0.85008 | 0.010821 | 0.0096506 | 0.15691 | 0.4851 | 0.65714 | 0 | 0 | 0.85 | 0.85 | 0.85 | 0.85 | 0.88068 | 0.010821 | 0.53053 | 0.22325 | 8.8894e-05
2025-09-02 09:00 | 78837.1609 | 68635.7398 | 9952.0054 | 249.4156 | 0.44945 | 0.12226 | 0.12009 | 0.16146 | 245 | 9 | Winter | 0.43228 | 0.35522 | 0.35522 | 0.88103 | 0.35924 | 0.12009 | 0.44945 | 0.040275 | 0.65714 | 0.85008 | 0.010961 | 0.00079999 | 0.16146 | 0.4407 | 0.65714 | 0 | 0 | 0.85 | 0.85 | 0.85 | 0.85 | 0.88103 | 0.010961 | 0.50047 | 0.31462 | 0
2025-09-02 10:00 | 77620.1645 | 65316.6272 | 12053.6003 | 249.937 | 0.54436 | 0.12252 | 0.12064 | 0.15654 | 245 | 10 | Winter | 0.4061 | 0.33487 | 0.33487 | 0.88085 | 0.36964 | 0.12064 | 0.54436 | 0.40566 | 0.65161 | 0.85008 | 0.013544 | 0.00079999 | 0.15654 | 0.43351 | 0.65161 | 0 | 0 | 0.85 | 0.85 | 0.85 | 0.85 | 0.88085 | 0.013544 | 0.48026 | 0.38106 | 0
2025-09-02 11:00 | 75990.6633 | 62629.2663 | 13119.838 | 241.5589 | 0.59252 | 0.11841 | 0.11718 | 0.14065 | 245 | 11 | Winter | 0.3925 | 0.32321 | 0.32321 | 0.87126 | 0.35242 | 0.11718 | 0.59252 | 0.54927 | 0.65161 | 0.85008 | 0.013649 | 0.00079999 | 0.14065 | 0.42796 | 0.65161 | 0 | 0 | 0.85 | 0.85 | 0.85 | 0.85 | 0.87126 | 0.013649 | 0.46854 | 0.41476 | 0
2025-09-02 12:00 | 75901.3875 | 62634.6163 | 13044.7163 | 222.0549 | 0.58913 | 0.10885 | 0.10824 | 0.11987 | 245 | 12 | Winter | 0.3815 | 0.31623 | 0.31623 | 0.87098 | 0.31489 | 0.10824 | 0.58913 | 0.54413 | 0.65161 | 0.85008 | 0.013788 | 0.00079999 | 0.11987 | 0.41662 | 0.65161 | 0 | 0 | 0.85 | 0.85 | 0.85 | 0.85 | 0.87098 | 0.013788 | 0.46441 | 0.41239 | 0
2025-09-02 13:00 | 75808.5124 | 63717.1343 | 11889.6432 | 201.7348 | 0.53696 | 0.09889 | 0.098799 | 0.10053 | 245 | 13 | Winter | 0.37364 | 0.31803 | 0.31803 | 0.87056 | 0.27101 | 0.098799 | 0.53696 | 0.51602 | 0.65161 | 0.85008 | 0.010996 | 0.00079999 | 0.10053 | 0.39216 | 0.65161 | 0 | 0 | 0.85 | 0.85 | 0.85 | 0.85 | 0.87056 | 0.010996 | 0.45541 | 0.37587 | 0
2025-09-02 14:00 | 75548.9839 | 65232.1265 | 10128.4377 | 188.4197 | 0.45742 | 0.092363 | 0.092511 | 0.089679 | 245 | 14 | Winter | 0.36662 | 0.31876 | 0.31876 | 0.87131 | 0.25223 | 0.092511 | 0.45742 | 0.50431 | 0.65161 | 0.85008 | 0.011519 | 0.00079999 | 0.089679 | 0.38684 | 0.65161 | 0 | 0 | 0.85 | 0.85 | 0.85 | 0.85 | 0.87131 | 0.011519 | 0.45706 | 0.32019 | 0
2025-09-02 15:00 | 75736.8573 | 67528.1688 | 8025.7363 | 182.9521 | 0.36246 | 0.089682 | 0.089779 | 0.087937 | 245 | 15 | Winter | 0.35644 | 0.32325 | 0.32325 | 0.87285 | 0.24653 | 0.089779 | 0.36246 | 0.52622 | 0.65161 | 0.85008 | 0.011764 | 0.001192 | 0.087937 | 0.41154 | 0.65161 | 0 | 0 | 0.85 | 0.85 | 0.85 | 0.85 | 0.87285 | 0.011764 | 0.48176 | 0.25372 | 0
2025-09-02 16:00 | 77762.5158 | 72220.2625 | 5357.7714 | 184.4819 | 0.24197 | 0.090432 | 0.090502 | 0.08917 | 245 | 16 | Winter | 0.34271 | 0.32889 | 0.32889 | 0.87552 | 0.27001 | 0.090502 | 0.24197 | 0.54156 | 0.66088 | 0.85008 | 0.012567 | 0.0013328 | 0.08917 | 0.50479 | 0.66088 | 0 | 0 | 0.85 | 0.85 | 0.85 | 0.85 | 0.87552 | 0.012567 | 0.52016 | 0.16938 | 0
2025-09-02 17:00 | 79428.634 | 76543.0118 | 2697.1448 | 188.4773 | 0.12181 | 0.092391 | 0.092551 | 0.089491 | 245 | 17 | Winter | 0.35239 | 0.34089 | 0.34089 | 0.87812 | 0.31218 | 0.092551 | 0.12181 | 0.47484 | 0.66641 | 0.85008 | 0.012811 | 0.0013818 | 0.089491 | 0.55841 | 0.66641 | 0 | 0 | 0.85 | 0.85 | 0.85 | 0.85 | 0.87812 | 0.012811 | 0.563 | 0.085266 | 0.108
2025-09-02 18:00 | 83279.6322 | 82488.8204 | 588.6418 | 202.17 | 0.026584 | 0.099103 | 0.099482 | 0.09225 | 245 | 18 | Winter | 0.36908 | 0.35647 | 0.35647 | 0.8795 | 0.33257 | 0.099482 | 0.026584 | 0.15048 | 0.66641 | 0.85008 | 0.011554 | 0.0054852 | 0.09225 | 0.57233 | 0.66641 | 0 | 0 | 0.85 | 0.85 | 0.85 | 0.85 | 0.8795 | 0.011554 | 0.60036 | 0.018609 | 0.31896
2025-09-02 19:00 | 80845.245 | 80625.8399 | 0 | 219.4051 | 0 | 0.10755 | 0.10806 | 0.098357 | 245 | 19 | Winter | 0.39083 | 0.3598 | 0.3598 | 0.8799 | 0.35171 | 0.10806 | 0 | 0 | 0.66641 | 0.85008 | 0.011624 | 0.0054852 | 0.098357 | 0.56127 | 0.66641 | 0 | 0 | 0.85 | 0.85 | 0.85 | 0.85 | 0.8799 | 0.011624 | 0.6033 | 0 | 0.16946
2025-09-02 20:00 | 78033.6187 | 77802.0854 | 0 | 231.5332 | 0 | 0.1135 | 0.11405 | 0.10355 | 245 | 20 | Winter | 0.38392 | 0.35256 | 0.35256 | 0.88015 | 0.35332 | 0.11405 | 0 | 0 | 0.66539 | 0.85008 | 0.011729 | 0.0079216 | 0.10355 | 0.55127 | 0.66539 | 0 | 0 | 0.85 | 0.85 | 0.85 | 0.85 | 0.88015 | 0.011729 | 0.58652 | 0 | 0.16317
2025-09-02 21:00 | 74759.8564 | 74523.2796 | 0 | 236.5768 | 0 | 0.11597 | 0.1166 | 0.1046 | 245 | 21 | Winter | 0.36841 | 0.34678 | 0.34678 | 0.88022 | 0.34293 | 0.1166 | 0 | 0 | 0.66206 | 0.85008 | 0.011764 | 0.0066981 | 0.1046 | 0.52537 | 0.66206 | 0 | 0 | 0.85 | 0.85 | 0.85 | 0.85 | 0.88022 | 0.011764 | 0.56856 | 0 | 0.14339
2025-09-02 22:00 | 70243.1109 | 70005.6645 | 0 | 237.4464 | 0 | 0.1164 | 0.11716 | 0.10256 | 245 | 22 | Winter | 0.35457 | 0.33613 | 0.33613 | 0.87928 | 0.32008 | 0.11716 | 0 | 0 | 0.66206 | 0.85008 | 0.011868 | 0.0013818 | 0.10256 | 0.46434 | 0.66206 | 0 | 0 | 0.85 | 0.85 | 0.85 | 0.85 | 0.87928 | 0.011868 | 0.54642 | 0 | 0.12674
2025-09-02 23:00 | 65482.8884 | 65240.5304 | 0 | 242.3579 | 0 | 0.1188 | 0.11967 | 0.1031 | 245 | 23 | Winter | 0.33817 | 0.32402 | 0.32402 | 0.87673 | 0.30333 | 0.11967 | 0 | 0 | 0.66044 | 0.85008 | 0.011659 | 0.0013818 | 0.1031 | 0.41028 | 0.66044 | 0 | 0 | 0.85 | 0.85 | 0.85 | 0.85 | 0.87673 | 0.011659 | 0.51856 | 0 | 0.039796
2025-09-03 00:00 | 63119.8616 | 62870.6403 | 0 | 249.2213 | 0 | 0.12217 | 0.12303 | 0.10663 | 246 | 0 | Winter | 0.38112 | 0.34822 | 0.34822 | 0.87184 | 0.31588 | 0.12303 | 0 | 0 | 0.65714 | 0.85008 | 0.011799 | 0.0012155 | 0.10663 | 0.39122 | 0.65714 | 0 | 0 | 0.85 | 0.85 | 0.85 | 0.85 | 0.87184 | 0.011799 | 0.48528 | 0 | 0.0029205
2025-09-03 01:00 | 61973.3095 | 61720.5506 | 0 | 252.759 | 0 | 0.1239 | 0.12461 | 0.11103 | 246 | 1 | Winter | 0.36674 | 0.33231 | 0.33231 | 0.87605 | 0.28158 | 0.12461 | 0 | 0 | 0.65714 | 0.85008 | 0.009774 | 0.00081967 | 0.11103 | 0.37856 | 0.65714 | 0 | 0 | 0.85 | 0.85 | 0.85 | 0.85 | 0.87605 | 0.009774 | 0.4777 | 0 | 0
2025-09-03 02:00 | 61426.2992 | 61169.5146 | 0 | 256.7846 | 0 | 0.12587 | 0.1265 | 0.11454 | 246 | 2 | Winter | 0.34679 | 0.32201 | 0.32201 | 0.8763 | 0.24925 | 0.1265 | 0 | 0 | 0.65714 | 0.85008 | 0.0098438 | 0.00079999 | 0.11454 | 0.37271 | 0.65714 | 0 | 0 | 0.85 | 0.85 | 0.85 | 0.85 | 0.8763 | 0.0098438 | 0.47491 | 0 | 0
2025-09-03 03:00 | 61119.3448 | 60860.5027 | 0 | 258.8421 | 0 | 0.12688 | 0.12731 | 0.11925 | 246 | 3 | Winter | 0.3338 | 0.31706 | 0.31706 | 0.87561 | 0.23438 | 0.12731 | 0 | 0 | 0.65714 | 0.85008 | 0.0098089 | 0.00079999 | 0.11925 | 0.37639 | 0.65714 | 0 | 0 | 0.85 | 0.85 | 0.85 | 0.85 | 0.87561 | 0.0098089 | 0.47708 | 0 | 0
2025-09-03 04:00 | 61290.2663 | 61028.35 | 0 | 261.9163 | 0 | 0.12839 | 0.12843 | 0.12766 | 246 | 4 | Winter | 0.33501 | 0.31839 | 0.31839 | 0.87687 | 0.215 | 0.12843 | 0 | 0 | 0.65714 | 0.85008 | 0.0099486 | 0.00079999 | 0.12766 | 0.39652 | 0.65714 | 0 | 0 | 0.85 | 0.85 | 0.85 | 0.85 | 0.87687 | 0.0099486 | 0.49014 | 0 | 0
2025-09-03 05:00 | 64962.1118 | 64692.8533 | 0.018895 | 269.2396 | 8.5334e-07 | 0.13198 | 0.13162 | 0.1384 | 246 | 5 | Winter | 0.34255 | 0.3212 | 0.3212 | 0.87819 | 0.21182 | 0.13162 | 8.5334e-07 | 0 | 0.65714 | 0.85008 | 0.010053 | 0.00079999 | 0.1384 | 0.45896 | 0.65714 | 0 | 0 | 0.85 | 0.85 | 0.85 | 0.85 | 0.87819 | 0.010053 | 0.52415 | 5.9734e-07 | 0
2025-09-03 06:00 | 71772.4288 | 70926.8386 | 569.8865 | 275.7038 | 0.025737 | 0.13515 | 0.13468 | 0.14365 | 246 | 6 | Winter | 0.3535 | 0.33148 | 0.33148 | 0.87914 | 0.24668 | 0.13468 | 0.025737 | 0 | 0.65714 | 0.85008 | 0.010088 | 0.00079999 | 0.14365 | 0.54134 | 0.65714 | 0 | 0 | 0.85 | 0.85 | 0.85 | 0.85 | 0.87914 | 0.010088 | 0.55421 | 0.018016 | 0.00017779
2025-09-03 07:00 | 76989.2164 | 74209.37 | 2514.3883 | 265.4581 | 0.11355 | 0.13013 | 0.12946 | 0.14226 | 246 | 7 | Winter | 0.39334 | 0.34859 | 0.34859 | 0.8799 | 0.30623 | 0.12946 | 0.11355 | 0 | 0.65714 | 0.85008 | 0.011938 | 0.017261 | 0.14226 | 0.53641 | 0.65714 | 0 | 0 | 0.85 | 0.85 | 0.85 | 0.85 | 0.8799 | 0.011938 | 0.56215 | 0.079488 | 0.0038224
2025-09-03 08:00 | 77347.3748 | 72128.4498 | 4940.7122 | 278.2127 | 0.22313 | 0.13638 | 0.13586 | 0.14569 | 246 | 8 | Winter | 0.43014 | 0.36227 | 0.36227 | 0.88068 | 0.34685 | 0.13586 | 0.22313 | 0 | 0.65714 | 0.85008 | 0.010821 | 0.0096506 | 0.14569 | 0.4851 | 0.65714 | 0 | 0 | 0.85 | 0.85 | 0.85 | 0.85 | 0.88068 | 0.010821 | 0.53053 | 0.15619 | 8.8894e-05
2025-09-03 09:00 | 76986.5421 | 69519.4109 | 7169.2662 | 297.865 | 0.32378 | 0.14601 | 0.14545 | 0.15624 | 246 | 9 | Winter | 0.43228 | 0.35522 | 0.35522 | 0.88103 | 0.35924 | 0.14545 | 0.32378 | 0.040275 | 0.65714 | 0.85008 | 0.010961 | 0.00079999 | 0.15624 | 0.4407 | 0.65714 | 0 | 0 | 0.85 | 0.85 | 0.85 | 0.85 | 0.88103 | 0.010961 | 0.50047 | 0.22664 | 0
2025-09-03 10:00 | 76160.1446 | 67115.9814 | 8725.7645 | 318.3987 | 0.39407 | 0.15608 | 0.15545 | 0.16741 | 246 | 10 | Winter | 0.4061 | 0.33487 | 0.33487 | 0.88085 | 0.36964 | 0.15545 | 0.39407 | 0.40566 | 0.65161 | 0.85008 | 0.013544 | 0.00079999 | 0.16741 | 0.43351 | 0.65161 | 0 | 0 | 0.85 | 0.85 | 0.85 | 0.85 | 0.88085 | 0.013544 | 0.48026 | 0.27585 | 0
2025-09-03 11:00 | 74739.7309 | 64306.4199 | 10103.6346 | 329.6763 | 0.4563 | 0.16161 | 0.16075 | 0.177 | 246 | 11 | Winter | 0.3925 | 0.32321 | 0.32321 | 0.87126 | 0.35242 | 0.16075 | 0.4563 | 0.54927 | 0.65161 | 0.85008 | 0.013649 | 0.00079999 | 0.177 | 0.42796 | 0.65161 | 0 | 0 | 0.85 | 0.85 | 0.85 | 0.85 | 0.87126 | 0.013649 | 0.46854 | 0.31941 | 0
2025-09-03 12:00 | 74839.5117 | 63793.2792 | 10710.4909 | 335.7417 | 0.48371 | 0.16458 | 0.16337 | 0.18651 | 246 | 12 | Winter | 0.3815 | 0.31623 | 0.31623 | 0.87098 | 0.31489 | 0.16337 | 0.48371 | 0.54413 | 0.65161 | 0.85008 | 0.013788 | 0.00079999 | 0.18651 | 0.41662 | 0.65161 | 0 | 0 | 0.85 | 0.85 | 0.85 | 0.85 | 0.87098 | 0.013788 | 0.46441 | 0.3386 | 0
2025-09-03 13:00 | 75114.1585 | 64271.5523 | 10502.9824 | 339.6237 | 0.47434 | 0.16648 | 0.16485 | 0.19594 | 246 | 13 | Winter | 0.37364 | 0.31803 | 0.31803 | 0.87056 | 0.27101 | 0.16485 | 0.47434 | 0.51602 | 0.65161 | 0.85008 | 0.010996 | 0.00079999 | 0.19594 | 0.39216 | 0.65161 | 0 | 0 | 0.85 | 0.85 | 0.85 | 0.85 | 0.87056 | 0.010996 | 0.45541 | 0.33204 | 0
2025-09-03 14:00 | 75216.3802 | 65483.1426 | 9386.6591 | 346.5784 | 0.42392 | 0.16989 | 0.16817 | 0.20105 | 246 | 14 | Winter | 0.36662 | 0.31876 | 0.31876 | 0.87131 | 0.25223 | 0.16817 | 0.42392 | 0.50431 | 0.65161 | 0.85008 | 0.011519 | 0.00079999 | 0.20105 | 0.38684 | 0.65161 | 0 | 0 | 0.85 | 0.85 | 0.85 | 0.85 | 0.87131 | 0.011519 | 0.45706 | 0.29674 | 0
2025-09-03 15:00 | 75675.554 | 67952.0247 | 7371.5931 | 351.9362 | 0.33292 | 0.17252 | 0.17078 | 0.20395 | 246 | 15 | Winter | 0.35644 | 0.32325 | 0.32325 | 0.87285 | 0.24653 | 0.17078 | 0.33292 | 0.52622 | 0.65161 | 0.85008 | 0.011764 | 0.001192 | 0.20395 | 0.41154 | 0.65161 | 0 | 0 | 0.85 | 0.85 | 0.85 | 0.85 | 0.87285 | 0.011764 | 0.48176 | 0.23304 | 0
2025-09-03 16:00 | 77744.9575 | 72516.9212 | 4872.438 | 355.5983 | 0.22005 | 0.17431 | 0.17271 | 0.20333 | 246 | 16 | Winter | 0.34271 | 0.32889 | 0.32889 | 0.87552 | 0.27001 | 0.17271 | 0.22005 | 0.54156 | 0.66088 | 0.85008 | 0.012567 | 0.0013328 | 0.20333 | 0.50479 | 0.66088 | 0 | 0 | 0.85 | 0.85 | 0.85 | 0.85 | 0.87552 | 0.012567 | 0.52016 | 0.15403 | 0
2025-09-03 17:00 | 79406.3453 | 76574.2033 | 2464.7808 | 367.3611 | 0.11131 | 0.18008 | 0.17867 | 0.20547 | 246 | 17 | Winter | 0.35239 | 0.34089 | 0.34089 | 0.87812 | 0.31218 | 0.17867 | 0.11131 | 0.47484 | 0.66641 | 0.85008 | 0.012811 | 0.0013818 | 0.20547 | 0.55841 | 0.66641 | 0 | 0 | 0.85 | 0.85 | 0.85 | 0.85 | 0.87812 | 0.012811 | 0.563 | 0.07792 | 0.108
2025-09-03 18:00 | 82151.6213 | 81252.6361 | 508.1648 | 390.8204 | 0.02295 | 0.19158 | 0.19039 | 0.21313 | 246 | 18 | Winter | 0.36908 | 0.35647 | 0.35647 | 0.8795 | 0.33257 | 0.19039 | 0.02295 | 0.15048 | 0.66641 | 0.85008 | 0.011554 | 0.0054852 | 0.21313 | 0.57233 | 0.66641 | 0 | 0 | 0.85 | 0.85 | 0.85 | 0.85 | 0.8795 | 0.011554 | 0.60036 | 0.016065 | 0.31896
2025-09-03 19:00 | 78294.2208 | 77876.378 | 0 | 417.8428 | 0 | 0.20482 | 0.20383 | 0.22288 | 246 | 19 | Winter | 0.39083 | 0.3598 | 0.3598 | 0.8799 | 0.35171 | 0.20383 | 0 | 0 | 0.66641 | 0.85008 | 0.011624 | 0.0054852 | 0.22288 | 0.56127 | 0.66641 | 0 | 0 | 0.85 | 0.85 | 0.85 | 0.85 | 0.8799 | 0.011624 | 0.6033 | 0 | 0.16946
2025-09-03 20:00 | 74864.1438 | 74429.3034 | 0 | 434.8404 | 0 | 0.21316 | 0.21244 | 0.22604 | 246 | 20 | Winter | 0.38392 | 0.35256 | 0.35256 | 0.88015 | 0.35332 | 0.21244 | 0 | 0 | 0.66539 | 0.85008 | 0.011729 | 0.0079216 | 0.22604 | 0.55127 | 0.66539 | 0 | 0 | 0.85 | 0.85 | 0.85 | 0.85 | 0.88015 | 0.011729 | 0.58652 | 0 | 0.16317
2025-09-03 21:00 | 70859.7557 | 70423.5771 | 0 | 436.1786 | 0 | 0.21381 | 0.21339 | 0.22149 | 246 | 21 | Winter | 0.36841 | 0.34678 | 0.34678 | 0.88022 | 0.34293 | 0.21339 | 0 | 0 | 0.66206 | 0.85008 | 0.011764 | 0.0066981 | 0.22149 | 0.52537 | 0.66206 | 0 | 0 | 0.85 | 0.85 | 0.85 | 0.85 | 0.88022 | 0.011764 | 0.56856 | 0 | 0.14339
2025-09-03 22:00 | 65681.2682 | 65254.6757 | 0 | 426.5925 | 0 | 0.20911 | 0.20897 | 0.21174 | 246 | 22 | Winter | 0.35457 | 0.33613 | 0.33613 | 0.87928 | 0.32008 | 0.20897 | 0 | 0 | 0.66206 | 0.85008 | 0.011868 | 0.0013818 | 0.21174 | 0.46434 | 0.66206 | 0 | 0 | 0.85 | 0.85 | 0.85 | 0.85 | 0.87928 | 0.011868 | 0.54642 | 0 | 0.12674
2025-09-03 23:00 | 60382.4184 | 59971.3065 | 0 | 411.1119 | 0 | 0.20153 | 0.20164 | 0.19953 | 246 | 23 | Winter | 0.33817 | 0.32402 | 0.32402 | 0.87673 | 0.30333 | 0.20164 | 0 | 0 | 0.66044 | 0.85008 | 0.011659 | 0.0013818 | 0.19953 | 0.41028 | 0.66044 | 0 | 0 | 0.85 | 0.85 | 0.85 | 0.85 | 0.87673 | 0.011659 | 0.51856 | 0 | 0.039796
2025-09-04 00:00 | 57652.2457 | 57246.0672 | 0 | 406.1785 | 0 | 0.19911 | 0.19979 | 0.1868 | 247 | 0 | Winter | 0.38112 | 0.34822 | 0.34822 | 0.87184 | 0.31588 | 0.19979 | 0 | 0 | 0.65714 | 0.85008 | 0.011799 | 0.0012155 | 0.1868 | 0.39122 | 0.65714 | 0 | 0 | 0.85 | 0.85 | 0.85 | 0.85 | 0.87184 | 0.011799 | 0.48528 | 0 | 0.0029205
2025-09-04 01:00 | 56306.7933 | 55909.4988 | 0 | 397.2945 | 0 | 0.19475 | 0.19541 | 0.18289 | 247 | 1 | Winter | 0.36674 | 0.33231 | 0.33231 | 0.87605 | 0.28158 | 0.19541 | 0 | 0 | 0.65714 | 0.85008 | 0.009774 | 0.00081967 | 0.18289 | 0.37856 | 0.65714 | 0 | 0 | 0.85 | 0.85 | 0.85 | 0.85 | 0.87605 | 0.009774 | 0.4777 | 0 | 0
2025-09-04 02:00 | 55743.6109 | 55355.5493 | 0 | 388.0617 | 0 | 0.19023 | 0.19057 | 0.18407 | 247 | 2 | Winter | 0.34679 | 0.32201 | 0.32201 | 0.8763 | 0.24925 | 0.19057 | 0 | 0 | 0.65714 | 0.85008 | 0.0098438 | 0.00079999 | 0.18407 | 0.37271 | 0.65714 | 0 | 0 | 0.85 | 0.85 | 0.85 | 0.85 | 0.8763 | 0.0098438 | 0.47491 | 0 | 0
2025-09-04 03:00 | 55585.8493 | 55203.3488 | 0 | 382.5005 | 0 | 0.1875 | 0.18759 | 0.18581 | 247 | 3 | Winter | 0.3338 | 0.31706 | 0.31706 | 0.87561 | 0.23438 | 0.18759 | 0 | 0 | 0.65714 | 0.85008 | 0.0098089 | 0.00079999 | 0.18581 | 0.37639 | 0.65714 | 0 | 0 | 0.85 | 0.85 | 0.85 | 0.85 | 0.87561 | 0.0098089 | 0.47708 | 0 | 0
2025-09-04 04:00 | 55859.2018 | 55448.8487 | 0 | 410.3531 | 0 | 0.20115 | 0.20168 | 0.19171 | 247 | 4 | Winter | 0.33501 | 0.31839 | 0.31839 | 0.87687 | 0.215 | 0.20168 | 0 | 0 | 0.65714 | 0.85008 | 0.0099486 | 0.00079999 | 0.19171 | 0.39652 | 0.65714 | 0 | 0 | 0.85 | 0.85 | 0.85 | 0.85 | 0.87687 | 0.0099486 | 0.49014 | 0 | 0
2025-09-04 05:00 | 59696.756 | 59265.5 | 0.0062793 | 431.2497 | 2.8359e-07 | 0.2114 | 0.21174 | 0.20518 | 247 | 5 | Winter | 0.34255 | 0.3212 | 0.3212 | 0.87819 | 0.21182 | 0.21174 | 2.8359e-07 | 0 | 0.65714 | 0.85008 | 0.010053 | 0.00079999 | 0.20518 | 0.45896 | 0.65714 | 0 | 0 | 0.85 | 0.85 | 0.85 | 0.85 | 0.87819 | 0.010053 | 0.52415 | 1.9851e-07 | 0
2025-09-04 06:00 | 67716.1999 | 66765.1088 | 531.1809 | 419.9102 | 0.023989 | 0.20584 | 0.20515 | 0.21825 | 247 | 6 | Winter | 0.3535 | 0.33148 | 0.33148 | 0.87914 | 0.24668 | 0.20515 | 0.023989 | 0 | 0.65714 | 0.85008 | 0.010088 | 0.00079999 | 0.21825 | 0.54134 | 0.65714 | 0 | 0 | 0.85 | 0.85 | 0.85 | 0.85 | 0.87914 | 0.010088 | 0.55421 | 0.016792 | 0.00017779
2025-09-04 07:00 | 75434.811 | 72559.8203 | 2492.3801 | 382.6106 | 0.11256 | 0.18755 | 0.18613 | 0.21335 | 247 | 7 | Winter | 0.39334 | 0.34859 | 0.34859 | 0.8799 | 0.30623 | 0.18613 | 0.11256 | 0 | 0.65714 | 0.85008 | 0.011938 | 0.017261 | 0.21335 | 0.53641 | 0.65714 | 0 | 0 | 0.85 | 0.85 | 0.85 | 0.85 | 0.8799 | 0.011938 | 0.56215 | 0.078793 | 0.0038224
2025-09-04 08:00 | 77169.265 | 71904.3695 | 4860.0983 | 404.7973 | 0.21949 | 0.19843 | 0.19776 | 0.21056 | 247 | 8 | Winter | 0.43014 | 0.36227 | 0.36227 | 0.88068 | 0.34685 | 0.19776 | 0.21949 | 0 | 0.65714 | 0.85008 | 0.010821 | 0.0096506 | 0.21056 | 0.4851 | 0.65714 | 0 | 0 | 0.85 | 0.85 | 0.85 | 0.85 | 0.88068 | 0.010821 | 0.53053 | 0.15364 | 8.8894e-05
2025-09-04 09:00 | 77539.3605 | 69944.5963 | 7177.7385 | 417.0257 | 0.32416 | 0.20442 | 0.20393 | 0.21343 | 247 | 9 | Winter | 0.43228 | 0.35522 | 0.35522 | 0.88103 | 0.35924 | 0.20393 | 0.32416 | 0.040275 | 0.65714 | 0.85008 | 0.010961 | 0.00079999 | 0.21343 | 0.4407 | 0.65714 | 0 | 0 | 0.85 | 0.85 | 0.85 | 0.85 | 0.88103 | 0.010961 | 0.50047 | 0.22691 | 0
2025-09-04 10:00 | 76938.3214 | 67428.6295 | 9097.3136 | 412.3784 | 0.41085 | 0.20215 | 0.20131 | 0.21718 | 247 | 10 | Winter | 0.4061 | 0.33487 | 0.33487 | 0.88085 | 0.36964 | 0.20131 | 0.41085 | 0.40566 | 0.65161 | 0.85008 | 0.013544 | 0.00079999 | 0.21718 | 0.43351 | 0.65161 | 0 | 0 | 0.85 | 0.85 | 0.85 | 0.85 | 0.88085 | 0.013544 | 0.48026 | 0.2876 | 0
2025-09-04 11:00 | 75660.5052 | 64845.6301 | 10400.5454 | 414.3296 | 0.46971 | 0.2031 | 0.20226 | 0.21836 | 247 | 11 | Winter | 0.3925 | 0.32321 | 0.32321 | 0.87126 | 0.35242 | 0.20226 | 0.46971 | 0.54927 | 0.65161 | 0.85008 | 0.013649 | 0.00079999 | 0.21836 | 0.42796 | 0.65161 | 0 | 0 | 0.85 | 0.85 | 0.85 | 0.85 | 0.87126 | 0.013649 | 0.46854 | 0.3288 | 0
2025-09-04 12:00 | 75929.5336 | 64524.0274 | 10979.9358 | 425.5704 | 0.49588 | 0.20861 | 0.20833 | 0.2138 | 247 | 12 | Winter | 0.3815 | 0.31623 | 0.31623 | 0.87098 | 0.31489 | 0.20833 | 0.49588 | 0.54413 | 0.65161 | 0.85008 | 0.013788 | 0.00079999 | 0.2138 | 0.41662 | 0.65161 | 0 | 0 | 0.85 | 0.85 | 0.85 | 0.85 | 0.87098 | 0.013788 | 0.46441 | 0.34711 | 0
2025-09-04 13:00 | 76315.2031 | 65251.9775 | 10631.112 | 432.1135 | 0.48012 | 0.21182 | 0.21194 | 0.20962 | 247 | 13 | Winter | 0.37364 | 0.31803 | 0.31803 | 0.87056 | 0.27101 | 0.21194 | 0.48012 | 0.51602 | 0.65161 | 0.85008 | 0.010996 | 0.00079999 | 0.20962 | 0.39216 | 0.65161 | 0 | 0 | 0.85 | 0.85 | 0.85 | 0.85 | 0.87056 | 0.010996 | 0.45541 | 0.33609 | 0
2025-09-04 14:00 | 76516.2249 | 66552.0175 | 9535.3113 | 428.8961 | 0.43063 | 0.21024 | 0.21027 | 0.20968 | 247 | 14 | Winter | 0.36662 | 0.31876 | 0.31876 | 0.87131 | 0.25223 | 0.21027 | 0.43063 | 0.50431 | 0.65161 | 0.85008 | 0.011519 | 0.00079999 | 0.20968 | 0.38684 | 0.65161 | 0 | 0 | 0.85 | 0.85 | 0.85 | 0.85 | 0.87131 | 0.011519 | 0.45706 | 0.30144 | 0
2025-09-04 15:00 | 77156.8423 | 68963.3855 | 7778.6583 | 414.7985 | 0.3513 | 0.20333 | 0.20304 | 0.20858 | 247 | 15 | Winter | 0.35644 | 0.32325 | 0.32325 | 0.87285 | 0.24653 | 0.20304 | 0.3513 | 0.52622 | 0.65161 | 0.85008 | 0.011764 | 0.001192 | 0.20858 | 0.41154 | 0.65161 | 0 | 0 | 0.85 | 0.85 | 0.85 | 0.85 | 0.87285 | 0.011764 | 0.48176 | 0.24591 | 0
2025-09-04 16:00 | 79647.1051 | 73871.408 | 5383.4704 | 392.2267 | 0.24313 | 0.19227 | 0.19179 | 0.20087 | 247 | 16 | Winter | 0.34271 | 0.32889 | 0.32889 | 0.87552 | 0.27001 | 0.19179 | 0.24313 | 0.54156 | 0.66088 | 0.85008 | 0.012567 | 0.0013328 | 0.20087 | 0.50479 | 0.66088 | 0 | 0 | 0.85 | 0.85 | 0.85 | 0.85 | 0.87552 | 0.012567 | 0.52016 | 0.17019 | 0
2025-09-04 17:00 | 82085.5964 | 78896.8557 | 2811.873 | 376.8677 | 0.12699 | 0.18474 | 0.18462 | 0.18688 | 247 | 17 | Winter | 0.35239 | 0.34089 | 0.34089 | 0.87812 | 0.31218 | 0.18462 | 0.12699 | 0.47484 | 0.66641 | 0.85008 | 0.012811 | 0.0013818 | 0.18688 | 0.55841 | 0.66641 | 0 | 0 | 0.85 | 0.85 | 0.85 | 0.85 | 0.87812 | 0.012811 | 0.563 | 0.088893 | 0.108
2025-09-04 18:00 | 84655.1562 | 83709.6894 | 561.2195 | 384.2474 | 0.025346 | 0.18836 | 0.18878 | 0.18072 | 247 | 18 | Winter | 0.36908 | 0.35647 | 0.35647 | 0.8795 | 0.33257 | 0.18878 | 0.025346 | 0.15048 | 0.66641 | 0.85008 | 0.011554 | 0.0054852 | 0.18072 | 0.57233 | 0.66641 | 0 | 0 | 0.85 | 0.85 | 0.85 | 0.85 | 0.8795 | 0.011554 | 0.60036 | 0.017742 | 0.31896
2025-09-04 19:00 | 80855.9545 | 80450.3404 | 0 | 405.6141 | 0 | 0.19883 | 0.19979 | 0.18153 | 247 | 19 | Winter | 0.39083 | 0.3598 | 0.3598 | 0.8799 | 0.35171 | 0.19979 | 0 | 0 | 0.66641 | 0.85008 | 0.011624 | 0.0054852 | 0.18153 | 0.56127 | 0.66641 | 0 | 0 | 0.85 | 0.85 | 0.85 | 0.85 | 0.8799 | 0.011624 | 0.6033 | 0 | 0.16946
2025-09-04 20:00 | 77642.6221 | 77236.132 | 0 | 406.4901 | 0 | 0.19926 | 0.20061 | 0.17483 | 247 | 20 | Winter | 0.38392 | 0.35256 | 0.35256 | 0.88015 | 0.35332 | 0.20061 | 0 | 0 | 0.66539 | 0.85008 | 0.011729 | 0.0079216 | 0.17483 | 0.55127 | 0.66539 | 0 | 0 | 0.85 | 0.85 | 0.85 | 0.85 | 0.88015 | 0.011729 | 0.58652 | 0 | 0.16317
2025-09-04 21:00 | 74029.9616 | 73635.8877 | 0 | 394.0739 | 0 | 0.19317 | 0.1946 | 0.1673 | 247 | 21 | Winter | 0.36841 | 0.34678 | 0.34678 | 0.88022 | 0.34293 | 0.1946 | 0 | 0 | 0.66206 | 0.85008 | 0.011764 | 0.0066981 | 0.1673 | 0.52537 | 0.66206 | 0 | 0 | 0.85 | 0.85 | 0.85 | 0.85 | 0.88022 | 0.011764 | 0.56856 | 0 | 0.14339
2025-09-04 22:00 | 69385.7044 | 69010.0108 | 0 | 375.6935 | 0 | 0.18416 | 0.18502 | 0.16864 | 247 | 22 | Winter | 0.35457 | 0.33613 | 0.33613 | 0.87928 | 0.32008 | 0.18502 | 0 | 0 | 0.66206 | 0.85008 | 0.011868 | 0.0013818 | 0.16864 | 0.46434 | 0.66206 | 0 | 0 | 0.85 | 0.85 | 0.85 | 0.85 | 0.87928 | 0.011868 | 0.54642 | 0 | 0.12674
2025-09-04 23:00 | 64416.6263 | 64060.8064 | 0 | 355.82 | 0 | 0.17442 | 0.17446 | 0.17381 | 247 | 23 | Winter | 0.33817 | 0.32402 | 0.32402 | 0.87673 | 0.30333 | 0.17446 | 0 | 0 | 0.66044 | 0.85008 | 0.011659 | 0.0013818 | 0.17381 | 0.41028 | 0.66044 | 0 | 0 | 0.85 | 0.85 | 0.85 | 0.85 | 0.87673 | 0.011659 | 0.51856 | 0 | 0.039796
2025-09-05 00:00 | 61563.3389 | 61222.5724 | 0 | 340.7665 | 0 | 0.16704 | 0.16626 | 0.18121 | 248 | 0 | Winter | 0.38112 | 0.34822 | 0.34822 | 0.87184 | 0.31588 | 0.16626 | 0 | 0 | 0.65714 | 0.85008 | 0.011799 | 0.0012155 | 0.18121 | 0.39122 | 0.65714 | 0 | 0 | 0.85 | 0.85 | 0.85 | 0.85 | 0.87184 | 0.011799 | 0.48528 | 0 | 0.0029205
2025-09-05 01:00 | 59915.5742 | 59581.9993 | 0 | 333.575 | 0 | 0.16352 | 0.16216 | 0.18804 | 248 | 1 | Winter | 0.36674 | 0.33231 | 0.33231 | 0.87605 | 0.28158 | 0.16216 | 0 | 0 | 0.65714 | 0.85008 | 0.009774 | 0.00081967 | 0.18804 | 0.37856 | 0.65714 | 0 | 0 | 0.85 | 0.85 | 0.85 | 0.85 | 0.87605 | 0.009774 | 0.4777 | 0 | 0
2025-09-05 02:00 | 59014.7195 | 58687.0231 | 0 | 327.6964 | 0 | 0.16064 | 0.15909 | 0.18862 | 248 | 2 | Winter | 0.34679 | 0.32201 | 0.32201 | 0.8763 | 0.24925 | 0.15909 | 0 | 0 | 0.65714 | 0.85008 | 0.0098438 | 0.00079999 | 0.18862 | 0.37271 | 0.65714 | 0 | 0 | 0.85 | 0.85 | 0.85 | 0.85 | 0.8763 | 0.0098438 | 0.47491 | 0 | 0
2025-09-05 03:00 | 58605.3341 | 58280.6874 | 0 | 324.6467 | 0 | 0.15914 | 0.15762 | 0.18662 | 248 | 3 | Winter | 0.3338 | 0.31706 | 0.31706 | 0.87561 | 0.23438 | 0.15762 | 0 | 0 | 0.65714 | 0.85008 | 0.0098089 | 0.00079999 | 0.18662 | 0.37639 | 0.65714 | 0 | 0 | 0.85 | 0.85 | 0.85 | 0.85 | 0.87561 | 0.0098089 | 0.47708 | 0 | 0
2025-09-05 04:00 | 58858.6458 | 58533.0069 | 0 | 325.6389 | 0 | 0.15963 | 0.15828 | 0.18391 | 248 | 4 | Winter | 0.33501 | 0.31839 | 0.31839 | 0.87687 | 0.215 | 0.15828 | 0 | 0 | 0.65714 | 0.85008 | 0.0099486 | 0.00079999 | 0.18391 | 0.39652 | 0.65714 | 0 | 0 | 0.85 | 0.85 | 0.85 | 0.85 | 0.87687 | 0.0099486 | 0.49014 | 0 | 0
2025-09-05 05:00 | 62798.809 | 62470.4072 | 0 | 328.4018 | 0 | 0.16098 | 0.15989 | 0.1807 | 248 | 5 | Winter | 0.34255 | 0.3212 | 0.3212 | 0.87819 | 0.21182 | 0.15989 | 0 | 0 | 0.65714 | 0.85008 | 0.010053 | 0.00079999 | 0.1807 | 0.45896 | 0.65714 | 0 | 0 | 0.85 | 0.85 | 0.85 | 0.85 | 0.87819 | 0.010053 | 0.52415 | 0 | 0
2025-09-05 06:00 | 70756.2721 | 69884.2819 | 551.427 | 320.5632 | 0.024904 | 0.15714 | 0.15656 | 0.16768 | 248 | 6 | Winter | 0.3535 | 0.33148 | 0.33148 | 0.87914 | 0.24668 | 0.15656 | 0.024904 | 0 | 0.65714 | 0.85008 | 0.010088 | 0.00079999 | 0.16768 | 0.54134 | 0.65714 | 0 | 0 | 0.85 | 0.85 | 0.85 | 0.85 | 0.87914 | 0.010088 | 0.55421 | 0.017432 | 0.00017779
2025-09-05 07:00 | 77879.4268 | 75027.9089 | 2570.7957 | 280.7222 | 0.1161 | 0.13761 | 0.13695 | 0.14954 | 248 | 7 | Winter | 0.39334 | 0.34859 | 0.34859 | 0.8799 | 0.30623 | 0.13695 | 0.1161 | 0 | 0.65714 | 0.85008 | 0.011938 | 0.017261 | 0.14954 | 0.53641 | 0.65714 | 0 | 0 | 0.85 | 0.85 | 0.85 | 0.85 | 0.8799 | 0.011938 | 0.56215 | 0.081272 | 0.0038224
2025-09-05 08:00 | 79572.9438 | 74297.3177 | 4979.317 | 296.3091 | 0.22488 | 0.14525 | 0.14523 | 0.14569 | 248 | 8 | Winter | 0.43014 | 0.36227 | 0.36227 | 0.88068 | 0.34685 | 0.14523 | 0.22488 | 0 | 0.65714 | 0.85008 | 0.010821 | 0.0096506 | 0.14569 | 0.4851 | 0.65714 | 0 | 0 | 0.85 | 0.85 | 0.85 | 0.85 | 0.88068 | 0.010821 | 0.53053 | 0.15741 | 8.8894e-05
2025-09-05 09:00 | 79623.9175 | 72114.4242 | 7177.017 | 332.4762 | 0.32413 | 0.16298 | 0.16359 | 0.15198 | 248 | 9 | Winter | 0.43228 | 0.35522 | 0.35522 | 0.88103 | 0.35924 | 0.16359 | 0.32413 | 0.040275 | 0.65714 | 0.85008 | 0.010961 | 0.00079999 | 0.15198 | 0.4407 | 0.65714 | 0 | 0 | 0.85 | 0.85 | 0.85 | 0.85 | 0.88103 | 0.010961 | 0.50047 | 0.22689 | 0
2025-09-05 10:00 | 78727.3775 | 69508.8079 | 8864.1928 | 354.3768 | 0.40032 | 0.17371 | 0.17399 | 0.16867 | 248 | 10 | Winter | 0.4061 | 0.33487 | 0.33487 | 0.88085 | 0.36964 | 0.17399 | 0.40032 | 0.40566 | 0.65161 | 0.85008 | 0.013544 | 0.00079999 | 0.16867 | 0.43351 | 0.65161 | 0 | 0 | 0.85 | 0.85 | 0.85 | 0.85 | 0.88085 | 0.013544 | 0.48026 | 0.28023 | 0
2025-09-05 11:00 | 77305.1817 | 67057.9535 | 9876.1938 | 371.0344 | 0.44603 | 0.18188 | 0.18165 | 0.18608 | 248 | 11 | Winter | 0.3925 | 0.32321 | 0.32321 | 0.87126 | 0.35242 | 0.18165 | 0.44603 | 0.54927 | 0.65161 | 0.85008 | 0.013649 | 0.00079999 | 0.18608 | 0.42796 | 0.65161 | 0 | 0 | 0.85 | 0.85 | 0.85 | 0.85 | 0.87126 | 0.013649 | 0.46854 | 0.31222 | 0
2025-09-05 12:00 | 77457.0995 | 66813.1272 | 10267.2204 | 376.7518 | 0.46369 | 0.18468 | 0.18428 | 0.19197 | 248 | 12 | Winter | 0.3815 | 0.31623 | 0.31623 | 0.87098 | 0.31489 | 0.18428 | 0.46369 | 0.54413 | 0.65161 | 0.85008 | 0.013788 | 0.00079999 | 0.19197 | 0.41662 | 0.65161 | 0 | 0 | 0.85 | 0.85 | 0.85 | 0.85 | 0.87098 | 0.013788 | 0.46441 | 0.32458 | 0
2025-09-05 13:00 | 77461.1998 | 67120.9898 | 9978.6074 | 361.6026 | 0.45065 | 0.17726 | 0.17664 | 0.1883 | 248 | 13 | Winter | 0.37364 | 0.31803 | 0.31803 | 0.87056 | 0.27101 | 0.17664 | 0.45065 | 0.51602 | 0.65161 | 0.85008 | 0.010996 | 0.00079999 | 0.1883 | 0.39216 | 0.65161 | 0 | 0 | 0.85 | 0.85 | 0.85 | 0.85 | 0.87056 | 0.010996 | 0.45541 | 0.31546 | 0
2025-09-05 14:00 | 77301.2675 | 67931.4583 | 9029.3575 | 340.4517 | 0.40778 | 0.16689 | 0.16594 | 0.18407 | 248 | 14 | Winter | 0.36662 | 0.31876 | 0.31876 | 0.87131 | 0.25223 | 0.16594 | 0.40778 | 0.50431 | 0.65161 | 0.85008 | 0.011519 | 0.00079999 | 0.18407 | 0.38684 | 0.65161 | 0 | 0 | 0.85 | 0.85 | 0.85 | 0.85 | 0.87131 | 0.011519 | 0.45706 | 0.28545 | 0
2025-09-05 15:00 | 77636.0091 | 69892.3775 | 7416.4756 | 327.156 | 0.33494 | 0.16037 | 0.15921 | 0.18139 | 248 | 15 | Winter | 0.35644 | 0.32325 | 0.32325 | 0.87285 | 0.24653 | 0.15921 | 0.33494 | 0.52622 | 0.65161 | 0.85008 | 0.011764 | 0.001192 | 0.18139 | 0.41154 | 0.65161 | 0 | 0 | 0.85 | 0.85 | 0.85 | 0.85 | 0.87285 | 0.011764 | 0.48176 | 0.23446 | 0
2025-09-05 16:00 | 79750.9916 | 74273.8761 | 5158.8706 | 318.2449 | 0.23299 | 0.156 | 0.15467 | 0.18013 | 248 | 16 | Winter | 0.34271 | 0.32889 | 0.32889 | 0.87552 | 0.27001 | 0.15467 | 0.23299 | 0.54156 | 0.66088 | 0.85008 | 0.012567 | 0.0013328 | 0.18013 | 0.50479 | 0.66088 | 0 | 0 | 0.85 | 0.85 | 0.85 | 0.85 | 0.87552 | 0.012567 | 0.52016 | 0.16309 | 0
2025-09-05 17:00 | 81495.1084 | 78560.3705 | 2626.557 | 308.181 | 0.11862 | 0.15107 | 0.14942 | 0.1808 | 248 | 17 | Winter | 0.35239 | 0.34089 | 0.34089 | 0.87812 | 0.31218 | 0.14942 | 0.11862 | 0.47484 | 0.66641 | 0.85008 | 0.012811 | 0.0013818 | 0.1808 | 0.55841 | 0.66641 | 0 | 0 | 0.85 | 0.85 | 0.85 | 0.85 | 0.87812 | 0.012811 | 0.563 | 0.083034 | 0.108
2025-09-05 18:00 | 85267.8528 | 84444.8727 | 507.6709 | 315.3092 | 0.022927 | 0.15456 | 0.15276 | 0.18718 | 248 | 18 | Winter | 0.36908 | 0.35647 | 0.35647 | 0.8795 | 0.33257 | 0.15276 | 0.022927 | 0.15048 | 0.66641 | 0.85008 | 0.011554 | 0.0054852 | 0.18718 | 0.57233 | 0.66641 | 0 | 0 | 0.85 | 0.85 | 0.85 | 0.85 | 0.8795 | 0.011554 | 0.60036 | 0.016049 | 0.31896
2025-09-05 19:00 | 82721.565 | 82391.8301 | 0 | 329.7349 | 0 | 0.16163 | 0.15983 | 0.19425 | 248 | 19 | Winter | 0.39083 | 0.3598 | 0.3598 | 0.8799 | 0.35171 | 0.15983 | 0 | 0 | 0.66641 | 0.85008 | 0.011624 | 0.0054852 | 0.19425 | 0.56127 | 0.66641 | 0 | 0 | 0.85 | 0.85 | 0.85 | 0.85 | 0.8799 | 0.011624 | 0.6033 | 0 | 0.16946
2025-09-05 20:00 | 80014.8135 | 79686.0278 | 0 | 328.7857 | 0 | 0.16117 | 0.15917 | 0.19736 | 248 | 20 | Winter | 0.38392 | 0.35256 | 0.35256 | 0.88015 | 0.35332 | 0.15917 | 0 | 0 | 0.66539 | 0.85008 | 0.011729 | 0.0079216 | 0.19736 | 0.55127 | 0.66539 | 0 | 0 | 0.85 | 0.85 | 0.85 | 0.85 | 0.88015 | 0.011729 | 0.58652 | 0 | 0.16317
2025-09-05 21:00 | 76855.0064 | 76526.9452 | 0 | 328.0612 | 0 | 0.16081 | 0.15903 | 0.19312 | 248 | 21 | Winter | 0.36841 | 0.34678 | 0.34678 | 0.88022 | 0.34293 | 0.15903 | 0 | 0 | 0.66206 | 0.85008 | 0.011764 | 0.0066981 | 0.19312 | 0.52537 | 0.66206 | 0 | 0 | 0.85 | 0.85 | 0.85 | 0.85 | 0.88022 | 0.011764 | 0.56856 | 0 | 0.14339
2025-09-05 22:00 | 72494.3529 | 72168.9081 | 0 | 325.4447 | 0 | 0.15953 | 0.158 | 0.18718 | 248 | 22 | Winter | 0.35457 | 0.33613 | 0.33613 | 0.87928 | 0.32008 | 0.158 | 0 | 0 | 0.66206 | 0.85008 | 0.011868 | 0.0013818 | 0.18718 | 0.46434 | 0.66206 | 0 | 0 | 0.85 | 0.85 | 0.85 | 0.85 | 0.87928 | 0.011868 | 0.54642 | 0 | 0.12674
2025-09-05 23:00 | 67940.7872 | 67621.978 | 0 | 318.8093 | 0 | 0.15628 | 0.15467 | 0.18541 | 248 | 23 | Winter | 0.33817 | 0.32402 | 0.32402 | 0.87673 | 0.30333 | 0.15467 | 0 | 0 | 0.66044 | 0.85008 | 0.011659 | 0.0013818 | 0.18541 | 0.41028 | 0.66044 | 0 | 0 | 0.85 | 0.85 | 0.85 | 0.85 | 0.87673 | 0.011659 | 0.51856 | 0 | 0.039796
2025-09-06 00:00 | 44120.9917 | 43799.7658 | 0 | 321.2259 | 0 | 0.15746 | 0.15577 | 0.18804 | 249 | 0 | Spring | 0.27877 | 0.32807 | 0.32807 | 0.86806 | 0.41526 | 0.15577 | 0 | 0 | 0.64562 | 0.85008 | 0.0133 | 0.00079999 | 0.18804 | 0.22892 | 0.64562 | 0 | 0 | 0.85 | 0.85 | 0.85 | 0.85 | 0.86806 | 0.0133 | 0.36461 | 0 | 0.048952
2025-09-06 01:00 | 43278.5546 | 42943.0147 | 0 | 335.5399 | 0 | 0.16448 | 0.16321 | 0.18753 | 249 | 1 | Spring | 0.27126 | 0.31736 | 0.31736 | 0.87726 | 0.38 | 0.16321 | 0 | 0 | 0.64562 | 0.85008 | 0.012357 | 0.00079999 | 0.18753 | 0.2248 | 0.64562 | 0 | 0 | 0.85 | 0.85 | 0.85 | 0.85 | 0.87726 | 0.012357 | 0.36019 | 0 | 0
2025-09-06 02:00 | 42801.5545 | 42445.1281 | 0 | 356.4263 | 0 | 0.17472 | 0.1747 | 0.17512 | 249 | 2 | Spring | 0.2611 | 0.30561 | 0.30561 | 0.87644 | 0.34552 | 0.1747 | 0 | 0 | 0.64562 | 0.85008 | 0.012462 | 0.00079999 | 0.17512 | 0.21959 | 0.64562 | 0 | 0 | 0.85 | 0.85 | 0.85 | 0.85 | 0.87644 | 0.012462 | 0.35507 | 0 | 0.0076969
2025-09-06 03:00 | 42492.2494 | 42121.9915 | 0 | 370.2578 | 0 | 0.1815 | 0.18323 | 0.15013 | 249 | 3 | Spring | 0.25348 | 0.29808 | 0.29808 | 0.87591 | 0.33422 | 0.18323 | 0 | 0 | 0.64562 | 0.85008 | 0.013439 | 0.00079999 | 0.15013 | 0.21762 | 0.64562 | 0 | 0 | 0.85 | 0.85 | 0.85 | 0.85 | 0.87591 | 0.013439 | 0.3547 | 0 | 0
2025-09-06 04:00 | 42637.4687 | 42258.4784 | 0 | 378.9903 | 0 | 0.18578 | 0.18874 | 0.13229 | 249 | 4 | Spring | 0.24517 | 0.29516 | 0.29516 | 0.87706 | 0.32769 | 0.18874 | 0 | 0 | 0.64562 | 0.85008 | 0.013579 | 0.00079999 | 0.13229 | 0.22054 | 0.64562 | 0 | 0 | 0.85 | 0.85 | 0.85 | 0.85 | 0.87706 | 0.013579 | 0.36068 | 0 | 0
2025-09-06 05:00 | 44259.6133 | 43873.5877 | 0 | 386.0256 | 0 | 0.18923 | 0.19173 | 0.14397 | 249 | 5 | Spring | 0.24319 | 0.29542 | 0.29542 | 0.87925 | 0.32324 | 0.19173 | 0 | 0 | 0.64562 | 0.85008 | 0.013719 | 0.00079999 | 0.14397 | 0.24903 | 0.64562 | 0 | 0 | 0.85 | 0.85 | 0.85 | 0.85 | 0.87925 | 0.013719 | 0.38813 | 0 | 0
2025-09-06 06:00 | 46232.7338 | 45214.322 | 633.1999 | 385.2119 | 0.028597 | 0.18883 | 0.19029 | 0.16251 | 249 | 6 | Spring | 0.25416 | 0.29826 | 0.29826 | 0.88123 | 0.35611 | 0.19029 | 0.028597 | 0 | 0.6501 | 0.85008 | 0.013404 | 0.00083936 | 0.16251 | 0.30317 | 0.6501 | 0 | 0 | 0.85 | 0.85 | 0.85 | 0.85 | 0.88123 | 0.013404 | 0.4151 | 0.020018 | 0
2025-09-06 07:00 | 48696.8092 | 45160.7875 | 3162.95 | 373.0716 | 0.14285 | 0.18288 | 0.18368 | 0.16846 | 249 | 7 | Spring | 0.26383 | 0.30635 | 0.30635 | 0.88211 | 0.39696 | 0.18368 | 0.14285 | 0 | 0.65669 | 0.85008 | 0.012671 | 0.0010882 | 0.16846 | 0.29 | 0.65669 | 0 | 0 | 0.85 | 0.85 | 0.85 | 0.85 | 0.88211 | 0.012671 | 0.40054 | 0.099992 | 0.0096656
2025-09-06 08:00 | 51576.947 | 44855.7988 | 6330.0638 | 391.0844 | 0.28588 | 0.19171 | 0.19314 | 0.16586 | 249 | 8 | Spring | 0.26441 | 0.30255 | 0.30255 | 0.88442 | 0.42633 | 0.19314 | 0.28588 | 0 | 0.65669 | 0.85008 | 0.012183 | 0.0010228 | 0.16586 | 0.28372 | 0.65669 | 0 | 0 | 0.85 | 0.85 | 0.85 | 0.85 | 0.88442 | 0.012183 | 0.39226 | 0.20011 | 0.029613
2025-09-06 09:00 | 54666.2948 | 44838.573 | 9428.5954 | 399.1264 | 0.42581 | 0.19565 | 0.19683 | 0.17424 | 249 | 9 | Spring | 0.25911 | 0.30095 | 0.30095 | 0.88542 | 0.45108 | 0.19683 | 0.42581 | 0.38061 | 0.65642 | 0.85008 | 0.011659 | 0.00079999 | 0.17424 | 0.26073 | 0.65642 | 0 | 0 | 0.85 | 0.85 | 0.85 | 0.85 | 0.88542 | 0.011659 | 0.37528 | 0.29807 | 0
2025-09-06 10:00 | 55871.1531 | 43287.3704 | 12145.6031 | 438.1796 | 0.54852 | 0.21479 | 0.21608 | 0.19154 | 249 | 10 | Spring | 0.26146 | 0.29721 | 0.29721 | 0.88641 | 0.4463 | 0.21608 | 0.54852 | 0.64871 | 0.65688 | 0.85008 | 0.011484 | 0.00079999 | 0.19154 | 0.27476 | 0.65688 | 0 | 0 | 0.85 | 0.85 | 0.85 | 0.85 | 0.88641 | 0.011484 | 0.37825 | 0.38396 | 0
2025-09-06 11:00 | 56462.4035 | 42090.1327 | 13919.5369 | 452.7339 | 0.62863 | 0.22193 | 0.22347 | 0.19401 | 249 | 11 | Spring | 0.25473 | 0.28311 | 0.28311 | 0.88809 | 0.41276 | 0.22347 | 0.62863 | 0.69148 | 0.65688 | 0.85008 | 0.01138 | 0.00079999 | 0.19401 | 0.29695 | 0.65688 | 0 | 0 | 0.85 | 0.85 | 0.85 | 0.85 | 0.88809 | 0.01138 | 0.38376 | 0.44004 | 0.0092363
2025-09-06 12:00 | 56302.7741 | 41409.6609 | 14431.5868 | 461.5265 | 0.65176 | 0.22624 | 0.22825 | 0.1898 | 249 | 12 | Spring | 0.24979 | 0.27224 | 0.27224 | 0.88874 | 0.38152 | 0.22825 | 0.65176 | 0.67553 | 0.65688 | 0.85008 | 0.011484 | 0.00080167 | 0.1898 | 0.31905 | 0.65688 | 0 | 0 | 0.85 | 0.85 | 0.85 | 0.85 | 0.88874 | 0.011484 | 0.39243 | 0.45623 | 0.0092363
2025-09-06 13:00 | 54807.662 | 40499.8131 | 13844.3562 | 463.4927 | 0.62524 | 0.2272 | 0.22946 | 0.1864 | 249 | 13 | Spring | 0.2448 | 0.25993 | 0.25993 | 0.88865 | 0.35645 | 0.22946 | 0.62524 | 0.66427 | 0.65688 | 0.85008 | 0.010123 | 0.00079999 | 0.1864 | 0.32335 | 0.65688 | 0 | 0 | 0.85 | 0.85 | 0.85 | 0.85 | 0.88865 | 0.010123 | 0.40028 | 0.43767 | 0.0092363
2025-09-06 14:00 | 54453.6395 | 41628.8164 | 12370.5145 | 454.3086 | 0.55868 | 0.2227 | 0.22462 | 0.18804 | 249 | 14 | Spring | 0.24385 | 0.25881 | 0.25881 | 0.88747 | 0.34975 | 0.22462 | 0.55868 | 0.65679 | 0.65688 | 0.85008 | 0.0099835 | 0.0013328 | 0.18804 | 0.32489 | 0.65688 | 0 | 0 | 0.85 | 0.85 | 0.85 | 0.85 | 0.88747 | 0.0099835 | 0.40115 | 0.39107 | 0.0094141
2025-09-06 15:00 | 54152.8399 | 43608.4203 | 10098.757 | 445.6627 | 0.45608 | 0.21846 | 0.2201 | 0.18889 | 249 | 15 | Spring | 0.24372 | 0.26351 | 0.26351 | 0.88663 | 0.34492 | 0.2201 | 0.45608 | 0.66692 | 0.65688 | 0.85008 | 0.010088 | 0.0013328 | 0.18889 | 0.33518 | 0.65688 | 0 | 0 | 0.85 | 0.85 | 0.85 | 0.85 | 0.88663 | 0.010088 | 0.4158 | 0.31926 | 0.0094141
2025-09-06 16:00 | 53709.2497 | 46354.9116 | 6922.6431 | 431.695 | 0.31264 | 0.21162 | 0.21281 | 0.1901 | 249 | 16 | Spring | 0.24178 | 0.27908 | 0.27908 | 0.87629 | 0.34371 | 0.21281 | 0.31264 | 0.67652 | 0.66614 | 0.85008 | 0.010018 | 0.0013328 | 0.1901 | 0.36047 | 0.66614 | 0 | 0 | 0.85 | 0.85 | 0.85 | 0.85 | 0.87629 | 0.010018 | 0.43848 | 0.21885 | 0.0092363
2025-09-06 17:00 | 53381.6777 | 49422.1479 | 3539.9493 | 419.5805 | 0.15987 | 0.20568 | 0.20602 | 0.19955 | 249 | 17 | Spring | 0.24363 | 0.29823 | 0.29823 | 0.87688 | 0.36264 | 0.20602 | 0.15987 | 0.6679 | 0.66614 | 0.85008 | 0.010018 | 0.0035317 | 0.19955 | 0.37417 | 0.66614 | 0 | 0 | 0.85 | 0.85 | 0.85 | 0.85 | 0.87688 | 0.010018 | 0.48342 | 0.11191 | 0.28272
2025-09-06 18:00 | 56337.2163 | 55248.7496 | 657.9402 | 430.5264 | 0.029714 | 0.21104 | 0.21086 | 0.21439 | 249 | 18 | Spring | 0.25066 | 0.31384 | 0.31384 | 0.87696 | 0.40118 | 0.21086 | 0.029714 | 0.58773 | 0.66614 | 0.85008 | 0.010158 | 0.027398 | 0.21439 | 0.3962 | 0.66614 | 0 | 0 | 0.85 | 0.85 | 0.85 | 0.85 | 0.87696 | 0.010158 | 0.50599 | 0.0208 | 0.42211
2025-09-06 19:00 | 54815.7816 | 54369.0845 | 0 | 446.6971 | 0 | 0.21897 | 0.21851 | 0.22725 | 249 | 19 | Spring | 0.26664 | 0.33067 | 0.33067 | 0.8775 | 0.42487 | 0.21851 | 0 | 0.23069 | 0.66641 | 0.85008 | 0.010612 | 0.027398 | 0.22725 | 0.41363 | 0.66641 | 0 | 0 | 0.85 | 0.85 | 0.85 | 0.85 | 0.8775 | 0.010612 | 0.52452 | 0 | 0.39185
2025-09-06 20:00 | 53427.7597 | 52994.5875 | 0 | 433.1722 | 0 | 0.21234 | 0.21124 | 0.23223 | 249 | 20 | Spring | 0.28392 | 0.33907 | 0.33907 | 0.87706 | 0.44583 | 0.21124 | 0 | 0 | 0.66641 | 0.85008 | 0.010717 | 0.013216 | 0.23223 | 0.41376 | 0.66641 | 0 | 0 | 0.85 | 0.85 | 0.85 | 0.85 | 0.87706 | 0.010717 | 0.52178 | 0 | 0.34357
2025-09-06 21:00 | 50954.6435 | 50538.7641 | 0 | 415.8794 | 0 | 0.20386 | 0.20208 | 0.23612 | 249 | 21 | Spring | 0.28852 | 0.33774 | 0.33774 | 0.87764 | 0.44688 | 0.20208 | 0 | 0 | 0.66641 | 0.85008 | 0.010682 | 0.0013328 | 0.23612 | 0.40821 | 0.66641 | 0 | 0 | 0.85 | 0.85 | 0.85 | 0.85 | 0.87764 | 0.010682 | 0.49219 | 0 | 0.10075
2025-09-06 22:00 | 47805.1107 | 47396.5978 | 0 | 408.5128 | 0 | 0.20025 | 0.19812 | 0.23877 | 249 | 22 | Spring | 0.27883 | 0.33192 | 0.33192 | 0.87863 | 0.45017 | 0.19812 | 0 | 0 | 0.66641 | 0.85008 | 0.010717 | 0.0013328 | 0.23877 | 0.36384 | 0.66641 | 0 | 0 | 0.85 | 0.85 | 0.85 | 0.85 | 0.87863 | 0.010717 | 0.43629 | 0 | 0.081544
2025-09-06 23:00 | 44357.2008 | 43968.6405 | 0 | 388.5603 | 0 | 0.19047 | 0.18771 | 0.24029 | 249 | 23 | Spring | 0.26601 | 0.32932 | 0.32932 | 0.87267 | 0.42104 | 0.18771 | 0 | 0 | 0.65528 | 0.85008 | 0.011973 | 0.0013328 | 0.24029 | 0.30433 | 0.65528 | 0 | 0 | 0.85 | 0.85 | 0.85 | 0.85 | 0.87267 | 0.011973 | 0.38142 | 0 | 0.039465
2025-09-07 00:00 | 41944.498 | 41567.7759 | 0 | 376.7221 | 0 | 0.18467 | 0.18163 | 0.23962 | 250 | 0 | Spring | 0.27877 | 0.32807 | 0.32807 | 0.86806 | 0.41526 | 0.18163 | 0 | 0 | 0.64562 | 0.85008 | 0.0133 | 0.00079999 | 0.23962 | 0.22892 | 0.64562 | 0 | 0 | 0.85 | 0.85 | 0.85 | 0.85 | 0.86806 | 0.0133 | 0.36461 | 0 | 0.048952
2025-09-07 01:00 | 40986.2817 | 40594.5956 | 0 | 391.6861 | 0 | 0.192 | 0.18956 | 0.23612 | 250 | 1 | Spring | 0.27126 | 0.31736 | 0.31736 | 0.87726 | 0.38 | 0.18956 | 0 | 0 | 0.64562 | 0.85008 | 0.012357 | 0.00079999 | 0.23612 | 0.2248 | 0.64562 | 0 | 0 | 0.85 | 0.85 | 0.85 | 0.85 | 0.87726 | 0.012357 | 0.36019 | 0 | 0
2025-09-07 02:00 | 40522.5573 | 40102.247 | 0 | 420.3103 | 0 | 0.20603 | 0.20467 | 0.23071 | 250 | 2 | Spring | 0.2611 | 0.30561 | 0.30561 | 0.87644 | 0.34552 | 0.20467 | 0 | 0 | 0.64562 | 0.85008 | 0.012462 | 0.00079999 | 0.23071 | 0.21959 | 0.64562 | 0 | 0 | 0.85 | 0.85 | 0.85 | 0.85 | 0.87644 | 0.012462 | 0.35507 | 0 | 0.0076969
2025-09-07 03:00 | 40281.8434 | 39819.2541 | 0 | 462.5893 | 0 | 0.22676 | 0.22663 | 0.22915 | 250 | 3 | Spring | 0.25348 | 0.29808 | 0.29808 | 0.87591 | 0.33422 | 0.22663 | 0 | 0 | 0.64562 | 0.85008 | 0.013439 | 0.00079999 | 0.22915 | 0.21762 | 0.64562 | 0 | 0 | 0.85 | 0.85 | 0.85 | 0.85 | 0.87591 | 0.013439 | 0.3547 | 0 | 0
2025-09-07 04:00 | 40409.3618 | 39908.1446 | 0 | 501.2172 | 0 | 0.24569 | 0.24698 | 0.22251 | 250 | 4 | Spring | 0.24517 | 0.29516 | 0.29516 | 0.87706 | 0.32769 | 0.24698 | 0 | 0 | 0.64562 | 0.85008 | 0.013579 | 0.00079999 | 0.22251 | 0.22054 | 0.64562 | 0 | 0 | 0.85 | 0.85 | 0.85 | 0.85 | 0.87706 | 0.013579 | 0.36068 | 0 | 0
2025-09-07 05:00 | 42076.5242 | 41549.6188 | 0 | 526.9054 | 0 | 0.25829 | 0.26068 | 0.21506 | 250 | 5 | Spring | 0.24319 | 0.29542 | 0.29542 | 0.87925 | 0.32324 | 0.26068 | 0 | 0 | 0.64562 | 0.85008 | 0.013719 | 0.00079999 | 0.21506 | 0.24903 | 0.64562 | 0 | 0 | 0.85 | 0.85 | 0.85 | 0.85 | 0.87925 | 0.013719 | 0.38813 | 0 | 0
2025-09-07 06:00 | 44345.395 | 43131.6851 | 695.2721 | 518.4377 | 0.0314 | 0.25414 | 0.25678 | 0.20633 | 250 | 6 | Spring | 0.25416 | 0.29826 | 0.29826 | 0.88123 | 0.35611 | 0.25678 | 0.0314 | 0 | 0.6501 | 0.85008 | 0.013404 | 0.00083936 | 0.20633 | 0.30317 | 0.6501 | 0 | 0 | 0.85 | 0.85 | 0.85 | 0.85 | 0.88123 | 0.013404 | 0.4151 | 0.02198 | 0
2025-09-07 07:00 | 47526.5283 | 43528.7705 | 3522.5495 | 475.2084 | 0.15909 | 0.23295 | 0.23508 | 0.19428 | 250 | 7 | Spring | 0.26383 | 0.30635 | 0.30635 | 0.88211 | 0.39696 | 0.23508 | 0.15909 | 0 | 0.65669 | 0.85008 | 0.012671 | 0.0010882 | 0.19428 | 0.29 | 0.65669 | 0 | 0 | 0.85 | 0.85 | 0.85 | 0.85 | 0.88211 | 0.012671 | 0.40054 | 0.11136 | 0.0096656
2025-09-07 08:00 | 51229.6663 | 43990.6007 | 6757.818 | 481.2476 | 0.3052 | 0.23591 | 0.23838 | 0.1912 | 250 | 8 | Spring | 0.26441 | 0.30255 | 0.30255 | 0.88442 | 0.42633 | 0.23838 | 0.3052 | 0 | 0.65669 | 0.85008 | 0.012183 | 0.0010228 | 0.1912 | 0.28372 | 0.65669 | 0 | 0 | 0.85 | 0.85 | 0.85 | 0.85 | 0.88442 | 0.012183 | 0.39226 | 0.21364 | 0.029613
2025-09-07 09:00 | 55171.4835 | 45167.0444 | 9507.0224 | 497.4167 | 0.42936 | 0.24383 | 0.24656 | 0.1946 | 250 | 9 | Spring | 0.25911 | 0.30095 | 0.30095 | 0.88542 | 0.45108 | 0.24656 | 0.42936 | 0.38061 | 0.65642 | 0.85008 | 0.011659 | 0.00079999 | 0.1946 | 0.26073 | 0.65642 | 0 | 0 | 0.85 | 0.85 | 0.85 | 0.85 | 0.88542 | 0.011659 | 0.37528 | 0.30055 | 0
2025-09-07 10:00 | 57476.145 | 45364.488 | 11608.201 | 503.456 | 0.52425 | 0.24679 | 0.24931 | 0.20132 | 250 | 10 | Spring | 0.26146 | 0.29721 | 0.29721 | 0.88641 | 0.4463 | 0.24931 | 0.52425 | 0.64871 | 0.65688 | 0.85008 | 0.011484 | 0.00079999 | 0.20132 | 0.27476 | 0.65688 | 0 | 0 | 0.85 | 0.85 | 0.85 | 0.85 | 0.88641 | 0.011484 | 0.37825 | 0.36697 | 0
2025-09-07 11:00 | 58814.2728 | 45410.3324 | 12899.5277 | 504.4128 | 0.58257 | 0.24726 | 0.24931 | 0.21027 | 250 | 11 | Spring | 0.25473 | 0.28311 | 0.28311 | 0.88809 | 0.41276 | 0.24931 | 0.58257 | 0.69148 | 0.65688 | 0.85008 | 0.01138 | 0.00079999 | 0.21027 | 0.29695 | 0.65688 | 0 | 0 | 0.85 | 0.85 | 0.85 | 0.85 | 0.88809 | 0.01138 | 0.38376 | 0.4078 | 0.0092363
2025-09-07 12:00 | 59069.5635 | 45140.3841 | 13425.6529 | 503.5266 | 0.60633 | 0.24683 | 0.24846 | 0.21723 | 250 | 12 | Spring | 0.24979 | 0.27224 | 0.27224 | 0.88874 | 0.38152 | 0.24846 | 0.60633 | 0.67553 | 0.65688 | 0.85008 | 0.011484 | 0.00080167 | 0.21723 | 0.31905 | 0.65688 | 0 | 0 | 0.85 | 0.85 | 0.85 | 0.85 | 0.88874 | 0.011484 | 0.39243 | 0.42443 | 0.0092363
2025-09-07 13:00 | 57847.1214 | 44331.3105 | 13016.0805 | 499.7304 | 0.58783 | 0.24497 | 0.24607 | 0.22495 | 250 | 13 | Spring | 0.2448 | 0.25993 | 0.25993 | 0.88865 | 0.35645 | 0.24607 | 0.58783 | 0.66427 | 0.65688 | 0.85008 | 0.010123 | 0.00079999 | 0.22495 | 0.32335 | 0.65688 | 0 | 0 | 0.85 | 0.85 | 0.85 | 0.85 | 0.88865 | 0.010123 | 0.40028 | 0.41148 | 0.0092363
2025-09-07 14:00 | 57674.5016 | 45514.957 | 11665.5683 | 493.9763 | 0.52684 | 0.24215 | 0.2428 | 0.23033 | 250 | 14 | Spring | 0.24385 | 0.25881 | 0.25881 | 0.88747 | 0.34975 | 0.2428 | 0.52684 | 0.65679 | 0.65688 | 0.85008 | 0.0099835 | 0.0013328 | 0.23033 | 0.32489 | 0.65688 | 0 | 0 | 0.85 | 0.85 | 0.85 | 0.85 | 0.88747 | 0.0099835 | 0.40115 | 0.36879 | 0.0094141
2025-09-07 15:00 | 57436.5666 | 47459.7703 | 9488.8611 | 487.9352 | 0.42854 | 0.23918 | 0.23944 | 0.23448 | 250 | 15 | Spring | 0.24372 | 0.26351 | 0.26351 | 0.88663 | 0.34492 | 0.23944 | 0.42854 | 0.66692 | 0.65688 | 0.85008 | 0.010088 | 0.0013328 | 0.23448 | 0.33518 | 0.65688 | 0 | 0 | 0.85 | 0.85 | 0.85 | 0.85 | 0.88663 | 0.010088 | 0.4158 | 0.29998 | 0.0094141
2025-09-07 16:00 | 56992.7294 | 49880.4975 | 6639.0821 | 473.1498 | 0.29983 | 0.23194 | 0.23181 | 0.23421 | 250 | 16 | Spring | 0.24178 | 0.27908 | 0.27908 | 0.87629 | 0.34371 | 0.23181 | 0.29983 | 0.67652 | 0.66614 | 0.85008 | 0.010018 | 0.0013328 | 0.23421 | 0.36047 | 0.66614 | 0 | 0 | 0.85 | 0.85 | 0.85 | 0.85 | 0.87629 | 0.010018 | 0.43848 | 0.20988 | 0.0092363
2025-09-07 17:00 | 56788.8884 | 52900.7809 | 3427.8878 | 460.2198 | 0.15481 | 0.2256 | 0.2255 | 0.22733 | 250 | 17 | Spring | 0.24363 | 0.29823 | 0.29823 | 0.87688 | 0.36264 | 0.2255 | 0.15481 | 0.6679 | 0.66614 | 0.85008 | 0.010018 | 0.0035317 | 0.22733 | 0.37417 | 0.66614 | 0 | 0 | 0.85 | 0.85 | 0.85 | 0.85 | 0.87688 | 0.010018 | 0.48342 | 0.10837 | 0.28272
2025-09-07 18:00 | 58996.9384 | 57920.8426 | 618.7458 | 457.3499 | 0.027944 | 0.22419 | 0.22432 | 0.22192 | 250 | 18 | Spring | 0.25066 | 0.31384 | 0.31384 | 0.87696 | 0.40118 | 0.22432 | 0.027944 | 0.58773 | 0.66614 | 0.85008 | 0.010158 | 0.027398 | 0.22192 | 0.3962 | 0.66614 | 0 | 0 | 0.85 | 0.85 | 0.85 | 0.85 | 0.87696 | 0.010158 | 0.50599 | 0.019561 | 0.42211
2025-09-07 19:00 | 56736.407 | 56286.6834 | 0 | 449.7236 | 0 | 0.22045 | 0.22048 | 0.21996 | 250 | 19 | Spring | 0.26664 | 0.33067 | 0.33067 | 0.8775 | 0.42487 | 0.22048 | 0 | 0.23069 | 0.66641 | 0.85008 | 0.010612 | 0.027398 | 0.21996 | 0.41363 | 0.66641 | 0 | 0 | 0.85 | 0.85 | 0.85 | 0.85 | 0.8775 | 0.010612 | 0.52452 | 0 | 0.39185
2025-09-07 20:00 | 55129.3592 | 54697.1722 | 0 | 432.1871 | 0 | 0.21186 | 0.21164 | 0.21576 | 250 | 20 | Spring | 0.28392 | 0.33907 | 0.33907 | 0.87706 | 0.44583 | 0.21164 | 0 | 0 | 0.66641 | 0.85008 | 0.010717 | 0.013216 | 0.21576 | 0.41376 | 0.66641 | 0 | 0 | 0.85 | 0.85 | 0.85 | 0.85 | 0.87706 | 0.010717 | 0.52178 | 0 | 0.34357
2025-09-07 21:00 | 52436.418 | 52018.5316 | 0 | 417.8864 | 0 | 0.20485 | 0.20445 | 0.21204 | 250 | 21 | Spring | 0.28852 | 0.33774 | 0.33774 | 0.87764 | 0.44688 | 0.20445 | 0 | 0 | 0.66641 | 0.85008 | 0.010682 | 0.0013328 | 0.21204 | 0.40821 | 0.66641 | 0 | 0 | 0.85 | 0.85 | 0.85 | 0.85 | 0.87764 | 0.010682 | 0.49219 | 0 | 0.10075
2025-09-07 22:00 | 48980.2847 | 48572.2508 | 0 | 408.0339 | 0 | 0.20002 | 0.19967 | 0.20633 | 250 | 22 | Spring | 0.27883 | 0.33192 | 0.33192 | 0.87863 | 0.45017 | 0.19967 | 0 | 0 | 0.66641 | 0.85008 | 0.010717 | 0.0013328 | 0.20633 | 0.36384 | 0.66641 | 0 | 0 | 0.85 | 0.85 | 0.85 | 0.85 | 0.87863 | 0.010717 | 0.43629 | 0 | 0.081544
2025-09-07 23:00 | 45276.8073 | 44875.434 | 0 | 401.3733 | 0 | 0.19675 | 0.19677 | 0.19634 | 250 | 23 | Spring | 0.26601 | 0.32932 | 0.32932 | 0.87267 | 0.42104 | 0.19677 | 0 | 0 | 0.65528 | 0.85008 | 0.011973 | 0.0013328 | 0.19634 | 0.30433 | 0.65528 | 0 | 0 | 0.85 | 0.85 | 0.85 | 0.85 | 0.87267 | 0.011973 | 0.38142 | 0 | 0.039465
2025-09-08 00:00 | 64315.8339 | 63922.1315 | 0 | 393.7024 | 0 | 0.19299 | 0.19346 | 0.18453 | 251 | 0 | Winter | 0.38112 | 0.34822 | 0.34822 | 0.87184 | 0.31588 | 0.19346 | 0 | 0 | 0.65714 | 0.85008 | 0.011799 | 0.0012155 | 0.18453 | 0.39122 | 0.65714 | 0 | 0 | 0.85 | 0.85 | 0.85 | 0.85 | 0.87184 | 0.011799 | 0.48528 | 0 | 0.0029205
2025-09-08 01:00 | 63088.4693 | 62705.4372 | 0 | 383.0321 | 0 | 0.18776 | 0.18852 | 0.17408 | 251 | 1 | Winter | 0.36674 | 0.33231 | 0.33231 | 0.87605 | 0.28158 | 0.18852 | 0 | 0 | 0.65714 | 0.85008 | 0.009774 | 0.00081967 | 0.17408 | 0.37856 | 0.65714 | 0 | 0 | 0.85 | 0.85 | 0.85 | 0.85 | 0.87605 | 0.009774 | 0.4777 | 0 | 0
2025-09-08 02:00 | 62441.7012 | 62071.5134 | 0 | 370.1878 | 0 | 0.18146 | 0.18253 | 0.16219 | 251 | 2 | Winter | 0.34679 | 0.32201 | 0.32201 | 0.8763 | 0.24925 | 0.18253 | 0 | 0 | 0.65714 | 0.85008 | 0.0098438 | 0.00079999 | 0.16219 | 0.37271 | 0.65714 | 0 | 0 | 0.85 | 0.85 | 0.85 | 0.85 | 0.8763 | 0.0098438 | 0.47491 | 0 | 0
2025-09-08 03:00 | 62074.6243 | 61710.6196 | 0 | 364.0047 | 0 | 0.17843 | 0.17988 | 0.1523 | 251 | 3 | Winter | 0.3338 | 0.31706 | 0.31706 | 0.87561 | 0.23438 | 0.17988 | 0 | 0 | 0.65714 | 0.85008 | 0.0098089 | 0.00079999 | 0.1523 | 0.37639 | 0.65714 | 0 | 0 | 0.85 | 0.85 | 0.85 | 0.85 | 0.87561 | 0.0098089 | 0.47708 | 0 | 0
2025-09-08 04:00 | 62314.5754 | 61956.94 | 0 | 357.6353 | 0 | 0.17531 | 0.17705 | 0.14395 | 251 | 4 | Winter | 0.33501 | 0.31839 | 0.31839 | 0.87687 | 0.215 | 0.17705 | 0 | 0 | 0.65714 | 0.85008 | 0.0099486 | 0.00079999 | 0.14395 | 0.39652 | 0.65714 | 0 | 0 | 0.85 | 0.85 | 0.85 | 0.85 | 0.87687 | 0.0099486 | 0.49014 | 0 | 0
2025-09-08 05:00 | 66070.1449 | 65711.7199 | 0 | 358.4251 | 0 | 0.1757 | 0.17783 | 0.13717 | 251 | 5 | Winter | 0.34255 | 0.3212 | 0.3212 | 0.87819 | 0.21182 | 0.17783 | 0 | 0 | 0.65714 | 0.85008 | 0.010053 | 0.00079999 | 0.13717 | 0.45896 | 0.65714 | 0 | 0 | 0.85 | 0.85 | 0.85 | 0.85 | 0.87819 | 0.010053 | 0.52415 | 0 | 0
2025-09-08 06:00 | 73078.3162 | 71993.6257 | 736.0992 | 348.5913 | 0.033244 | 0.17088 | 0.17307 | 0.13128 | 251 | 6 | Winter | 0.3535 | 0.33148 | 0.33148 | 0.87914 | 0.24668 | 0.17307 | 0.033244 | 0 | 0.65714 | 0.85008 | 0.010088 | 0.00079999 | 0.13128 | 0.54134 | 0.65714 | 0 | 0 | 0.85 | 0.85 | 0.85 | 0.85 | 0.87914 | 0.010088 | 0.55421 | 0.023271 | 0.00017779
2025-09-08 07:00 | 79629.2999 | 75529.2248 | 3786.59 | 313.4851 | 0.17101 | 0.15367 | 0.15555 | 0.11965 | 251 | 7 | Winter | 0.39334 | 0.34859 | 0.34859 | 0.8799 | 0.30623 | 0.15555 | 0.17101 | 0 | 0.65714 | 0.85008 | 0.011938 | 0.017261 | 0.11965 | 0.53641 | 0.65714 | 0 | 0 | 0.85 | 0.85 | 0.85 | 0.85 | 0.8799 | 0.011938 | 0.56215 | 0.11971 | 0.0038224
2025-09-08 08:00 | 80416.9592 | 72942.2415 | 7163.5613 | 311.1564 | 0.32352 | 0.15253 | 0.15469 | 0.11349 | 251 | 8 | Winter | 0.43014 | 0.36227 | 0.36227 | 0.88068 | 0.34685 | 0.15469 | 0.32352 | 0 | 0.65714 | 0.85008 | 0.010821 | 0.0096506 | 0.11349 | 0.4851 | 0.65714 | 0 | 0 | 0.85 | 0.85 | 0.85 | 0.85 | 0.88068 | 0.010821 | 0.53053 | 0.22646 | 8.8894e-05
2025-09-08 09:00 | 79940.0127 | 69537.7918 | 10095.0803 | 307.1406 | 0.45591 | 0.15056 | 0.15224 | 0.12024 | 251 | 9 | Winter | 0.43228 | 0.35522 | 0.35522 | 0.88103 | 0.35924 | 0.15224 | 0.45591 | 0.040275 | 0.65714 | 0.85008 | 0.010961 | 0.00079999 | 0.12024 | 0.4407 | 0.65714 | 0 | 0 | 0.85 | 0.85 | 0.85 | 0.85 | 0.88103 | 0.010961 | 0.50047 | 0.31914 | 0
2025-09-08 10:00 | 78886.2657 | 66155.435 | 12434.9483 | 295.8823 | 0.56159 | 0.14504 | 0.14631 | 0.12209 | 251 | 10 | Winter | 0.4061 | 0.33487 | 0.33487 | 0.88085 | 0.36964 | 0.14631 | 0.56159 | 0.40566 | 0.65161 | 0.85008 | 0.013544 | 0.00079999 | 0.12209 | 0.43351 | 0.65161 | 0 | 0 | 0.85 | 0.85 | 0.85 | 0.85 | 0.88085 | 0.013544 | 0.48026 | 0.39311 | 0
2025-09-08 11:00 | 77456.8098 | 63285.7787 | 13884.2294 | 286.8017 | 0.62704 | 0.14059 | 0.14169 | 0.1207 | 251 | 11 | Winter | 0.3925 | 0.32321 | 0.32321 | 0.87126 | 0.35242 | 0.14169 | 0.62704 | 0.54927 | 0.65161 | 0.85008 | 0.013649 | 0.00079999 | 0.1207 | 0.42796 | 0.65161 | 0 | 0 | 0.85 | 0.85 | 0.85 | 0.85 | 0.87126 | 0.013649 | 0.46854 | 0.43893 | 0
2025-09-08 12:00 | 77692.5033 | 63155.6239 | 14259.6719 | 277.2075 | 0.644 | 0.13589 | 0.13645 | 0.12576 | 251 | 12 | Winter | 0.3815 | 0.31623 | 0.31623 | 0.87098 | 0.31489 | 0.13645 | 0.644 | 0.54413 | 0.65161 | 0.85008 | 0.013788 | 0.00079999 | 0.12576 | 0.41662 | 0.65161 | 0 | 0 | 0.85 | 0.85 | 0.85 | 0.85 | 0.87098 | 0.013788 | 0.46441 | 0.4508 | 0
2025-09-08 13:00 | 77827.7686 | 63849.1312 | 13721.6393 | 256.9981 | 0.6197 | 0.12598 | 0.1258 | 0.12924 | 251 | 13 | Winter | 0.37364 | 0.31803 | 0.31803 | 0.87056 | 0.27101 | 0.1258 | 0.6197 | 0.51602 | 0.65161 | 0.85008 | 0.010996 | 0.00079999 | 0.12924 | 0.39216 | 0.65161 | 0 | 0 | 0.85 | 0.85 | 0.85 | 0.85 | 0.87056 | 0.010996 | 0.45541 | 0.43379 | 0
2025-09-08 14:00 | 77773.2714 | 65219.8503 | 12326.9771 | 226.4441 | 0.55671 | 0.111 | 0.10991 | 0.13077 | 251 | 14 | Winter | 0.36662 | 0.31876 | 0.31876 | 0.87131 | 0.25223 | 0.10991 | 0.55671 | 0.50431 | 0.65161 | 0.85008 | 0.011519 | 0.00079999 | 0.13077 | 0.38684 | 0.65161 | 0 | 0 | 0.85 | 0.85 | 0.85 | 0.85 | 0.87131 | 0.011519 | 0.45706 | 0.3897 | 0
2025-09-08 15:00 | 78180.2324 | 67921.1192 | 10027.7361 | 231.3772 | 0.45287 | 0.11342 | 0.11244 | 0.13114 | 251 | 15 | Winter | 0.35644 | 0.32325 | 0.32325 | 0.87285 | 0.24653 | 0.11244 | 0.45287 | 0.52622 | 0.65161 | 0.85008 | 0.011764 | 0.001192 | 0.13114 | 0.41154 | 0.65161 | 0 | 0 | 0.85 | 0.85 | 0.85 | 0.85 | 0.87285 | 0.011764 | 0.48176 | 0.31701 | 0
2025-09-08 16:00 | 80517.7034 | 73225.9869 | 7045.1433 | 246.5732 | 0.31817 | 0.12087 | 0.12019 | 0.13307 | 251 | 16 | Winter | 0.34271 | 0.32889 | 0.32889 | 0.87552 | 0.27001 | 0.12019 | 0.31817 | 0.54156 | 0.66088 | 0.85008 | 0.012567 | 0.0013328 | 0.13307 | 0.50479 | 0.66088 | 0 | 0 | 0.85 | 0.85 | 0.85 | 0.85 | 0.87552 | 0.012567 | 0.52016 | 0.22272 | 0
2025-09-08 17:00 | 82909.8383 | 79067.3403 | 3595.0759 | 247.4221 | 0.16236 | 0.12129 | 0.12031 | 0.13883 | 251 | 17 | Winter | 0.35239 | 0.34089 | 0.34089 | 0.87812 | 0.31218 | 0.12031 | 0.16236 | 0.47484 | 0.66641 | 0.85008 | 0.012811 | 0.0013818 | 0.13883 | 0.55841 | 0.66641 | 0 | 0 | 0.85 | 0.85 | 0.85 | 0.85 | 0.87812 | 0.012811 | 0.563 | 0.11365 | 0.108
2025-09-08 18:00 | 86286.3087 | 85410.6778 | 625.9565 | 249.6744 | 0.028269 | 0.12239 | 0.12094 | 0.14863 | 251 | 18 | Winter | 0.36908 | 0.35647 | 0.35647 | 0.8795 | 0.33257 | 0.12094 | 0.028269 | 0.15048 | 0.66641 | 0.85008 | 0.011554 | 0.0054852 | 0.14863 | 0.57233 | 0.66641 | 0 | 0 | 0.85 | 0.85 | 0.85 | 0.85 | 0.8795 | 0.011554 | 0.60036 | 0.019789 | 0.31896
2025-09-08 19:00 | 83186.3611 | 82937.902 | 0 | 248.4591 | 0 | 0.12179 | 0.12013 | 0.15179 | 251 | 19 | Winter | 0.39083 | 0.3598 | 0.3598 | 0.8799 | 0.35171 | 0.12013 | 0 | 0 | 0.66641 | 0.85008 | 0.011624 | 0.0054852 | 0.15179 | 0.56127 | 0.66641 | 0 | 0 | 0.85 | 0.85 | 0.85 | 0.85 | 0.8799 | 0.011624 | 0.6033 | 0 | 0.16946
2025-09-08 20:00 | 80078.1593 | 79834.54 | 0 | 243.6193 | 0 | 0.11942 | 0.1178 | 0.14866 | 251 | 20 | Winter | 0.38392 | 0.35256 | 0.35256 | 0.88015 | 0.35332 | 0.1178 | 0 | 0 | 0.66539 | 0.85008 | 0.011729 | 0.0079216 | 0.14866 | 0.55127 | 0.66539 | 0 | 0 | 0.85 | 0.85 | 0.85 | 0.85 | 0.88015 | 0.011729 | 0.58652 | 0 | 0.16317
2025-09-08 21:00 | 76577.9981 | 76343.3306 | 0 | 234.6675 | 0 | 0.11503 | 0.11354 | 0.14194 | 251 | 21 | Winter | 0.36841 | 0.34678 | 0.34678 | 0.88022 | 0.34293 | 0.11354 | 0 | 0 | 0.66206 | 0.85008 | 0.011764 | 0.0066981 | 0.14194 | 0.52537 | 0.66206 | 0 | 0 | 0.85 | 0.85 | 0.85 | 0.85 | 0.88022 | 0.011764 | 0.56856 | 0 | 0.14339
2025-09-08 22:00 | 72059.0541 | 71835.3768 | 0 | 223.6773 | 0 | 0.10965 | 0.10836 | 0.13286 | 251 | 22 | Winter | 0.35457 | 0.33613 | 0.33613 | 0.87928 | 0.32008 | 0.10836 | 0 | 0 | 0.66206 | 0.85008 | 0.011868 | 0.0013818 | 0.13286 | 0.46434 | 0.66206 | 0 | 0 | 0.85 | 0.85 | 0.85 | 0.85 | 0.87928 | 0.011868 | 0.54642 | 0 | 0.12674
2025-09-08 23:00 | 67366.9844 | 67150.0794 | 0 | 216.905 | 0 | 0.10633 | 0.10529 | 0.12509 | 251 | 23 | Winter | 0.33817 | 0.32402 | 0.32402 | 0.87673 | 0.30333 | 0.10529 | 0 | 0 | 0.66044 | 0.85008 | 0.011659 | 0.0013818 | 0.12509 | 0.41028 | 0.66044 | 0 | 0 | 0.85 | 0.85 | 0.85 | 0.85 | 0.87673 | 0.011659 | 0.51856 | 0 | 0.039796
2025-09-09 00:00 | 65041.3318 | 64826.4684 | 0 | 214.8634 | 0 | 0.10533 | 0.1045 | 0.12016 | 252 | 0 | Winter | 0.38112 | 0.34822 | 0.34822 | 0.87184 | 0.31588 | 0.1045 | 0 | 0 | 0.65714 | 0.85008 | 0.011799 | 0.0012155 | 0.12016 | 0.39122 | 0.65714 | 0 | 0 | 0.85 | 0.85 | 0.85 | 0.85 | 0.87184 | 0.011799 | 0.48528 | 0 | 0.0029205
2025-09-09 01:00 | 63980.1546 | 63764.7361 | 0 | 215.4185 | 0 | 0.1056 | 0.10497 | 0.117 | 252 | 1 | Winter | 0.36674 | 0.33231 | 0.33231 | 0.87605 | 0.28158 | 0.10497 | 0 | 0 | 0.65714 | 0.85008 | 0.009774 | 0.00081967 | 0.117 | 0.37856 | 0.65714 | 0 | 0 | 0.85 | 0.85 | 0.85 | 0.85 | 0.87605 | 0.009774 | 0.4777 | 0 | 0
2025-09-09 02:00 | 63477.144 | 63260.168 | 0 | 216.976 | 0 | 0.10636 | 0.10575 | 0.1174 | 252 | 2 | Winter | 0.34679 | 0.32201 | 0.32201 | 0.8763 | 0.24925 | 0.10575 | 0 | 0 | 0.65714 | 0.85008 | 0.0098438 | 0.00079999 | 0.1174 | 0.37271 | 0.65714 | 0 | 0 | 0.85 | 0.85 | 0.85 | 0.85 | 0.8763 | 0.0098438 | 0.47491 | 0 | 0
2025-09-09 03:00 | 63277.074 | 63055.0133 | 0 | 222.0607 | 0 | 0.10885 | 0.10824 | 0.11992 | 252 | 3 | Winter | 0.3338 | 0.31706 | 0.31706 | 0.87561 | 0.23438 | 0.10824 | 0 | 0 | 0.65714 | 0.85008 | 0.0098089 | 0.00079999 | 0.11992 | 0.37639 | 0.65714 | 0 | 0 | 0.85 | 0.85 | 0.85 | 0.85 | 0.87561 | 0.0098089 | 0.47708 | 0 | 0
2025-09-09 04:00 | 63603.8687 | 63375.2811 | 0 | 228.5876 | 0 | 0.11205 | 0.11144 | 0.12321 | 252 | 4 | Winter | 0.33501 | 0.31839 | 0.31839 | 0.87687 | 0.215 | 0.11144 | 0 | 0 | 0.65714 | 0.85008 | 0.0099486 | 0.00079999 | 0.12321 | 0.39652 | 0.65714 | 0 | 0 | 0.85 | 0.85 | 0.85 | 0.85 | 0.87687 | 0.0099486 | 0.49014 | 0 | 0
2025-09-09 05:00 | 67439.797 | 67203.5315 | 0 | 236.2655 | 0 | 0.11582 | 0.11527 | 0.12565 | 252 | 5 | Winter | 0.34255 | 0.3212 | 0.3212 | 0.87819 | 0.21182 | 0.11527 | 0 | 0 | 0.65714 | 0.85008 | 0.010053 | 0.00079999 | 0.12565 | 0.45896 | 0.65714 | 0 | 0 | 0.85 | 0.85 | 0.85 | 0.85 | 0.87819 | 0.010053 | 0.52415 | 0 | 0
2025-09-09 06:00 | 74661.3372 | 73712.2807 | 712.0968 | 236.9597 | 0.03216 | 0.11616 | 0.11575 | 0.12343 | 252 | 6 | Winter | 0.3535 | 0.33148 | 0.33148 | 0.87914 | 0.24668 | 0.11575 | 0.03216 | 0 | 0.65714 | 0.85008 | 0.010088 | 0.00079999 | 0.12343 | 0.54134 | 0.65714 | 0 | 0 | 0.85 | 0.85 | 0.85 | 0.85 | 0.87914 | 0.010088 | 0.55421 | 0.022512 | 0.00017779
2025-09-09 07:00 | 81039.5646 | 76988.5344 | 3832.9487 | 218.0815 | 0.1731 | 0.1069 | 0.10661 | 0.11212 | 252 | 7 | Winter | 0.39334 | 0.34859 | 0.34859 | 0.8799 | 0.30623 | 0.10661 | 0.1731 | 0 | 0.65714 | 0.85008 | 0.011938 | 0.017261 | 0.11212 | 0.53641 | 0.65714 | 0 | 0 | 0.85 | 0.85 | 0.85 | 0.85 | 0.8799 | 0.011938 | 0.56215 | 0.12117 | 0.0038224
2025-09-09 08:00 | 81217.6506 | 73630.4846 | 7361.8063 | 225.3596 | 0.33247 | 0.11047 | 0.11079 | 0.10465 | 252 | 8 | Winter | 0.43014 | 0.36227 | 0.36227 | 0.88068 | 0.34685 | 0.11079 | 0.33247 | 0 | 0.65714 | 0.85008 | 0.010821 | 0.0096506 | 0.10465 | 0.4851 | 0.65714 | 0 | 0 | 0.85 | 0.85 | 0.85 | 0.85 | 0.88068 | 0.010821 | 0.53053 | 0.23273 | 8.8894e-05
2025-09-09 09:00 | 80686.3871 | 70106.2759 | 10338.6019 | 241.5093 | 0.46691 | 0.11839 | 0.11905 | 0.10642 | 252 | 9 | Winter | 0.43228 | 0.35522 | 0.35522 | 0.88103 | 0.35924 | 0.11905 | 0.46691 | 0.040275 | 0.65714 | 0.85008 | 0.010961 | 0.00079999 | 0.10642 | 0.4407 | 0.65714 | 0 | 0 | 0.85 | 0.85 | 0.85 | 0.85 | 0.88103 | 0.010961 | 0.50047 | 0.32684 | 0
2025-09-09 10:00 | 79630.6631 | 66780.5207 | 12598.7512 | 251.3912 | 0.56899 | 0.12323 | 0.12409 | 0.10768 | 252 | 10 | Winter | 0.4061 | 0.33487 | 0.33487 | 0.88085 | 0.36964 | 0.12409 | 0.56899 | 0.40566 | 0.65161 | 0.85008 | 0.013544 | 0.00079999 | 0.10768 | 0.43351 | 0.65161 | 0 | 0 | 0.85 | 0.85 | 0.85 | 0.85 | 0.88085 | 0.013544 | 0.48026 | 0.39829 | 0
2025-09-09 11:00 | 78170.9296 | 63965.0547 | 13948.3019 | 257.5731 | 0.62993 | 0.12626 | 0.12731 | 0.10738 | 252 | 11 | Winter | 0.3925 | 0.32321 | 0.32321 | 0.87126 | 0.35242 | 0.12731 | 0.62993 | 0.54927 | 0.65161 | 0.85008 | 0.013649 | 0.00079999 | 0.10738 | 0.42796 | 0.65161 | 0 | 0 | 0.85 | 0.85 | 0.85 | 0.85 | 0.87126 | 0.013649 | 0.46854 | 0.44095 | 0
2025-09-09 12:00 | 78373.1273 | 63791.7542 | 14326.3605 | 255.0126 | 0.64701 | 0.12501 | 0.12612 | 0.10487 | 252 | 12 | Winter | 0.3815 | 0.31623 | 0.31623 | 0.87098 | 0.31489 | 0.12612 | 0.64701 | 0.54413 | 0.65161 | 0.85008 | 0.013788 | 0.00079999 | 0.10487 | 0.41662 | 0.65161 | 0 | 0 | 0.85 | 0.85 | 0.85 | 0.85 | 0.87098 | 0.013788 | 0.46441 | 0.45291 | 0
2025-09-09 13:00 | 78437.0485 | 64390.3698 | 13799.9635 | 246.7153 | 0.62323 | 0.12094 | 0.12202 | 0.10136 | 252 | 13 | Winter | 0.37364 | 0.31803 | 0.31803 | 0.87056 | 0.27101 | 0.12202 | 0.62323 | 0.51602 | 0.65161 | 0.85008 | 0.010996 | 0.00079999 | 0.10136 | 0.39216 | 0.65161 | 0 | 0 | 0.85 | 0.85 | 0.85 | 0.85 | 0.87056 | 0.010996 | 0.45541 | 0.43626 | 0
2025-09-09 14:00 | 78377.3384 | 65732.948 | 12402.0586 | 242.3318 | 0.5601 | 0.11879 | 0.11981 | 0.10031 | 252 | 14 | Winter | 0.36662 | 0.31876 | 0.31876 | 0.87131 | 0.25223 | 0.11981 | 0.5601 | 0.50431 | 0.65161 | 0.85008 | 0.011519 | 0.00079999 | 0.10031 | 0.38684 | 0.65161 | 0 | 0 | 0.85 | 0.85 | 0.85 | 0.85 | 0.87131 | 0.011519 | 0.45706 | 0.39207 | 0
2025-09-09 15:00 | 78897.1059 | 68633.2445 | 10021.6842 | 242.1771 | 0.4526 | 0.11871 | 0.11963 | 0.10213 | 252 | 15 | Winter | 0.35644 | 0.32325 | 0.32325 | 0.87285 | 0.24653 | 0.11963 | 0.4526 | 0.52622 | 0.65161 | 0.85008 | 0.011764 | 0.001192 | 0.10213 | 0.41154 | 0.65161 | 0 | 0 | 0.85 | 0.85 | 0.85 | 0.85 | 0.87285 | 0.011764 | 0.48176 | 0.31682 | 0
2025-09-09 16:00 | 81411.7128 | 74336.033 | 6833.7468 | 241.933 | 0.30863 | 0.11859 | 0.11937 | 0.10457 | 252 | 16 | Winter | 0.34271 | 0.32889 | 0.32889 | 0.87552 | 0.27001 | 0.11937 | 0.30863 | 0.54156 | 0.66088 | 0.85008 | 0.012567 | 0.0013328 | 0.10457 | 0.50479 | 0.66088 | 0 | 0 | 0.85 | 0.85 | 0.85 | 0.85 | 0.87552 | 0.012567 | 0.52016 | 0.21604 | 0
2025-09-09 17:00 | 83884.2544 | 80311.9184 | 3329.5741 | 242.7619 | 0.15037 | 0.119 | 0.11949 | 0.11014 | 252 | 17 | Winter | 0.35239 | 0.34089 | 0.34089 | 0.87812 | 0.31218 | 0.11949 | 0.15037 | 0.47484 | 0.66641 | 0.85008 | 0.012811 | 0.0013818 | 0.11014 | 0.55841 | 0.66641 | 0 | 0 | 0.85 | 0.85 | 0.85 | 0.85 | 0.87812 | 0.012811 | 0.563 | 0.10526 | 0.108
2025-09-09 18:00 | 87724.7255 | 86917.271 | 552.307 | 255.1475 | 0.024943 | 0.12507 | 0.12526 | 0.12174 | 252 | 18 | Winter | 0.36908 | 0.35647 | 0.35647 | 0.8795 | 0.33257 | 0.12526 | 0.024943 | 0.15048 | 0.66641 | 0.85008 | 0.011554 | 0.0054852 | 0.12174 | 0.57233 | 0.66641 | 0 | 0 | 0.85 | 0.85 | 0.85 | 0.85 | 0.8795 | 0.011554 | 0.60036 | 0.01746 | 0.31896
2025-09-09 19:00 | 85060.5392 | 84791.3709 | 0 | 269.1683 | 0 | 0.13195 | 0.13203 | 0.13047 | 252 | 19 | Winter | 0.39083 | 0.3598 | 0.3598 | 0.8799 | 0.35171 | 0.13203 | 0 | 0 | 0.66641 | 0.85008 | 0.011624 | 0.0054852 | 0.13047 | 0.56127 | 0.66641 | 0 | 0 | 0.85 | 0.85 | 0.85 | 0.85 | 0.8799 | 0.011624 | 0.6033 | 0 | 0.16946
2025-09-09 20:00 | 81913.0035 | 81639.1573 | 0 | 273.8462 | 0 | 0.13424 | 0.13434 | 0.13246 | 252 | 20 | Winter | 0.38392 | 0.35256 | 0.35256 | 0.88015 | 0.35332 | 0.13434 | 0 | 0 | 0.66539 | 0.85008 | 0.011729 | 0.0079216 | 0.13246 | 0.55127 | 0.66539 | 0 | 0 | 0.85 | 0.85 | 0.85 | 0.85 | 0.88015 | 0.011729 | 0.58652 | 0 | 0.16317
2025-09-09 21:00 | 78273.025 | 77997.296 | 0 | 275.729 | 0 | 0.13516 | 0.1355 | 0.129 | 252 | 21 | Winter | 0.36841 | 0.34678 | 0.34678 | 0.88022 | 0.34293 | 0.1355 | 0 | 0 | 0.66206 | 0.85008 | 0.011764 | 0.0066981 | 0.129 | 0.52537 | 0.66206 | 0 | 0 | 0.85 | 0.85 | 0.85 | 0.85 | 0.88022 | 0.011764 | 0.56856 | 0 | 0.14339
2025-09-09 22:00 | 73358.3549 | 73085.4821 | 0 | 272.8728 | 0 | 0.13376 | 0.13424 | 0.12517 | 252 | 22 | Winter | 0.35457 | 0.33613 | 0.33613 | 0.87928 | 0.32008 | 0.13424 | 0 | 0 | 0.66206 | 0.85008 | 0.011868 | 0.0013818 | 0.12517 | 0.46434 | 0.66206 | 0 | 0 | 0.85 | 0.85 | 0.85 | 0.85 | 0.87928 | 0.011868 | 0.54642 | 0 | 0.12674
2025-09-09 23:00 | 68279.3529 | 68013.9788 | 0 | 265.3741 | 0 | 0.13009 | 0.13042 | 0.12404 | 252 | 23 | Winter | 0.33817 | 0.32402 | 0.32402 | 0.87673 | 0.30333 | 0.13042 | 0 | 0 | 0.66044 | 0.85008 | 0.011659 | 0.0013818 | 0.12404 | 0.41028 | 0.66044 | 0 | 0 | 0.85 | 0.85 | 0.85 | 0.85 | 0.87673 | 0.011659 | 0.51856 | 0 | 0.039796
2025-09-10 00:00 | 65639.3179 | 65377.4671 | 0 | 261.8507 | 0 | 0.12836 | 0.12847 | 0.12632 | 253 | 0 | Winter | 0.38112 | 0.34822 | 0.34822 | 0.87184 | 0.31588 | 0.12847 | 0 | 0 | 0.65714 | 0.85008 | 0.011799 | 0.0012155 | 0.12632 | 0.39122 | 0.65714 | 0 | 0 | 0.85 | 0.85 | 0.85 | 0.85 | 0.87184 | 0.011799 | 0.48528 | 0 | 0.0029205
2025-09-10 01:00 | 64278.8581 | 64021.9761 | 0 | 256.882 | 0 | 0.12592 | 0.12596 | 0.12525 | 253 | 1 | Winter | 0.36674 | 0.33231 | 0.33231 | 0.87605 | 0.28158 | 0.12596 | 0 | 0 | 0.65714 | 0.85008 | 0.009774 | 0.00081967 | 0.12525 | 0.37856 | 0.65714 | 0 | 0 | 0.85 | 0.85 | 0.85 | 0.85 | 0.87605 | 0.009774 | 0.4777 | 0 | 0
2025-09-10 02:00 | 63501.6384 | 63250.8119 | 0 | 250.8265 | 0 | 0.12295 | 0.12297 | 0.12273 | 253 | 2 | Winter | 0.34679 | 0.32201 | 0.32201 | 0.8763 | 0.24925 | 0.12297 | 0 | 0 | 0.65714 | 0.85008 | 0.0098438 | 0.00079999 | 0.12273 | 0.37271 | 0.65714 | 0 | 0 | 0.85 | 0.85 | 0.85 | 0.85 | 0.8763 | 0.0098438 | 0.47491 | 0 | 0
2025-09-10 03:00 | 63025.4503 | 62775.7576 | 0 | 249.6927 | 0 | 0.1224 | 0.12232 | 0.12375 | 253 | 3 | Winter | 0.3338 | 0.31706 | 0.31706 | 0.87561 | 0.23438 | 0.12232 | 0 | 0 | 0.65714 | 0.85008 | 0.0098089 | 0.00079999 | 0.12375 | 0.37639 | 0.65714 | 0 | 0 | 0.85 | 0.85 | 0.85 | 0.85 | 0.87561 | 0.0098089 | 0.47708 | 0 | 0
2025-09-10 04:00 | 63134.0226 | 62886.6252 | 0 | 247.3973 | 0 | 0.12127 | 0.12116 | 0.12335 | 253 | 4 | Winter | 0.33501 | 0.31839 | 0.31839 | 0.87687 | 0.215 | 0.12116 | 0 | 0 | 0.65714 | 0.85008 | 0.0099486 | 0.00079999 | 0.12335 | 0.39652 | 0.65714 | 0 | 0 | 0.85 | 0.85 | 0.85 | 0.85 | 0.87687 | 0.0099486 | 0.49014 | 0 | 0
2025-09-10 05:00 | 66848.4063 | 66599.9579 | 0 | 248.4484 | 0 | 0.12179 | 0.1213 | 0.13063 | 253 | 5 | Winter | 0.34255 | 0.3212 | 0.3212 | 0.87819 | 0.21182 | 0.1213 | 0 | 0 | 0.65714 | 0.85008 | 0.010053 | 0.00079999 | 0.13063 | 0.45896 | 0.65714 | 0 | 0 | 0.85 | 0.85 | 0.85 | 0.85 | 0.87819 | 0.010053 | 0.52415 | 0 | 0
2025-09-10 06:00 | 74123.8659 | 73412.7325 | 465.3799 | 245.7536 | 0.021017 | 0.12047 | 0.11961 | 0.13594 | 253 | 6 | Winter | 0.3535 | 0.33148 | 0.33148 | 0.87914 | 0.24668 | 0.11961 | 0.021017 | 0 | 0.65714 | 0.85008 | 0.010088 | 0.00079999 | 0.13594 | 0.54134 | 0.65714 | 0 | 0 | 0.85 | 0.85 | 0.85 | 0.85 | 0.87914 | 0.010088 | 0.55421 | 0.014712 | 0.00017779
2025-09-10 07:00 | 80966.3432 | 78126.1802 | 2626.2533 | 213.9097 | 0.11861 | 0.10486 | 0.104 | 0.12032 | 253 | 7 | Winter | 0.39334 | 0.34859 | 0.34859 | 0.8799 | 0.30623 | 0.104 | 0.11861 | 0 | 0.65714 | 0.85008 | 0.011938 | 0.017261 | 0.12032 | 0.53641 | 0.65714 | 0 | 0 | 0.85 | 0.85 | 0.85 | 0.85 | 0.8799 | 0.011938 | 0.56215 | 0.083025 | 0.0038224
2025-09-10 08:00 | 81634.8445 | 75951.7435 | 5470.4912 | 212.6098 | 0.24706 | 0.10422 | 0.1039 | 0.10998 | 253 | 8 | Winter | 0.43014 | 0.36227 | 0.36227 | 0.88068 | 0.34685 | 0.1039 | 0.24706 | 0 | 0.65714 | 0.85008 | 0.010821 | 0.0096506 | 0.10998 | 0.4851 | 0.65714 | 0 | 0 | 0.85 | 0.85 | 0.85 | 0.85 | 0.88068 | 0.010821 | 0.53053 | 0.17294 | 8.8894e-05
2025-09-10 09:00 | 81548.3382 | 72852.823 | 8478.4577 | 217.0575 | 0.3829 | 0.1064 | 0.10645 | 0.10546 | 253 | 9 | Winter | 0.43228 | 0.35522 | 0.35522 | 0.88103 | 0.35924 | 0.10645 | 0.3829 | 0.040275 | 0.65714 | 0.85008 | 0.010961 | 0.00079999 | 0.10546 | 0.4407 | 0.65714 | 0 | 0 | 0.85 | 0.85 | 0.85 | 0.85 | 0.88103 | 0.010961 | 0.50047 | 0.26803 | 0
2025-09-10 10:00 | 80766.6511 | 69470.8638 | 11082.2459 | 213.5415 | 0.5005 | 0.10468 | 0.10471 | 0.10417 | 253 | 10 | Winter | 0.4061 | 0.33487 | 0.33487 | 0.88085 | 0.36964 | 0.10471 | 0.5005 | 0.40566 | 0.65161 | 0.85008 | 0.013544 | 0.00079999 | 0.10417 | 0.43351 | 0.65161 | 0 | 0 | 0.85 | 0.85 | 0.85 | 0.85 | 0.88085 | 0.013544 | 0.48026 | 0.35035 | 0
2025-09-10 11:00 | 79464.6603 | 66535.1179 | 12715.9961 | 213.5463 | 0.57428 | 0.10468 | 0.10458 | 0.10639 | 253 | 11 | Winter | 0.3925 | 0.32321 | 0.32321 | 0.87126 | 0.35242 | 0.10458 | 0.57428 | 0.54927 | 0.65161 | 0.85008 | 0.013649 | 0.00079999 | 0.10639 | 0.42796 | 0.65161 | 0 | 0 | 0.85 | 0.85 | 0.85 | 0.85 | 0.87126 | 0.013649 | 0.46854 | 0.402 | 0
2025-09-10 12:00 | 79846.9598 | 66594.3844 | 13036.2917 | 216.2837 | 0.58875 | 0.10602 | 0.10587 | 0.10875 | 253 | 12 | Winter | 0.3815 | 0.31623 | 0.31623 | 0.87098 | 0.31489 | 0.10587 | 0.58875 | 0.54413 | 0.65161 | 0.85008 | 0.013788 | 0.00079999 | 0.10875 | 0.41662 | 0.65161 | 0 | 0 | 0.85 | 0.85 | 0.85 | 0.85 | 0.87098 | 0.013788 | 0.46441 | 0.41212 | 0
2025-09-10 13:00 | 80010.9174 | 67717.912 | 12073.1007 | 219.9048 | 0.54525 | 0.1078 | 0.10768 | 0.10993 | 253 | 13 | Winter | 0.37364 | 0.31803 | 0.31803 | 0.87056 | 0.27101 | 0.10768 | 0.54525 | 0.51602 | 0.65161 | 0.85008 | 0.010996 | 0.00079999 | 0.10993 | 0.39216 | 0.65161 | 0 | 0 | 0.85 | 0.85 | 0.85 | 0.85 | 0.87056 | 0.010996 | 0.45541 | 0.38167 | 0
2025-09-10 14:00 | 79998.7816 | 69600.5764 | 10177.2303 | 220.9749 | 0.45962 | 0.10832 | 0.10824 | 0.10977 | 253 | 14 | Winter | 0.36662 | 0.31876 | 0.31876 | 0.87131 | 0.25223 | 0.10824 | 0.45962 | 0.50431 | 0.65161 | 0.85008 | 0.011519 | 0.00079999 | 0.10977 | 0.38684 | 0.65161 | 0 | 0 | 0.85 | 0.85 | 0.85 | 0.85 | 0.87131 | 0.011519 | 0.45706 | 0.32174 | 0
2025-09-10 15:00 | 80618.6032 | 72657.4814 | 7744.527 | 216.5947 | 0.34976 | 0.10617 | 0.10607 | 0.10803 | 253 | 15 | Winter | 0.35644 | 0.32325 | 0.32325 | 0.87285 | 0.24653 | 0.10607 | 0.34976 | 0.52622 | 0.65161 | 0.85008 | 0.011764 | 0.001192 | 0.10803 | 0.41154 | 0.65161 | 0 | 0 | 0.85 | 0.85 | 0.85 | 0.85 | 0.87285 | 0.011764 | 0.48176 | 0.24483 | 0
2025-09-10 16:00 | 83653.3205 | 78341.8782 | 5104.133 | 207.3093 | 0.23051 | 0.10162 | 0.10147 | 0.10436 | 253 | 16 | Winter | 0.34271 | 0.32889 | 0.32889 | 0.87552 | 0.27001 | 0.10147 | 0.23051 | 0.54156 | 0.66088 | 0.85008 | 0.012567 | 0.0013328 | 0.10436 | 0.50479 | 0.66088 | 0 | 0 | 0.85 | 0.85 | 0.85 | 0.85 | 0.87552 | 0.012567 | 0.52016 | 0.16136 | 0
2025-09-10 17:00 | 86891.6264 | 84173.3877 | 2511.7153 | 206.5235 | 0.11343 | 0.10124 | 0.10135 | 0.099187 | 253 | 17 | Winter | 0.35239 | 0.34089 | 0.34089 | 0.87812 | 0.31218 | 0.10135 | 0.11343 | 0.47484 | 0.66641 | 0.85008 | 0.012811 | 0.0013818 | 0.099187 | 0.55841 | 0.66641 | 0 | 0 | 0.85 | 0.85 | 0.85 | 0.85 | 0.87812 | 0.012811 | 0.563 | 0.079404 | 0.108
2025-09-10 18:00 | 90853.1298 | 90207.3439 | 413.9427 | 231.8433 | 0.018694 | 0.11365 | 0.11431 | 0.10173 | 253 | 18 | Winter | 0.36908 | 0.35647 | 0.35647 | 0.8795 | 0.33257 | 0.11431 | 0.018694 | 0.15048 | 0.66641 | 0.85008 | 0.011554 | 0.0054852 | 0.10173 | 0.57233 | 0.66641 | 0 | 0 | 0.85 | 0.85 | 0.85 | 0.85 | 0.8795 | 0.011554 | 0.60036 | 0.013086 | 0.31896
2025-09-10 19:00 | 88198.4488 | 87938.6193 | 0 | 259.8295 | 0 | 0.12737 | 0.12845 | 0.10779 | 253 | 19 | Winter | 0.39083 | 0.3598 | 0.3598 | 0.8799 | 0.35171 | 0.12845 | 0 | 0 | 0.66641 | 0.85008 | 0.011624 | 0.0054852 | 0.10779 | 0.56127 | 0.66641 | 0 | 0 | 0.85 | 0.85 | 0.85 | 0.85 | 0.8799 | 0.011624 | 0.6033 | 0 | 0.16946
2025-09-10 20:00 | 85082.4783 | 84810.9723 | 0 | 271.506 | 0 | 0.13309 | 0.1342 | 0.11312 | 253 | 20 | Winter | 0.38392 | 0.35256 | 0.35256 | 0.88015 | 0.35332 | 0.1342 | 0 | 0 | 0.66539 | 0.85008 | 0.011729 | 0.0079216 | 0.11312 | 0.55127 | 0.66539 | 0 | 0 | 0.85 | 0.85 | 0.85 | 0.85 | 0.88015 | 0.011729 | 0.58652 | 0 | 0.16317
2025-09-10 21:00 | 81410.2537 | 81135.478 | 0 | 274.7757 | 0 | 0.13469 | 0.13558 | 0.11863 | 253 | 21 | Winter | 0.36841 | 0.34678 | 0.34678 | 0.88022 | 0.34293 | 0.13558 | 0 | 0 | 0.66206 | 0.85008 | 0.011764 | 0.0066981 | 0.11863 | 0.52537 | 0.66206 | 0 | 0 | 0.85 | 0.85 | 0.85 | 0.85 | 0.88022 | 0.011764 | 0.56856 | 0 | 0.14339
2025-09-10 22:00 | 76532.9577 | 76260.7063 | 0 | 272.2515 | 0 | 0.13346 | 0.1341 | 0.1219 | 253 | 22 | Winter | 0.35457 | 0.33613 | 0.33613 | 0.87928 | 0.32008 | 0.1341 | 0 | 0 | 0.66206 | 0.85008 | 0.011868 | 0.0013818 | 0.1219 | 0.46434 | 0.66206 | 0 | 0 | 0.85 | 0.85 | 0.85 | 0.85 | 0.87928 | 0.011868 | 0.54642 | 0 | 0.12674
2025-09-10 23:00 | 71601.2538 | 71335.6187 | 0 | 265.6351 | 0 | 0.13021 | 0.13064 | 0.12249 | 253 | 23 | Winter | 0.33817 | 0.32402 | 0.32402 | 0.87673 | 0.30333 | 0.13064 | 0 | 0 | 0.66044 | 0.85008 | 0.011659 | 0.0013818 | 0.12249 | 0.41028 | 0.66044 | 0 | 0 | 0.85 | 0.85 | 0.85 | 0.85 | 0.87673 | 0.011659 | 0.51856 | 0 | 0.039796
2025-09-11 00:00 | 69216.2423 | 68956.3822 | 0 | 259.8601 | 0 | 0.12738 | 0.12797 | 0.11679 | 254 | 0 | Winter | 0.38112 | 0.34822 | 0.34822 | 0.87184 | 0.31588 | 0.12797 | 0 | 0 | 0.65714 | 0.85008 | 0.011799 | 0.0012155 | 0.11679 | 0.39122 | 0.65714 | 0 | 0 | 0.85 | 0.85 | 0.85 | 0.85 | 0.87184 | 0.011799 | 0.48528 | 0 | 0.0029205
2025-09-11 01:00 | 68246.0832 | 67991.5064 | 0 | 254.5768 | 0 | 0.12479 | 0.12572 | 0.10805 | 254 | 1 | Winter | 0.36674 | 0.33231 | 0.33231 | 0.87605 | 0.28158 | 0.12572 | 0 | 0 | 0.65714 | 0.85008 | 0.009774 | 0.00081967 | 0.10805 | 0.37856 | 0.65714 | 0 | 0 | 0.85 | 0.85 | 0.85 | 0.85 | 0.87605 | 0.009774 | 0.4777 | 0 | 0
2025-09-11 02:00 | 67906.1672 | 67656.7068 | 0 | 249.4604 | 0 | 0.12228 | 0.12355 | 0.099429 | 254 | 2 | Winter | 0.34679 | 0.32201 | 0.32201 | 0.8763 | 0.24925 | 0.12355 | 0 | 0 | 0.65714 | 0.85008 | 0.0098438 | 0.00079999 | 0.099429 | 0.37271 | 0.65714 | 0 | 0 | 0.85 | 0.85 | 0.85 | 0.85 | 0.8763 | 0.0098438 | 0.47491 | 0 | 0
2025-09-11 03:00 | 67833.0224 | 67587.4909 | 0 | 245.5315 | 0 | 0.12036 | 0.12194 | 0.091741 | 254 | 3 | Winter | 0.3338 | 0.31706 | 0.31706 | 0.87561 | 0.23438 | 0.12194 | 0 | 0 | 0.65714 | 0.85008 | 0.0098089 | 0.00079999 | 0.091741 | 0.37639 | 0.65714 | 0 | 0 | 0.85 | 0.85 | 0.85 | 0.85 | 0.87561 | 0.0098089 | 0.47708 | 0 | 0
2025-09-11 04:00 | 68311.2367 | 68069.0388 | 0 | 242.1979 | 0 | 0.11872 | 0.12044 | 0.087804 | 254 | 4 | Winter | 0.33501 | 0.31839 | 0.31839 | 0.87687 | 0.215 | 0.12044 | 0 | 0 | 0.65714 | 0.85008 | 0.0099486 | 0.00079999 | 0.087804 | 0.39652 | 0.65714 | 0 | 0 | 0.85 | 0.85 | 0.85 | 0.85 | 0.87687 | 0.0099486 | 0.49014 | 0 | 0
2025-09-11 05:00 | 72087.3804 | 71849.8932 | 0 | 237.4872 | 0 | 0.11642 | 0.11815 | 0.085152 | 254 | 5 | Winter | 0.34255 | 0.3212 | 0.3212 | 0.87819 | 0.21182 | 0.11815 | 0 | 0 | 0.65714 | 0.85008 | 0.010053 | 0.00079999 | 0.085152 | 0.45896 | 0.65714 | 0 | 0 | 0.85 | 0.85 | 0.85 | 0.85 | 0.87819 | 0.010053 | 0.52415 | 0 | 0
2025-09-11 06:00 | 78715.4666 | 78014.0557 | 470.5164 | 230.8944 | 0.021249 | 0.11318 | 0.11495 | 0.081241 | 254 | 6 | Winter | 0.3535 | 0.33148 | 0.33148 | 0.87914 | 0.24668 | 0.11495 | 0.021249 | 0 | 0.65714 | 0.85008 | 0.010088 | 0.00079999 | 0.081241 | 0.54134 | 0.65714 | 0 | 0 | 0.85 | 0.85 | 0.85 | 0.85 | 0.87914 | 0.010088 | 0.55421 | 0.014875 | 0.00017779
2025-09-11 07:00 | 84382.7936 | 81319.9931 | 2860.6559 | 202.1446 | 0.12919 | 0.09909 | 0.10079 | 0.068411 | 254 | 7 | Winter | 0.39334 | 0.34859 | 0.34859 | 0.8799 | 0.30623 | 0.10079 | 0.12919 | 0 | 0.65714 | 0.85008 | 0.011938 | 0.017261 | 0.068411 | 0.53641 | 0.65714 | 0 | 0 | 0.85 | 0.85 | 0.85 | 0.85 | 0.8799 | 0.011938 | 0.56215 | 0.090435 | 0.0038224
2025-09-11 08:00 | 83804.2529 | 77642.2885 | 5944.6285 | 217.3358 | 0.26847 | 0.10654 | 0.10884 | 0.064848 | 254 | 8 | Winter | 0.43014 | 0.36227 | 0.36227 | 0.88068 | 0.34685 | 0.10884 | 0.26847 | 0 | 0.65714 | 0.85008 | 0.010821 | 0.0096506 | 0.064848 | 0.4851 | 0.65714 | 0 | 0 | 0.85 | 0.85 | 0.85 | 0.85 | 0.88068 | 0.010821 | 0.53053 | 0.18793 | 8.8894e-05
2025-09-11 09:00 | 82723.5995 | 73734.1156 | 8780.809 | 208.675 | 0.39656 | 0.10229 | 0.1046 | 0.060482 | 254 | 9 | Winter | 0.43228 | 0.35522 | 0.35522 | 0.88103 | 0.35924 | 0.1046 | 0.39656 | 0.040275 | 0.65714 | 0.85008 | 0.010961 | 0.00079999 | 0.060482 | 0.4407 | 0.65714 | 0 | 0 | 0.85 | 0.85 | 0.85 | 0.85 | 0.88103 | 0.010961 | 0.50047 | 0.27759 | 0
2025-09-11 10:00 | 80893.011 | 69787.7875 | 10908.1362 | 197.0873 | 0.49263 | 0.096611 | 0.09904 | 0.052714 | 254 | 10 | Winter | 0.4061 | 0.33487 | 0.33487 | 0.88085 | 0.36964 | 0.09904 | 0.49263 | 0.40566 | 0.65161 | 0.85008 | 0.013544 | 0.00079999 | 0.052714 | 0.43351 | 0.65161 | 0 | 0 | 0.85 | 0.85 | 0.85 | 0.85 | 0.88085 | 0.013544 | 0.48026 | 0.34484 | 0
2025-09-11 11:00 | 78963.3091 | 66780.8559 | 11983.2484 | 199.2047 | 0.54119 | 0.097649 | 0.10035 | 0.048911 | 254 | 11 | Winter | 0.3925 | 0.32321 | 0.32321 | 0.87126 | 0.35242 | 0.10035 | 0.54119 | 0.54927 | 0.65161 | 0.85008 | 0.013649 | 0.00079999 | 0.048911 | 0.42796 | 0.65161 | 0 | 0 | 0.85 | 0.85 | 0.85 | 0.85 | 0.87126 | 0.013649 | 0.46854 | 0.37883 | 0
2025-09-11 12:00 | 78778.6871 | 66197.0979 | 12384.4701 | 197.1192 | 0.55931 | 0.096627 | 0.099442 | 0.04575 | 254 | 12 | Winter | 0.3815 | 0.31623 | 0.31623 | 0.87098 | 0.31489 | 0.099442 | 0.55931 | 0.54413 | 0.65161 | 0.85008 | 0.013788 | 0.00079999 | 0.04575 | 0.41662 | 0.65161 | 0 | 0 | 0.85 | 0.85 | 0.85 | 0.85 | 0.87098 | 0.013788 | 0.46441 | 0.39152 | 0
2025-09-11 13:00 | 78470.8279 | 66175.9366 | 12105.4026 | 189.4887 | 0.5467 | 0.092887 | 0.095625 | 0.043393 | 254 | 13 | Winter | 0.37364 | 0.31803 | 0.31803 | 0.87056 | 0.27101 | 0.095625 | 0.5467 | 0.51602 | 0.65161 | 0.85008 | 0.010996 | 0.00079999 | 0.043393 | 0.39216 | 0.65161 | 0 | 0 | 0.85 | 0.85 | 0.85 | 0.85 | 0.87056 | 0.010996 | 0.45541 | 0.38269 | 0
2025-09-11 14:00 | 77993.3768 | 66808.2011 | 11000.5345 | 184.6412 | 0.49681 | 0.09051 | 0.092873 | 0.047812 | 254 | 14 | Winter | 0.36662 | 0.31876 | 0.31876 | 0.87131 | 0.25223 | 0.092873 | 0.49681 | 0.50431 | 0.65161 | 0.85008 | 0.011519 | 0.00079999 | 0.047812 | 0.38684 | 0.65161 | 0 | 0 | 0.85 | 0.85 | 0.85 | 0.85 | 0.87131 | 0.011519 | 0.45706 | 0.34776 | 0
2025-09-11 15:00 | 78082.6475 | 69084.7326 | 8813.3126 | 184.6023 | 0.39803 | 0.090491 | 0.09231 | 0.057616 | 254 | 15 | Winter | 0.35644 | 0.32325 | 0.32325 | 0.87285 | 0.24653 | 0.09231 | 0.39803 | 0.52622 | 0.65161 | 0.85008 | 0.011764 | 0.001192 | 0.057616 | 0.41154 | 0.65161 | 0 | 0 | 0.85 | 0.85 | 0.85 | 0.85 | 0.87285 | 0.011764 | 0.48176 | 0.27862 | 0
2025-09-11 16:00 | 80141.6635 | 74208.5576 | 5739.3252 | 193.7807 | 0.2592 | 0.094991 | 0.096609 | 0.065732 | 254 | 16 | Winter | 0.34271 | 0.32889 | 0.32889 | 0.87552 | 0.27001 | 0.096609 | 0.2592 | 0.54156 | 0.66088 | 0.85008 | 0.012567 | 0.0013328 | 0.065732 | 0.50479 | 0.66088 | 0 | 0 | 0.85 | 0.85 | 0.85 | 0.85 | 0.87552 | 0.012567 | 0.52016 | 0.18144 | 0
2025-09-11 17:00 | 81972.8339 | 79123.2239 | 2642.6164 | 206.9937 | 0.11935 | 0.10147 | 0.1032 | 0.070179 | 254 | 17 | Winter | 0.35239 | 0.34089 | 0.34089 | 0.87812 | 0.31218 | 0.1032 | 0.11935 | 0.47484 | 0.66641 | 0.85008 | 0.012811 | 0.0013818 | 0.070179 | 0.55841 | 0.66641 | 0 | 0 | 0.85 | 0.85 | 0.85 | 0.85 | 0.87812 | 0.012811 | 0.563 | 0.083542 | 0.108
2025-09-11 18:00 | 86225.4448 | 85607.5933 | 398.582 | 219.2695 | 0.018001 | 0.10749 | 0.10939 | 0.073125 | 254 | 18 | Winter | 0.36908 | 0.35647 | 0.35647 | 0.8795 | 0.33257 | 0.10939 | 0.018001 | 0.15048 | 0.66641 | 0.85008 | 0.011554 | 0.0054852 | 0.073125 | 0.57233 | 0.66641 | 0 | 0 | 0.85 | 0.85 | 0.85 | 0.85 | 0.8795 | 0.011554 | 0.60036 | 0.012601 | 0.31896
2025-09-11 19:00 | 84447.9507 | 84219.8201 | 0 | 228.1306 | 0 | 0.11183 | 0.11377 | 0.076821 | 254 | 19 | Winter | 0.39083 | 0.3598 | 0.3598 | 0.8799 | 0.35171 | 0.11377 | 0 | 0 | 0.66641 | 0.85008 | 0.011624 | 0.0054852 | 0.076821 | 0.56127 | 0.66641 | 0 | 0 | 0.85 | 0.85 | 0.85 | 0.85 | 0.8799 | 0.011624 | 0.6033 | 0 | 0.16946
2025-09-11 20:00 | 81880.2384 | 81651.0542 | 0 | 229.1842 | 0 | 0.11235 | 0.11405 | 0.081589 | 254 | 20 | Winter | 0.38392 | 0.35256 | 0.35256 | 0.88015 | 0.35332 | 0.11405 | 0 | 0 | 0.66539 | 0.85008 | 0.011729 | 0.0079216 | 0.081589 | 0.55127 | 0.66539 | 0 | 0 | 0.85 | 0.85 | 0.85 | 0.85 | 0.88015 | 0.011729 | 0.58652 | 0 | 0.16317
2025-09-11 21:00 | 78789.6674 | 78563.0596 | 0 | 226.6078 | 0 | 0.11108 | 0.11248 | 0.085821 | 254 | 21 | Winter | 0.36841 | 0.34678 | 0.34678 | 0.88022 | 0.34293 | 0.11248 | 0 | 0 | 0.66206 | 0.85008 | 0.011764 | 0.0066981 | 0.085821 | 0.52537 | 0.66206 | 0 | 0 | 0.85 | 0.85 | 0.85 | 0.85 | 0.88022 | 0.011764 | 0.56856 | 0 | 0.14339
2025-09-11 22:00 | 74475.1819 | 74250.0982 | 0 | 225.0837 | 0 | 0.11034 | 0.1114 | 0.091179 | 254 | 22 | Winter | 0.35457 | 0.33613 | 0.33613 | 0.87928 | 0.32008 | 0.1114 | 0 | 0 | 0.66206 | 0.85008 | 0.011868 | 0.0013818 | 0.091179 | 0.46434 | 0.66206 | 0 | 0 | 0.85 | 0.85 | 0.85 | 0.85 | 0.87928 | 0.011868 | 0.54642 | 0 | 0.12674
2025-09-11 23:00 | 70027.1433 | 69804.0321 | 0 | 223.1111 | 0 | 0.10937 | 0.11011 | 0.095973 | 254 | 23 | Winter | 0.33817 | 0.32402 | 0.32402 | 0.87673 | 0.30333 | 0.11011 | 0 | 0 | 0.66044 | 0.85008 | 0.011659 | 0.0013818 | 0.095973 | 0.41028 | 0.66044 | 0 | 0 | 0.85 | 0.85 | 0.85 | 0.85 | 0.87673 | 0.011659 | 0.51856 | 0 | 0.039796
2025-09-12 00:00 | 67921.3385 | 67700.63 | 0 | 220.7085 | 0 | 0.10819 | 0.10878 | 0.097473 | 255 | 0 | Winter | 0.38112 | 0.34822 | 0.34822 | 0.87184 | 0.31588 | 0.10878 | 0 | 0 | 0.65714 | 0.85008 | 0.011799 | 0.0012155 | 0.097473 | 0.39122 | 0.65714 | 0 | 0 | 0.85 | 0.85 | 0.85 | 0.85 | 0.87184 | 0.011799 | 0.48528 | 0 | 0.0029205
2025-09-12 01:00 | 67077.8206 | 66865.7229 | 0 | 212.0977 | 0 | 0.10397 | 0.10452 | 0.093937 | 255 | 1 | Winter | 0.36674 | 0.33231 | 0.33231 | 0.87605 | 0.28158 | 0.10452 | 0 | 0 | 0.65714 | 0.85008 | 0.009774 | 0.00081967 | 0.093937 | 0.37856 | 0.65714 | 0 | 0 | 0.85 | 0.85 | 0.85 | 0.85 | 0.87605 | 0.009774 | 0.4777 | 0 | 0
2025-09-12 02:00 | 66723.7583 | 66520.9211 | 0 | 202.8372 | 0 | 0.09943 | 0.099984 | 0.089411 | 255 | 2 | Winter | 0.34679 | 0.32201 | 0.32201 | 0.8763 | 0.24925 | 0.099984 | 0 | 0 | 0.65714 | 0.85008 | 0.0098438 | 0.00079999 | 0.089411 | 0.37271 | 0.65714 | 0 | 0 | 0.85 | 0.85 | 0.85 | 0.85 | 0.8763 | 0.0098438 | 0.47491 | 0 | 0
2025-09-12 03:00 | 66568.2234 | 66367.7952 | 0 | 200.4282 | 0 | 0.098249 | 0.098759 | 0.089036 | 255 | 3 | Winter | 0.3338 | 0.31706 | 0.31706 | 0.87561 | 0.23438 | 0.098759 | 0 | 0 | 0.65714 | 0.85008 | 0.0098089 | 0.00079999 | 0.089036 | 0.37639 | 0.65714 | 0 | 0 | 0.85 | 0.85 | 0.85 | 0.85 | 0.87561 | 0.0098089 | 0.47708 | 0 | 0
2025-09-12 04:00 | 66899.4716 | 66698.4039 | 0 | 201.0677 | 0 | 0.098563 | 0.09902 | 0.090295 | 255 | 4 | Winter | 0.33501 | 0.31839 | 0.31839 | 0.87687 | 0.215 | 0.09902 | 0 | 0 | 0.65714 | 0.85008 | 0.0099486 | 0.00079999 | 0.090295 | 0.39652 | 0.65714 | 0 | 0 | 0.85 | 0.85 | 0.85 | 0.85 | 0.87687 | 0.0099486 | 0.49014 | 0 | 0
2025-09-12 05:00 | 70680.3542 | 70475.5079 | 0 | 204.8463 | 0 | 0.10041 | 0.10083 | 0.092946 | 255 | 5 | Winter | 0.34255 | 0.3212 | 0.3212 | 0.87819 | 0.21182 | 0.10083 | 0 | 0 | 0.65714 | 0.85008 | 0.010053 | 0.00079999 | 0.092946 | 0.45896 | 0.65714 | 0 | 0 | 0.85 | 0.85 | 0.85 | 0.85 | 0.87819 | 0.010053 | 0.52415 | 0 | 0
2025-09-12 06:00 | 77155.5401 | 76535.4782 | 413.8668 | 206.195 | 0.018691 | 0.10108 | 0.10147 | 0.093937 | 255 | 6 | Winter | 0.3535 | 0.33148 | 0.33148 | 0.87914 | 0.24668 | 0.10147 | 0.018691 | 0 | 0.65714 | 0.85008 | 0.010088 | 0.00079999 | 0.093937 | 0.54134 | 0.65714 | 0 | 0 | 0.85 | 0.85 | 0.85 | 0.85 | 0.87914 | 0.010088 | 0.55421 | 0.013084 | 0.00017779
2025-09-12 07:00 | 81742.1432 | 79003.6857 | 2546.6742 | 191.7833 | 0.11501 | 0.094011 | 0.094179 | 0.090991 | 255 | 7 | Winter | 0.39334 | 0.34859 | 0.34859 | 0.8799 | 0.30623 | 0.094179 | 0.11501 | 0 | 0.65714 | 0.85008 | 0.011938 | 0.017261 | 0.090991 | 0.53641 | 0.65714 | 0 | 0 | 0.85 | 0.85 | 0.85 | 0.85 | 0.8799 | 0.011938 | 0.56215 | 0.080509 | 0.0038224
2025-09-12 08:00 | 80763.5511 | 75319.7425 | 5245.0105 | 198.7981 | 0.23688 | 0.09745 | 0.098036 | 0.086866 | 255 | 8 | Winter | 0.43014 | 0.36227 | 0.36227 | 0.88068 | 0.34685 | 0.098036 | 0.23688 | 0 | 0.65714 | 0.85008 | 0.010821 | 0.0096506 | 0.086866 | 0.4851 | 0.65714 | 0 | 0 | 0.85 | 0.85 | 0.85 | 0.85 | 0.88068 | 0.010821 | 0.53053 | 0.16581 | 8.8894e-05
2025-09-12 09:00 | 79486.061 | 71653.3616 | 7611.3103 | 221.3891 | 0.34374 | 0.10852 | 0.10971 | 0.087134 | 255 | 9 | Winter | 0.43228 | 0.35522 | 0.35522 | 0.88103 | 0.35924 | 0.10971 | 0.34374 | 0.040275 | 0.65714 | 0.85008 | 0.010961 | 0.00079999 | 0.087134 | 0.4407 | 0.65714 | 0 | 0 | 0.85 | 0.85 | 0.85 | 0.85 | 0.88103 | 0.010961 | 0.50047 | 0.24062 | 0
2025-09-12 10:00 | 78060.5475 | 68614.2373 | 9218.5176 | 227.7925 | 0.41633 | 0.11166 | 0.11304 | 0.086732 | 255 | 10 | Winter | 0.4061 | 0.33487 | 0.33487 | 0.88085 | 0.36964 | 0.11304 | 0.41633 | 0.40566 | 0.65161 | 0.85008 | 0.013544 | 0.00079999 | 0.086732 | 0.43351 | 0.65161 | 0 | 0 | 0.85 | 0.85 | 0.85 | 0.85 | 0.88085 | 0.013544 | 0.48026 | 0.29143 | 0
2025-09-12 11:00 | 76292.6968 | 66236.8162 | 9831.2145 | 224.6661 | 0.444 | 0.11013 | 0.11148 | 0.085821 | 255 | 11 | Winter | 0.3925 | 0.32321 | 0.32321 | 0.87126 | 0.35242 | 0.11148 | 0.444 | 0.54927 | 0.65161 | 0.85008 | 0.013649 | 0.00079999 | 0.085821 | 0.42796 | 0.65161 | 0 | 0 | 0.85 | 0.85 | 0.85 | 0.85 | 0.87126 | 0.013649 | 0.46854 | 0.3108 | 0
2025-09-12 12:00 | 76060.0292 | 66356.3775 | 9486.7313 | 216.9204 | 0.42844 | 0.10633 | 0.10758 | 0.083839 | 255 | 12 | Winter | 0.3815 | 0.31623 | 0.31623 | 0.87098 | 0.31489 | 0.10758 | 0.42844 | 0.54413 | 0.65161 | 0.85008 | 0.013788 | 0.00079999 | 0.083839 | 0.41662 | 0.65161 | 0 | 0 | 0.85 | 0.85 | 0.85 | 0.85 | 0.87098 | 0.013788 | 0.46441 | 0.29991 | 0
2025-09-12 13:00 | 75918.6081 | 67039.8749 | 8665.552 | 213.1812 | 0.39135 | 0.1045 | 0.10587 | 0.079741 | 255 | 13 | Winter | 0.37364 | 0.31803 | 0.31803 | 0.87056 | 0.27101 | 0.10587 | 0.39135 | 0.51602 | 0.65161 | 0.85008 | 0.010996 | 0.00079999 | 0.079741 | 0.39216 | 0.65161 | 0 | 0 | 0.85 | 0.85 | 0.85 | 0.85 | 0.87056 | 0.010996 | 0.45541 | 0.27395 | 0
2025-09-12 14:00 | 75758.0841 | 68104.6969 | 7432.4819 | 220.9053 | 0.33567 | 0.10829 | 0.10993 | 0.078616 | 255 | 14 | Winter | 0.36662 | 0.31876 | 0.31876 | 0.87131 | 0.25223 | 0.10993 | 0.33567 | 0.50431 | 0.65161 | 0.85008 | 0.011519 | 0.00079999 | 0.078616 | 0.38684 | 0.65161 | 0 | 0 | 0.85 | 0.85 | 0.85 | 0.85 | 0.87131 | 0.011519 | 0.45706 | 0.23497 | 0
2025-09-12 15:00 | 76139.7077 | 70192.8138 | 5717.6779 | 229.216 | 0.25822 | 0.11236 | 0.11409 | 0.081161 | 255 | 15 | Winter | 0.35644 | 0.32325 | 0.32325 | 0.87285 | 0.24653 | 0.11409 | 0.25822 | 0.52622 | 0.65161 | 0.85008 | 0.011764 | 0.001192 | 0.081161 | 0.41154 | 0.65161 | 0 | 0 | 0.85 | 0.85 | 0.85 | 0.85 | 0.87285 | 0.011764 | 0.48176 | 0.18076 | 0
2025-09-12 16:00 | 78377.0558 | 74390.6952 | 3750.4537 | 235.9068 | 0.16938 | 0.11564 | 0.11718 | 0.087804 | 255 | 16 | Winter | 0.34271 | 0.32889 | 0.32889 | 0.87552 | 0.27001 | 0.11718 | 0.16938 | 0.54156 | 0.66088 | 0.85008 | 0.012567 | 0.0013328 | 0.087804 | 0.50479 | 0.66088 | 0 | 0 | 0.85 | 0.85 | 0.85 | 0.85 | 0.87552 | 0.012567 | 0.52016 | 0.11856 | 0
2025-09-12 17:00 | 80513.529 | 78495.8105 | 1769.7045 | 248.014 | 0.079923 | 0.12158 | 0.12287 | 0.09825 | 255 | 17 | Winter | 0.35239 | 0.34089 | 0.34089 | 0.87812 | 0.31218 | 0.12287 | 0.079923 | 0.47484 | 0.66641 | 0.85008 | 0.012811 | 0.0013818 | 0.09825 | 0.55841 | 0.66641 | 0 | 0 | 0.85 | 0.85 | 0.85 | 0.85 | 0.87812 | 0.012811 | 0.563 | 0.055946 | 0.108
2025-09-12 18:00 | 84726.1641 | 84194.1455 | 261.9931 | 270.0256 | 0.011832 | 0.13237 | 0.13392 | 0.10436 | 255 | 18 | Winter | 0.36908 | 0.35647 | 0.35647 | 0.8795 | 0.33257 | 0.13392 | 0.011832 | 0.15048 | 0.66641 | 0.85008 | 0.011554 | 0.0054852 | 0.10436 | 0.57233 | 0.66641 | 0 | 0 | 0.85 | 0.85 | 0.85 | 0.85 | 0.8795 | 0.011554 | 0.60036 | 0.0082825 | 0.31896
2025-09-12 19:00 | 82910.0537 | 82621.9059 | 0 | 288.1478 | 0 | 0.14125 | 0.1431 | 0.10787 | 255 | 19 | Winter | 0.39083 | 0.3598 | 0.3598 | 0.8799 | 0.35171 | 0.1431 | 0 | 0 | 0.66641 | 0.85008 | 0.011624 | 0.0054852 | 0.10787 | 0.56127 | 0.66641 | 0 | 0 | 0.85 | 0.85 | 0.85 | 0.85 | 0.8799 | 0.011624 | 0.6033 | 0 | 0.16946
2025-09-12 20:00 | 80401.4414 | 80091.1667 | 0 | 310.2747 | 0 | 0.1521 | 0.15404 | 0.11687 | 255 | 20 | Winter | 0.38392 | 0.35256 | 0.35256 | 0.88015 | 0.35332 | 0.15404 | 0 | 0 | 0.66539 | 0.85008 | 0.011729 | 0.0079216 | 0.11687 | 0.55127 | 0.66539 | 0 | 0 | 0.85 | 0.85 | 0.85 | 0.85 | 0.88015 | 0.011729 | 0.58652 | 0 | 0.16317
2025-09-12 21:00 | 77219.9538 | 76896.0683 | 0 | 323.8855 | 0 | 0.15877 | 0.16059 | 0.12576 | 255 | 21 | Winter | 0.36841 | 0.34678 | 0.34678 | 0.88022 | 0.34293 | 0.16059 | 0 | 0 | 0.66206 | 0.85008 | 0.011764 | 0.0066981 | 0.12576 | 0.52537 | 0.66206 | 0 | 0 | 0.85 | 0.85 | 0.85 | 0.85 | 0.88022 | 0.011764 | 0.56856 | 0 | 0.14339
2025-09-12 22:00 | 72786.7505 | 72459.8073 | 0 | 326.9432 | 0 | 0.16027 | 0.16198 | 0.12929 | 255 | 22 | Winter | 0.35457 | 0.33613 | 0.33613 | 0.87928 | 0.32008 | 0.16198 | 0 | 0 | 0.66206 | 0.85008 | 0.011868 | 0.0013818 | 0.12929 | 0.46434 | 0.66206 | 0 | 0 | 0.85 | 0.85 | 0.85 | 0.85 | 0.87928 | 0.011868 | 0.54642 | 0 | 0.12674
2025-09-12 23:00 | 68270.559 | 67943.2374 | 0 | 327.3216 | 0 | 0.16045 | 0.16202 | 0.13211 | 255 | 23 | Winter | 0.33817 | 0.32402 | 0.32402 | 0.87673 | 0.30333 | 0.16202 | 0 | 0 | 0.66044 | 0.85008 | 0.011659 | 0.0013818 | 0.13211 | 0.41028 | 0.66044 | 0 | 0 | 0.85 | 0.85 | 0.85 | 0.85 | 0.87673 | 0.011659 | 0.51856 | 0 | 0.039796
2025-09-13 00:00 | 44448.565 | 44124.1505 | 0 | 324.4145 | 0 | 0.15903 | 0.16029 | 0.13615 | 256 | 0 | Summer | 0.55471 | 0.48104 | 0.48104 | 0.94878 | 0.35614 | 0.16029 | 0 | 0 | 0.66443 | 0.85008 | 0.012218 | 0.019437 | 0.13615 | 0.52743 | 0.66443 | 0 | 0 | 0.85 | 0.85 | 0.85 | 0.85 | 0.94878 | 0.012218 | 0.59514 | 0 | 0.042639
2025-09-13 01:00 | 43656.9123 | 43340.1188 | 0 | 316.7935 | 0 | 0.15529 | 0.15587 | 0.14478 | 256 | 1 | Summer | 0.51573 | 0.45924 | 0.45924 | 0.94906 | 0.29865 | 0.15587 | 0 | 0 | 0.66443 | 0.85008 | 0.012287 | 0.019437 | 0.14478 | 0.48331 | 0.66443 | 0 | 0 | 0.85 | 0.85 | 0.85 | 0.85 | 0.94906 | 0.012287 | 0.55167 | 0 | 0
2025-09-13 02:00 | 43410.0246 | 43101.6248 | 0 | 308.3997 | 0 | 0.15118 | 0.15117 | 0.15126 | 256 | 2 | Summer | 0.47769 | 0.44425 | 0.44425 | 0.94941 | 0.25138 | 0.15117 | 0 | 0 | 0.66443 | 0.85008 | 0.012567 | 0.019191 | 0.15126 | 0.46524 | 0.66443 | 0 | 0 | 0.85 | 0.85 | 0.85 | 0.85 | 0.94941 | 0.012567 | 0.53289 | 0 | 0
2025-09-13 03:00 | 43337.4697 | 43029.1075 | 0 | 308.3622 | 0 | 0.15116 | 0.15095 | 0.1549 | 256 | 3 | Summer | 0.46012 | 0.43819 | 0.43819 | 0.9491 | 0.22464 | 0.15095 | 0 | 0 | 0.66443 | 0.85008 | 0.012532 | 0.01917 | 0.1549 | 0.45789 | 0.66443 | 0 | 0 | 0.85 | 0.85 | 0.85 | 0.85 | 0.9491 | 0.012532 | 0.52986 | 0 | 0
2025-09-13 04:00 | 43591.1073 | 43272.9146 | 0 | 318.1928 | 0 | 0.15598 | 0.15567 | 0.16149 | 256 | 4 | Summer | 0.44971 | 0.43054 | 0.43054 | 0.94949 | 0.2044 | 0.15567 | 0 | 0 | 0.66443 | 0.85008 | 0.012532 | 0.01917 | 0.16149 | 0.46405 | 0.66443 | 0 | 0 | 0.85 | 0.85 | 0.85 | 0.85 | 0.94949 | 0.012532 | 0.53565 | 0 | 0
2025-09-13 05:00 | 45332.4708 | 44998.0503 | 0 | 334.4204 | 0 | 0.16393 | 0.16347 | 0.17234 | 256 | 5 | Summer | 0.45811 | 0.44299 | 0.44299 | 0.94957 | 0.18921 | 0.16347 | 0 | 0 | 0.66443 | 0.85008 | 0.012567 | 0.01917 | 0.17234 | 0.49226 | 0.66443 | 0 | 0 | 0.85 | 0.85 | 0.85 | 0.85 | 0.94957 | 0.012567 | 0.54922 | 0 | 0
2025-09-13 06:00 | 47320.0282 | 46733.8545 | 248.4435 | 337.7302 | 0.01122 | 0.16555 | 0.16503 | 0.17496 | 256 | 6 | Summer | 0.48774 | 0.45859 | 0.45859 | 0.94971 | 0.19102 | 0.16503 | 0.01122 | 0 | 0.66443 | 0.85008 | 0.012532 | 0.018904 | 0.17496 | 0.49923 | 0.66443 | 0 | 0 | 0.85 | 0.85 | 0.85 | 0.85 | 0.94971 | 0.012532 | 0.5429 | 0.0078541 | 0
2025-09-13 07:00 | 50144.3845 | 48255.8264 | 1581.3953 | 307.1628 | 0.071419 | 0.15057 | 0.14999 | 0.16112 | 256 | 7 | Summer | 0.5162 | 0.46934 | 0.46934 | 0.95016 | 0.20898 | 0.14999 | 0.071419 | 0 | 0.66478 | 0.85008 | 0.012392 | 0.018904 | 0.16112 | 0.50879 | 0.66478 | 0 | 0 | 0.85 | 0.85 | 0.85 | 0.85 | 0.95016 | 0.012392 | 0.545 | 0.049993 | 0
2025-09-13 08:00 | 53373.7471 | 49568.1068 | 3488.8767 | 316.7636 | 0.15756 | 0.15528 | 0.15535 | 0.15394 | 256 | 8 | Summer | 0.5354 | 0.4736 | 0.4736 | 0.95052 | 0.22514 | 0.15535 | 0.15756 | 0.19439 | 0.66478 | 0.85008 | 0.012602 | 0.018904 | 0.15394 | 0.53361 | 0.66478 | 0 | 0 | 0.85 | 0.85 | 0.85 | 0.85 | 0.95052 | 0.012602 | 0.54288 | 0.1103 | 0
2025-09-13 09:00 | 57701.3433 | 51951.1303 | 5414.3372 | 335.8758 | 0.24452 | 0.16464 | 0.16509 | 0.15654 | 256 | 9 | Summer | 0.54581 | 0.4857 | 0.4857 | 0.94978 | 0.24893 | 0.16509 | 0.24452 | 0.50389 | 0.66478 | 0.85008 | 0.014382 | 0.018904 | 0.15654 | 0.56932 | 0.66478 | 0 | 0 | 0.85 | 0.85 | 0.85 | 0.85 | 0.94978 | 0.014382 | 0.55471 | 0.17117 | 0
2025-09-13 10:00 | 59609.513 | 52306.7801 | 6959.9635 | 342.7694 | 0.31433 | 0.16802 | 0.16847 | 0.15999 | 256 | 10 | Summer | 0.56661 | 0.50285 | 0.50285 | 0.94712 | 0.26186 | 0.16847 | 0.31433 | 0.61316 | 0.66501 | 0.85008 | 0.014068 | 0.018915 | 0.15999 | 0.61473 | 0.66501 | 0 | 0 | 0.85 | 0.85 | 0.85 | 0.85 | 0.94712 | 0.014068 | 0.60127 | 0.22003 | 0
2025-09-13 11:00 | 60220.6271 | 52112.6953 | 7765.484 | 342.4479 | 0.3507 | 0.16787 | 0.16803 | 0.16497 | 256 | 11 | Summer | 0.60096 | 0.52041 | 0.52041 | 0.94453 | 0.27752 | 0.16803 | 0.3507 | 0.62169 | 0.6656 | 0.85008 | 0.014417 | 0.023029 | 0.16497 | 0.67643 | 0.6656 | 0 | 0 | 0.85 | 0.85 | 0.85 | 0.85 | 0.94453 | 0.014417 | 0.64142 | 0.24549 | 0.0015394
2025-09-13 12:00 | 59876.299 | 51883.166 | 7654.8343 | 338.2987 | 0.34571 | 0.16583 | 0.16556 | 0.17084 | 256 | 12 | Summer | 0.62291 | 0.53799 | 0.53799 | 0.94362 | 0.31341 | 0.16556 | 0.34571 | 0.62222 | 0.6656 | 0.85008 | 0.013928 | 0.037669 | 0.17084 | 0.70982 | 0.6656 | 0 | 0 | 0.85 | 0.85 | 0.85 | 0.85 | 0.94362 | 0.013928 | 0.67439 | 0.242 | 0.13423
2025-09-13 13:00 | 58385.5399 | 50977.7048 | 7072.2262 | 335.609 | 0.3194 | 0.16451 | 0.16397 | 0.17437 | 256 | 13 | Summer | 0.63006 | 0.55564 | 0.55564 | 0.9422 | 0.37114 | 0.16397 | 0.3194 | 0.63828 | 0.6656 | 0.85008 | 0.014242 | 0.073749 | 0.17437 | 0.73201 | 0.6656 | 0 | 0 | 0.85 | 0.85 | 0.85 | 0.85 | 0.9422 | 0.014242 | 0.69376 | 0.22358 | 0.25305
2025-09-13 14:00 | 58203.2711 | 51816.6934 | 6049.3692 | 337.2085 | 0.2732 | 0.1653 | 0.16481 | 0.17408 | 256 | 14 | Summer | 0.6488 | 0.56826 | 0.56826 | 0.9398 | 0.41215 | 0.16481 | 0.2732 | 0.63061 | 0.66582 | 0.85008 | 0.014033 | 0.099397 | 0.17408 | 0.74849 | 0.66582 | 0 | 0 | 0.85 | 0.85 | 0.85 | 0.85 | 0.9398 | 0.014033 | 0.70785 | 0.19124 | 0.30697
2025-09-13 15:00 | 58245.2602 | 53341.8414 | 4562.6488 | 340.77 | 0.20606 | 0.16704 | 0.1667 | 0.17325 | 256 | 15 | Summer | 0.65735 | 0.56817 | 0.56817 | 0.93752 | 0.45803 | 0.1667 | 0.20606 | 0.64444 | 0.66641 | 0.85008 | 0.013928 | 0.12232 | 0.17325 | 0.75815 | 0.66641 | 0 | 0 | 0.85 | 0.85 | 0.85 | 0.85 | 0.93752 | 0.013928 | 0.71964 | 0.14424 | 0.37998
2025-09-13 16:00 | 58210.378 | 54978.9502 | 2889.9063 | 341.5215 | 0.13051 | 0.16741 | 0.16682 | 0.1781 | 256 | 16 | Summer | 0.66113 | 0.57399 | 0.57399 | 0.93651 | 0.48967 | 0.16682 | 0.13051 | 0.62638 | 0.66641 | 0.85008 | 0.013195 | 0.14338 | 0.1781 | 0.76334 | 0.66641 | 0 | 0 | 0.85 | 0.85 | 0.85 | 0.85 | 0.93651 | 0.013195 | 0.72909 | 0.09136 | 0.58653
2025-09-13 17:00 | 58298.1464 | 56650.5994 | 1304.7268 | 342.8202 | 0.058924 | 0.16805 | 0.16694 | 0.18806 | 256 | 17 | Summer | 0.65876 | 0.57144 | 0.57144 | 0.93752 | 0.50401 | 0.16694 | 0.058924 | 0.5801 | 0.66641 | 0.85008 | 0.01309 | 0.20336 | 0.18806 | 0.76686 | 0.66641 | 0 | 0 | 0.85 | 0.85 | 0.85 | 0.85 | 0.93752 | 0.01309 | 0.74086 | 0.041247 | 0.64515
2025-09-13 18:00 | 60880.0216 | 60338.7482 | 184.7328 | 356.5405 | 0.0083429 | 0.17477 | 0.17339 | 0.19979 | 256 | 18 | Summer | 0.65784 | 0.57543 | 0.57543 | 0.9378 | 0.50368 | 0.17339 | 0.0083429 | 0.50952 | 0.66641 | 0.85008 | 0.012846 | 0.22688 | 0.19979 | 0.77618 | 0.66641 | 0 | 0 | 0.85 | 0.85 | 0.85 | 0.85 | 0.9378 | 0.012846 | 0.75295 | 0.00584 | 0.64577
2025-09-13 19:00 | 59507.75 | 59140.7623 | 0 | 366.9877 | 0 | 0.1799 | 0.17837 | 0.20743 | 256 | 19 | Summer | 0.65654 | 0.58215 | 0.58215 | 0.93722 | 0.47421 | 0.17837 | 0 | 0.33059 | 0.66641 | 0.85008 | 0.011205 | 0.20175 | 0.20743 | 0.77565 | 0.66641 | 0 | 0 | 0.85 | 0.85 | 0.85 | 0.85 | 0.93722 | 0.011205 | 0.76424 | 0 | 0.70485
2025-09-13 20:00 | 58209.2762 | 57840.0454 | 0 | 369.2308 | 0 | 0.181 | 0.17946 | 0.20879 | 256 | 20 | Summer | 0.6677 | 0.58557 | 0.58557 | 0.93506 | 0.44805 | 0.17946 | 0 | 0.065097 | 0.66641 | 0.85008 | 0.01131 | 0.13977 | 0.20879 | 0.77193 | 0.66641 | 0 | 0 | 0.85 | 0.85 | 0.85 | 0.85 | 0.93506 | 0.01131 | 0.76712 | 0 | 0.71244
2025-09-13 21:00 | 55870.4413 | 55512.5289 | 0 | 357.9124 | 0 | 0.17545 | 0.17389 | 0.20354 | 256 | 21 | Summer | 0.65116 | 0.57136 | 0.57136 | 0.93281 | 0.42034 | 0.17389 | 0 | 0 | 0.66641 | 0.85008 | 0.011415 | 0.067558 | 0.20354 | 0.74633 | 0.66641 | 0 | 0 | 0.85 | 0.85 | 0.85 | 0.85 | 0.93281 | 0.011415 | 0.74851 | 0 | 0.38078
2025-09-13 22:00 | 52752.6369 | 52409.0932 | 0 | 343.5437 | 0 | 0.1684 | 0.16696 | 0.19446 | 256 | 22 | Summer | 0.61469 | 0.5457 | 0.5457 | 0.9302 | 0.41049 | 0.16696 | 0 | 0 | 0.6656 | 0.85008 | 0.011659 | 0.03136 | 0.19446 | 0.66421 | 0.6656 | 0 | 0 | 0.85 | 0.85 | 0.85 | 0.85 | 0.9302 | 0.011659 | 0.69584 | 0 | 0.15401
2025-09-13 23:00 | 49295.9897 | 48966.8118 | 0 | 329.1778 | 0 | 0.16136 | 0.15985 | 0.18868 | 256 | 23 | Summer | 0.59142 | 0.54754 | 0.54754 | 0.91095 | 0.36743 | 0.15985 | 0 | 0 | 0.66219 | 0.85008 | 0.011938 | 0.024002 | 0.18868 | 0.58272 | 0.66219 | 0 | 0 | 0.85 | 0.85 | 0.85 | 0.85 | 0.91095 | 0.011938 | 0.6334 | 0 | 0.13531
2025-09-14 00:00 | 46840.5095 | 46519.8878 | 0 | 320.6217 | 0 | 0.15717 | 0.15563 | 0.18493 | 257 | 0 | Summer | 0.55471 | 0.48104 | 0.48104 | 0.94878 | 0.35614 | 0.15563 | 0 | 0 | 0.66443 | 0.85008 | 0.012218 | 0.019437 | 0.18493 | 0.52743 | 0.66443 | 0 | 0 | 0.85 | 0.85 | 0.85 | 0.85 | 0.94878 | 0.012218 | 0.59514 | 0 | 0.042639
2025-09-14 01:00 | 45900.5076 | 45583.3178 | 0 | 317.1897 | 0 | 0.15549 | 0.154 | 0.18225 | 257 | 1 | Summer | 0.51573 | 0.45924 | 0.45924 | 0.94906 | 0.29865 | 0.154 | 0 | 0 | 0.66443 | 0.85008 | 0.012287 | 0.019437 | 0.18225 | 0.48331 | 0.66443 | 0 | 0 | 0.85 | 0.85 | 0.85 | 0.85 | 0.94906 | 0.012287 | 0.55167 | 0 | 0
2025-09-14 02:00 | 45503.1618 | 45186.0233 | 0 | 317.1385 | 0 | 0.15546 | 0.15386 | 0.18431 | 257 | 2 | Summer | 0.47769 | 0.44425 | 0.44425 | 0.94941 | 0.25138 | 0.15386 | 0 | 0 | 0.66443 | 0.85008 | 0.012567 | 0.019191 | 0.18431 | 0.46524 | 0.66443 | 0 | 0 | 0.85 | 0.85 | 0.85 | 0.85 | 0.94941 | 0.012567 | 0.53289 | 0 | 0
2025-09-14 03:00 | 45353.1652 | 45032.8863 | 0 | 320.2789 | 0 | 0.157 | 0.15503 | 0.19262 | 257 | 3 | Summer | 0.46012 | 0.43819 | 0.43819 | 0.9491 | 0.22464 | 0.15503 | 0 | 0 | 0.66443 | 0.85008 | 0.012532 | 0.01917 | 0.19262 | 0.45789 | 0.66443 | 0 | 0 | 0.85 | 0.85 | 0.85 | 0.85 | 0.9491 | 0.012532 | 0.52986 | 0 | 0
2025-09-14 04:00 | 45544.8496 | 45214.3804 | 0 | 330.4692 | 0 | 0.16199 | 0.15977 | 0.20221 | 257 | 4 | Summer | 0.44971 | 0.43054 | 0.43054 | 0.94949 | 0.2044 | 0.15977 | 0 | 0 | 0.66443 | 0.85008 | 0.012532 | 0.01917 | 0.20221 | 0.46405 | 0.66443 | 0 | 0 | 0.85 | 0.85 | 0.85 | 0.85 | 0.94949 | 0.012532 | 0.53565 | 0 | 0
2025-09-14 05:00 | 47056.0779 | 46709.3139 | 0 | 346.764 | 0 | 0.16998 | 0.16754 | 0.21404 | 257 | 5 | Summer | 0.45811 | 0.44299 | 0.44299 | 0.94957 | 0.18921 | 0.16754 | 0 | 0 | 0.66443 | 0.85008 | 0.012567 | 0.01917 | 0.21404 | 0.49226 | 0.66443 | 0 | 0 | 0.85 | 0.85 | 0.85 | 0.85 | 0.94957 | 0.012567 | 0.54922 | 0 | 0
2025-09-14 06:00 | 48573.2892 | 47956.5297 | 264.6741 | 352.0854 | 0.011953 | 0.17259 | 0.1701 | 0.21769 | 257 | 6 | Summer | 0.48774 | 0.45859 | 0.45859 | 0.94971 | 0.19102 | 0.1701 | 0.011953 | 0 | 0.66443 | 0.85008 | 0.012532 | 0.018904 | 0.21769 | 0.49923 | 0.66443 | 0 | 0 | 0.85 | 0.85 | 0.85 | 0.85 | 0.94971 | 0.012532 | 0.5429 | 0.0083673 | 0
2025-09-14 07:00 | 51549.7427 | 49397.612 | 1815.9189 | 336.2118 | 0.082011 | 0.16481 | 0.16232 | 0.20979 | 257 | 7 | Summer | 0.5162 | 0.46934 | 0.46934 | 0.95016 | 0.20898 | 0.16232 | 0.082011 | 0 | 0.66478 | 0.85008 | 0.012392 | 0.018904 | 0.20979 | 0.50879 | 0.66478 | 0 | 0 | 0.85 | 0.85 | 0.85 | 0.85 | 0.95016 | 0.012392 | 0.545 | 0.057407 | 0
2025-09-14 08:00 | 54783.6312 | 50322.0404 | 4116.7659 | 344.8249 | 0.18592 | 0.16903 | 0.16722 | 0.20172 | 257 | 8 | Summer | 0.5354 | 0.4736 | 0.4736 | 0.95052 | 0.22514 | 0.16722 | 0.18592 | 0.19439 | 0.66478 | 0.85008 | 0.012602 | 0.018904 | 0.20172 | 0.53361 | 0.66478 | 0 | 0 | 0.85 | 0.85 | 0.85 | 0.85 | 0.95052 | 0.012602 | 0.54288 | 0.13015 | 0
2025-09-14 09:00 | 58737.176 | 51734.5403 | 6647.1334 | 355.5022 | 0.3002 | 0.17427 | 0.17287 | 0.19953 | 257 | 9 | Summer | 0.54581 | 0.4857 | 0.4857 | 0.94978 | 0.24893 | 0.17287 | 0.3002 | 0.50389 | 0.66478 | 0.85008 | 0.014382 | 0.018904 | 0.19953 | 0.56932 | 0.66478 | 0 | 0 | 0.85 | 0.85 | 0.85 | 0.85 | 0.94978 | 0.014382 | 0.55471 | 0.21014 | 0
2025-09-14 10:00 | 60497.4231 | 51503.2708 | 8632.7324 | 361.4199 | 0.38987 | 0.17717 | 0.17618 | 0.19495 | 257 | 10 | Summer | 0.56661 | 0.50285 | 0.50285 | 0.94712 | 0.26186 | 0.17618 | 0.38987 | 0.61316 | 0.66501 | 0.85008 | 0.014068 | 0.018915 | 0.19495 | 0.61473 | 0.66501 | 0 | 0 | 0.85 | 0.85 | 0.85 | 0.85 | 0.94712 | 0.014068 | 0.60127 | 0.27291 | 0
2025-09-14 11:00 | 61545.54 | 51474.3246 | 9707.8516 | 363.3638 | 0.43843 | 0.17812 | 0.17765 | 0.18662 | 257 | 11 | Summer | 0.60096 | 0.52041 | 0.52041 | 0.94453 | 0.27752 | 0.17765 | 0.43843 | 0.62169 | 0.6656 | 0.85008 | 0.014417 | 0.023029 | 0.18662 | 0.67643 | 0.6656 | 0 | 0 | 0.85 | 0.85 | 0.85 | 0.85 | 0.94453 | 0.014417 | 0.64142 | 0.3069 | 0.0015394
2025-09-14 12:00 | 61644.4595 | 51394.1454 | 9890.46 | 359.8542 | 0.44667 | 0.1764 | 0.17634 | 0.1774 | 257 | 12 | Summer | 0.62291 | 0.53799 | 0.53799 | 0.94362 | 0.31341 | 0.17634 | 0.44667 | 0.62222 | 0.6656 | 0.85008 | 0.013928 | 0.037669 | 0.1774 | 0.70982 | 0.6656 | 0 | 0 | 0.85 | 0.85 | 0.85 | 0.85 | 0.94362 | 0.013928 | 0.67439 | 0.31267 | 0.13423
2025-09-14 13:00 | 60398.3375 | 50643.7804 | 9400.7613 | 353.7958 | 0.42456 | 0.17343 | 0.17371 | 0.16832 | 257 | 13 | Summer | 0.63006 | 0.55564 | 0.55564 | 0.9422 | 0.37114 | 0.17371 | 0.42456 | 0.63828 | 0.6656 | 0.85008 | 0.014242 | 0.073749 | 0.16832 | 0.73201 | 0.6656 | 0 | 0 | 0.85 | 0.85 | 0.85 | 0.85 | 0.9422 | 0.014242 | 0.69376 | 0.29719 | 0.25305
2025-09-14 14:00 | 60266.2438 | 51667.5973 | 8246.5715 | 352.0751 | 0.37243 | 0.17259 | 0.17311 | 0.16312 | 257 | 14 | Summer | 0.6488 | 0.56826 | 0.56826 | 0.9398 | 0.41215 | 0.17311 | 0.37243 | 0.63061 | 0.66582 | 0.85008 | 0.014033 | 0.099397 | 0.16312 | 0.74849 | 0.66582 | 0 | 0 | 0.85 | 0.85 | 0.85 | 0.85 | 0.9398 | 0.014033 | 0.70785 | 0.2607 | 0.30697
2025-09-14 15:00 | 60234.6855 | 53512.3269 | 6368.8435 | 353.5151 | 0.28763 | 0.17329 | 0.17389 | 0.16243 | 257 | 15 | Summer | 0.65735 | 0.56817 | 0.56817 | 0.93752 | 0.45803 | 0.17389 | 0.28763 | 0.64444 | 0.66641 | 0.85008 | 0.013928 | 0.12232 | 0.16243 | 0.75815 | 0.66641 | 0 | 0 | 0.85 | 0.85 | 0.85 | 0.85 | 0.93752 | 0.013928 | 0.71964 | 0.20134 | 0.37998
2025-09-14 16:00 | 60015.9939 | 55657.5124 | 4005.1415 | 353.34 | 0.18088 | 0.17321 | 0.17367 | 0.16479 | 257 | 16 | Summer | 0.66113 | 0.57399 | 0.57399 | 0.93651 | 0.48967 | 0.17367 | 0.18088 | 0.62638 | 0.66641 | 0.85008 | 0.013195 | 0.14338 | 0.16479 | 0.76334 | 0.66641 | 0 | 0 | 0.85 | 0.85 | 0.85 | 0.85 | 0.93651 | 0.013195 | 0.72909 | 0.12662 | 0.58653
2025-09-14 17:00 | 60020.6535 | 57839.3776 | 1825.6863 | 355.5895 | 0.082452 | 0.17431 | 0.17466 | 0.16803 | 257 | 17 | Summer | 0.65876 | 0.57144 | 0.57144 | 0.93752 | 0.50401 | 0.17466 | 0.082452 | 0.5801 | 0.66641 | 0.85008 | 0.01309 | 0.20336 | 0.16803 | 0.76686 | 0.66641 | 0 | 0 | 0.85 | 0.85 | 0.85 | 0.85 | 0.93752 | 0.01309 | 0.74086 | 0.057716 | 0.64515
2025-09-14 18:00 | 61811.9882 | 61185.5786 | 250.6184 | 375.7912 | 0.011318 | 0.18421 | 0.18488 | 0.1721 | 257 | 18 | Summer | 0.65784 | 0.57543 | 0.57543 | 0.9378 | 0.50368 | 0.18488 | 0.011318 | 0.50952 | 0.66641 | 0.85008 | 0.012846 | 0.22688 | 0.1721 | 0.77618 | 0.66641 | 0 | 0 | 0.85 | 0.85 | 0.85 | 0.85 | 0.9378 | 0.012846 | 0.75295 | 0.0079229 | 0.64577
2025-09-14 19:00 | 59657.4936 | 59262.7249 | 0 | 394.7688 | 0 | 0.19351 | 0.19462 | 0.17344 | 257 | 19 | Summer | 0.65654 | 0.58215 | 0.58215 | 0.93722 | 0.47421 | 0.19462 | 0 | 0.33059 | 0.66641 | 0.85008 | 0.011205 | 0.20175 | 0.17344 | 0.77565 | 0.66641 | 0 | 0 | 0.85 | 0.85 | 0.85 | 0.85 | 0.93722 | 0.011205 | 0.76424 | 0 | 0.70485
2025-09-14 20:00 | 57765.8555 | 57364.6 | 0 | 401.2556 | 0 | 0.19669 | 0.198 | 0.17309 | 257 | 20 | Summer | 0.6677 | 0.58557 | 0.58557 | 0.93506 | 0.44805 | 0.198 | 0 | 0.065097 | 0.66641 | 0.85008 | 0.01131 | 0.13977 | 0.17309 | 0.77193 | 0.66641 | 0 | 0 | 0.85 | 0.85 | 0.85 | 0.85 | 0.93506 | 0.01131 | 0.76712 | 0 | 0.71244
2025-09-14 21:00 | 54936.088 | 54536.9921 | 0 | 399.0959 | 0 | 0.19564 | 0.19696 | 0.17178 | 257 | 21 | Summer | 0.65116 | 0.57136 | 0.57136 | 0.93281 | 0.42034 | 0.19696 | 0 | 0 | 0.66641 | 0.85008 | 0.011415 | 0.067558 | 0.17178 | 0.74633 | 0.66641 | 0 | 0 | 0.85 | 0.85 | 0.85 | 0.85 | 0.93281 | 0.011415 | 0.74851 | 0 | 0.38078
2025-09-14 22:00 | 51359.0291 | 50971.9694 | 0 | 387.0597 | 0 | 0.18974 | 0.19101 | 0.16671 | 257 | 22 | Summer | 0.61469 | 0.5457 | 0.5457 | 0.9302 | 0.41049 | 0.19101 | 0 | 0 | 0.6656 | 0.85008 | 0.011659 | 0.03136 | 0.16671 | 0.66421 | 0.6656 | 0 | 0 | 0.85 | 0.85 | 0.85 | 0.85 | 0.9302 | 0.011659 | 0.69584 | 0 | 0.15401
2025-09-14 23:00 | 47426.1961 | 47044.6012 | 0 | 381.595 | 0 | 0.18706 | 0.18828 | 0.165 | 257 | 23 | Summer | 0.59142 | 0.54754 | 0.54754 | 0.91095 | 0.36743 | 0.18828 | 0 | 0 | 0.66219 | 0.85008 | 0.011938 | 0.024002 | 0.165 | 0.58272 | 0.66219 | 0 | 0 | 0.85 | 0.85 | 0.85 | 0.85 | 0.91095 | 0.011938 | 0.6334 | 0 | 0.13531
2025-09-15 00:00 | 66360.4188 | 65981.4257 | 0 | 378.9931 | 0 | 0.18578 | 0.18693 | 0.165 | 258 | 0 | Winter | 0.38112 | 0.34822 | 0.34822 | 0.87184 | 0.31588 | 0.18693 | 0 | 0 | 0.65714 | 0.85008 | 0.011799 | 0.0012155 | 0.165 | 0.39122 | 0.65714 | 0 | 0 | 0.85 | 0.85 | 0.85 | 0.85 | 0.87184 | 0.011799 | 0.48528 | 0 | 0.0029205
2025-09-15 01:00 | 65247.985 | 64873.1252 | 0 | 374.8599 | 0 | 0.18375 | 0.18466 | 0.16738 | 258 | 1 | Winter | 0.36674 | 0.33231 | 0.33231 | 0.87605 | 0.28158 | 0.18466 | 0 | 0 | 0.65714 | 0.85008 | 0.009774 | 0.00081967 | 0.16738 | 0.37856 | 0.65714 | 0 | 0 | 0.85 | 0.85 | 0.85 | 0.85 | 0.87605 | 0.009774 | 0.4777 | 0 | 0
2025-09-15 02:00 | 64757.5303 | 64382.991 | 0 | 374.5393 | 0 | 0.1836 | 0.18416 | 0.17346 | 258 | 2 | Winter | 0.34679 | 0.32201 | 0.32201 | 0.8763 | 0.24925 | 0.18416 | 0 | 0 | 0.65714 | 0.85008 | 0.0098438 | 0.00079999 | 0.17346 | 0.37271 | 0.65714 | 0 | 0 | 0.85 | 0.85 | 0.85 | 0.85 | 0.8763 | 0.0098438 | 0.47491 | 0 | 0
2025-09-15 03:00 | 64561.9138 | 64182.5511 | 0 | 379.3626 | 0 | 0.18596 | 0.18639 | 0.17826 | 258 | 3 | Winter | 0.3338 | 0.31706 | 0.31706 | 0.87561 | 0.23438 | 0.18639 | 0 | 0 | 0.65714 | 0.85008 | 0.0098089 | 0.00079999 | 0.17826 | 0.37639 | 0.65714 | 0 | 0 | 0.85 | 0.85 | 0.85 | 0.85 | 0.87561 | 0.0098089 | 0.47708 | 0 | 0
2025-09-15 04:00 | 64864.2141 | 64474.4435 | 0 | 389.7707 | 0 | 0.19106 | 0.19149 | 0.18335 | 258 | 4 | Winter | 0.33501 | 0.31839 | 0.31839 | 0.87687 | 0.215 | 0.19149 | 0 | 0 | 0.65714 | 0.85008 | 0.0099486 | 0.00079999 | 0.18335 | 0.39652 | 0.65714 | 0 | 0 | 0.85 | 0.85 | 0.85 | 0.85 | 0.87687 | 0.0099486 | 0.49014 | 0 | 0
2025-09-15 05:00 | 68688.5328 | 68287.7127 | 0 | 400.8201 | 0 | 0.19648 | 0.19692 | 0.18862 | 258 | 5 | Winter | 0.34255 | 0.3212 | 0.3212 | 0.87819 | 0.21182 | 0.19692 | 0 | 0 | 0.65714 | 0.85008 | 0.010053 | 0.00079999 | 0.18862 | 0.45896 | 0.65714 | 0 | 0 | 0.85 | 0.85 | 0.85 | 0.85 | 0.87819 | 0.010053 | 0.52415 | 0 | 0
2025-09-15 06:00 | 75505.3351 | 74795.8458 | 309.9671 | 399.5223 | 0.013999 | 0.19584 | 0.19601 | 0.19283 | 258 | 6 | Winter | 0.3535 | 0.33148 | 0.33148 | 0.87914 | 0.24668 | 0.19601 | 0.013999 | 0 | 0.65714 | 0.85008 | 0.010088 | 0.00079999 | 0.19283 | 0.54134 | 0.65714 | 0 | 0 | 0.85 | 0.85 | 0.85 | 0.85 | 0.87914 | 0.010088 | 0.55421 | 0.0097991 | 0.00017779
2025-09-15 07:00 | 81026.0747 | 78499.5601 | 2157.6447 | 368.8699 | 0.097444 | 0.18082 | 0.18018 | 0.19235 | 258 | 7 | Winter | 0.39334 | 0.34859 | 0.34859 | 0.8799 | 0.30623 | 0.18018 | 0.097444 | 0 | 0.65714 | 0.85008 | 0.011938 | 0.017261 | 0.19235 | 0.53641 | 0.65714 | 0 | 0 | 0.85 | 0.85 | 0.85 | 0.85 | 0.8799 | 0.011938 | 0.56215 | 0.068211 | 0.0038224
2025-09-15 08:00 | 80848.5944 | 75868.9501 | 4608.3143 | 371.3301 | 0.20812 | 0.18202 | 0.18155 | 0.19066 | 258 | 8 | Winter | 0.43014 | 0.36227 | 0.36227 | 0.88068 | 0.34685 | 0.18155 | 0.20812 | 0 | 0.65714 | 0.85008 | 0.010821 | 0.0096506 | 0.19066 | 0.4851 | 0.65714 | 0 | 0 | 0.85 | 0.85 | 0.85 | 0.85 | 0.88068 | 0.010821 | 0.53053 | 0.14568 | 8.8894e-05
2025-09-15 09:00 | 80194.8383 | 72874.5536 | 6957.8325 | 362.4522 | 0.31423 | 0.17767 | 0.17703 | 0.18935 | 258 | 9 | Winter | 0.43228 | 0.35522 | 0.35522 | 0.88103 | 0.35924 | 0.17703 | 0.31423 | 0.040275 | 0.65714 | 0.85008 | 0.010961 | 0.00079999 | 0.18935 | 0.4407 | 0.65714 | 0 | 0 | 0.85 | 0.85 | 0.85 | 0.85 | 0.88103 | 0.010961 | 0.50047 | 0.21996 | 0
2025-09-15 10:00 | 79073.9289 | 69711.2334 | 9018.9439 | 343.7516 | 0.40731 | 0.16851 | 0.16771 | 0.18297 | 258 | 10 | Winter | 0.4061 | 0.33487 | 0.33487 | 0.88085 | 0.36964 | 0.16771 | 0.40731 | 0.40566 | 0.65161 | 0.85008 | 0.013544 | 0.00079999 | 0.18297 | 0.43351 | 0.65161 | 0 | 0 | 0.85 | 0.85 | 0.85 | 0.85 | 0.88085 | 0.013544 | 0.48026 | 0.28512 | 0
2025-09-15 11:00 | 77582.759 | 66734.1974 | 10527.0225 | 321.5391 | 0.47542 | 0.15762 | 0.1568 | 0.17245 | 258 | 11 | Winter | 0.3925 | 0.32321 | 0.32321 | 0.87126 | 0.35242 | 0.1568 | 0.47542 | 0.54927 | 0.65161 | 0.85008 | 0.013649 | 0.00079999 | 0.17245 | 0.42796 | 0.65161 | 0 | 0 | 0.85 | 0.85 | 0.85 | 0.85 | 0.87126 | 0.013649 | 0.46854 | 0.3328 | 0
2025-09-15 12:00 | 77674.5922 | 66108.8727 | 11262.8838 | 302.8357 | 0.50865 | 0.14845 | 0.14766 | 0.16278 | 258 | 12 | Winter | 0.3815 | 0.31623 | 0.31623 | 0.87098 | 0.31489 | 0.14766 | 0.50865 | 0.54413 | 0.65161 | 0.85008 | 0.013788 | 0.00079999 | 0.16278 | 0.41662 | 0.65161 | 0 | 0 | 0.85 | 0.85 | 0.85 | 0.85 | 0.87098 | 0.013788 | 0.46441 | 0.35606 | 0
2025-09-15 13:00 | 77665.1272 | 66426.9728 | 10950.5545 | 287.5999 | 0.49455 | 0.14098 | 0.14012 | 0.15648 | 258 | 13 | Winter | 0.37364 | 0.31803 | 0.31803 | 0.87056 | 0.27101 | 0.14012 | 0.49455 | 0.51602 | 0.65161 | 0.85008 | 0.010996 | 0.00079999 | 0.15648 | 0.39216 | 0.65161 | 0 | 0 | 0.85 | 0.85 | 0.85 | 0.85 | 0.87056 | 0.010996 | 0.45541 | 0.34618 | 0
2025-09-15 14:00 | 77419.8799 | 67488.22 | 9656.5769 | 275.0831 | 0.43611 | 0.13484 | 0.13371 | 0.15528 | 258 | 14 | Winter | 0.36662 | 0.31876 | 0.31876 | 0.87131 | 0.25223 | 0.13371 | 0.43611 | 0.50431 | 0.65161 | 0.85008 | 0.011519 | 0.00079999 | 0.15528 | 0.38684 | 0.65161 | 0 | 0 | 0.85 | 0.85 | 0.85 | 0.85 | 0.87131 | 0.011519 | 0.45706 | 0.30528 | 0
2025-09-15 15:00 | 77554.6883 | 69638.0387 | 7647.7774 | 268.8722 | 0.34539 | 0.1318 | 0.13046 | 0.15603 | 258 | 15 | Winter | 0.35644 | 0.32325 | 0.32325 | 0.87285 | 0.24653 | 0.13046 | 0.34539 | 0.52622 | 0.65161 | 0.85008 | 0.011764 | 0.001192 | 0.15603 | 0.41154 | 0.65161 | 0 | 0 | 0.85 | 0.85 | 0.85 | 0.85 | 0.87285 | 0.011764 | 0.48176 | 0.24177 | 0
2025-09-15 16:00 | 79478.8382 | 74082.6929 | 5126.6059 | 269.5394 | 0.23153 | 0.13213 | 0.1306 | 0.15972 | 258 | 16 | Winter | 0.34271 | 0.32889 | 0.32889 | 0.87552 | 0.27001 | 0.1306 | 0.23153 | 0.54156 | 0.66088 | 0.85008 | 0.012567 | 0.0013328 | 0.15972 | 0.50479 | 0.66088 | 0 | 0 | 0.85 | 0.85 | 0.85 | 0.85 | 0.87552 | 0.012567 | 0.52016 | 0.16207 | 0
2025-09-15 17:00 | 80976.3719 | 78321.1255 | 2385.8162 | 269.4302 | 0.10775 | 0.13207 | 0.1302 | 0.16596 | 258 | 17 | Winter | 0.35239 | 0.34089 | 0.34089 | 0.87812 | 0.31218 | 0.1302 | 0.10775 | 0.47484 | 0.66641 | 0.85008 | 0.012811 | 0.0013818 | 0.16596 | 0.55841 | 0.66641 | 0 | 0 | 0.85 | 0.85 | 0.85 | 0.85 | 0.87812 | 0.012811 | 0.563 | 0.075424 | 0.108
2025-09-15 18:00 | 84212.8786 | 83622.7923 | 310.9019 | 279.1844 | 0.014041 | 0.13686 | 0.13468 | 0.1762 | 258 | 18 | Winter | 0.36908 | 0.35647 | 0.35647 | 0.8795 | 0.33257 | 0.13468 | 0.014041 | 0.15048 | 0.66641 | 0.85008 | 0.011554 | 0.0054852 | 0.1762 | 0.57233 | 0.66641 | 0 | 0 | 0.85 | 0.85 | 0.85 | 0.85 | 0.8795 | 0.011554 | 0.60036 | 0.0098287 | 0.31896
2025-09-15 19:00 | 81824.1014 | 81539.113 | 0 | 284.9884 | 0 | 0.1397 | 0.13721 | 0.18471 | 258 | 19 | Winter | 0.39083 | 0.3598 | 0.3598 | 0.8799 | 0.35171 | 0.13721 | 0 | 0 | 0.66641 | 0.85008 | 0.011624 | 0.0054852 | 0.18471 | 0.56127 | 0.66641 | 0 | 0 | 0.85 | 0.85 | 0.85 | 0.85 | 0.8799 | 0.011624 | 0.6033 | 0 | 0.16946
2025-09-15 20:00 | 78872.4046 | 78595.6241 | 0 | 276.7805 | 0 | 0.13568 | 0.13283 | 0.18712 | 258 | 20 | Winter | 0.38392 | 0.35256 | 0.35256 | 0.88015 | 0.35332 | 0.13283 | 0 | 0 | 0.66539 | 0.85008 | 0.011729 | 0.0079216 | 0.18712 | 0.55127 | 0.66539 | 0 | 0 | 0.85 | 0.85 | 0.85 | 0.85 | 0.88015 | 0.011729 | 0.58652 | 0 | 0.16317
2025-09-15 21:00 | 75535.9193 | 75276.6464 | 0 | 259.2729 | 0 | 0.12709 | 0.12403 | 0.18246 | 258 | 21 | Winter | 0.36841 | 0.34678 | 0.34678 | 0.88022 | 0.34293 | 0.12403 | 0 | 0 | 0.66206 | 0.85008 | 0.011764 | 0.0066981 | 0.18246 | 0.52537 | 0.66206 | 0 | 0 | 0.85 | 0.85 | 0.85 | 0.85 | 0.88022 | 0.011764 | 0.56856 | 0 | 0.14339
2025-09-15 22:00 | 71096.1206 | 70849.0235 | 0 | 247.097 | 0 | 0.12113 | 0.11798 | 0.17791 | 258 | 22 | Winter | 0.35457 | 0.33613 | 0.33613 | 0.87928 | 0.32008 | 0.11798 | 0 | 0 | 0.66206 | 0.85008 | 0.011868 | 0.0013818 | 0.17791 | 0.46434 | 0.66206 | 0 | 0 | 0.85 | 0.85 | 0.85 | 0.85 | 0.87928 | 0.011868 | 0.54642 | 0 | 0.12674
2025-09-15 23:00 | 66601.9139 | 66361.309 | 0 | 240.6048 | 0 | 0.11794 | 0.11501 | 0.17095 | 258 | 23 | Winter | 0.33817 | 0.32402 | 0.32402 | 0.87673 | 0.30333 | 0.11501 | 0 | 0 | 0.66044 | 0.85008 | 0.011659 | 0.0013818 | 0.17095 | 0.41028 | 0.66044 | 0 | 0 | 0.85 | 0.85 | 0.85 | 0.85 | 0.87673 | 0.011659 | 0.51856 | 0 | 0.039796
2025-09-16 00:00 | 64502.7045 | 64264.2158 | 0 | 238.4887 | 0 | 0.11691 | 0.11405 | 0.16859 | 259 | 0 | Winter | 0.38112 | 0.34822 | 0.34822 | 0.87184 | 0.31588 | 0.11405 | 0 | 0 | 0.65714 | 0.85008 | 0.011799 | 0.0012155 | 0.16859 | 0.39122 | 0.65714 | 0 | 0 | 0.85 | 0.85 | 0.85 | 0.85 | 0.87184 | 0.011799 | 0.48528 | 0 | 0.0029205
2025-09-16 01:00 | 63553.1192 | 63312.1725 | 0 | 240.9467 | 0 | 0.11811 | 0.11567 | 0.16216 | 259 | 1 | Winter | 0.36674 | 0.33231 | 0.33231 | 0.87605 | 0.28158 | 0.11567 | 0 | 0 | 0.65714 | 0.85008 | 0.009774 | 0.00081967 | 0.16216 | 0.37856 | 0.65714 | 0 | 0 | 0.85 | 0.85 | 0.85 | 0.85 | 0.87605 | 0.009774 | 0.4777 | 0 | 0
2025-09-16 02:00 | 63201.0259 | 62958.4931 | 0 | 242.5329 | 0 | 0.11889 | 0.117 | 0.15303 | 259 | 2 | Winter | 0.34679 | 0.32201 | 0.32201 | 0.8763 | 0.24925 | 0.117 | 0 | 0 | 0.65714 | 0.85008 | 0.0098438 | 0.00079999 | 0.15303 | 0.37271 | 0.65714 | 0 | 0 | 0.85 | 0.85 | 0.85 | 0.85 | 0.8763 | 0.0098438 | 0.47491 | 0 | 0
2025-09-16 03:00 | 63078.8925 | 62834.7184 | 0 | 244.1741 | 0 | 0.11969 | 0.11841 | 0.14296 | 259 | 3 | Winter | 0.3338 | 0.31706 | 0.31706 | 0.87561 | 0.23438 | 0.11841 | 0 | 0 | 0.65714 | 0.85008 | 0.0098089 | 0.00079999 | 0.14296 | 0.37639 | 0.65714 | 0 | 0 | 0.85 | 0.85 | 0.85 | 0.85 | 0.87561 | 0.0098089 | 0.47708 | 0 | 0
2025-09-16 04:00 | 63470.2632 | 63224.5917 | 0 | 245.6714 | 0 | 0.12043 | 0.11955 | 0.13626 | 259 | 4 | Winter | 0.33501 | 0.31839 | 0.31839 | 0.87687 | 0.215 | 0.11955 | 0 | 0 | 0.65714 | 0.85008 | 0.0099486 | 0.00079999 | 0.13626 | 0.39652 | 0.65714 | 0 | 0 | 0.85 | 0.85 | 0.85 | 0.85 | 0.87687 | 0.0099486 | 0.49014 | 0 | 0
2025-09-16 05:00 | 67409.0183 | 67157.2583 | 0 | 251.76 | 0 | 0.12341 | 0.12293 | 0.13219 | 259 | 5 | Winter | 0.34255 | 0.3212 | 0.3212 | 0.87819 | 0.21182 | 0.12293 | 0 | 0 | 0.65714 | 0.85008 | 0.010053 | 0.00079999 | 0.13219 | 0.45896 | 0.65714 | 0 | 0 | 0.85 | 0.85 | 0.85 | 0.85 | 0.87819 | 0.010053 | 0.52415 | 0 | 0
2025-09-16 06:00 | 74008.3935 | 73431.217 | 328.3036 | 248.873 | 0.014827 | 0.122 | 0.12174 | 0.12662 | 259 | 6 | Winter | 0.3535 | 0.33148 | 0.33148 | 0.87914 | 0.24668 | 0.12174 | 0.014827 | 0 | 0.65714 | 0.85008 | 0.010088 | 0.00079999 | 0.12662 | 0.54134 | 0.65714 | 0 | 0 | 0.85 | 0.85 | 0.85 | 0.85 | 0.87914 | 0.010088 | 0.55421 | 0.010379 | 0.00017779
2025-09-16 07:00 | 79134.9026 | 76597.1467 | 2318.7452 | 219.0106 | 0.10472 | 0.10736 | 0.10692 | 0.11537 | 259 | 7 | Winter | 0.39334 | 0.34859 | 0.34859 | 0.8799 | 0.30623 | 0.10692 | 0.10472 | 0 | 0.65714 | 0.85008 | 0.011938 | 0.017261 | 0.11537 | 0.53641 | 0.65714 | 0 | 0 | 0.85 | 0.85 | 0.85 | 0.85 | 0.8799 | 0.011938 | 0.56215 | 0.073303 | 0.0038224
2025-09-16 08:00 | 79126.8673 | 74098.0146 | 4801.8563 | 226.9964 | 0.21686 | 0.11127 | 0.11109 | 0.11451 | 259 | 8 | Winter | 0.43014 | 0.36227 | 0.36227 | 0.88068 | 0.34685 | 0.11109 | 0.21686 | 0 | 0.65714 | 0.85008 | 0.010821 | 0.0096506 | 0.11451 | 0.4851 | 0.65714 | 0 | 0 | 0.85 | 0.85 | 0.85 | 0.85 | 0.88068 | 0.010821 | 0.53053 | 0.1518 | 8.8894e-05
2025-09-16 09:00 | 78718.7992 | 71380.7946 | 7097.0995 | 240.9051 | 0.32052 | 0.11809 | 0.11782 | 0.12292 | 259 | 9 | Winter | 0.43228 | 0.35522 | 0.35522 | 0.88103 | 0.35924 | 0.11782 | 0.32052 | 0.040275 | 0.65714 | 0.85008 | 0.010961 | 0.00079999 | 0.12292 | 0.4407 | 0.65714 | 0 | 0 | 0.85 | 0.85 | 0.85 | 0.85 | 0.88103 | 0.010961 | 0.50047 | 0.22436 | 0
2025-09-16 10:00 | 77857.8712 | 68713.1866 | 8898.3832 | 246.3014 | 0.40187 | 0.12074 | 0.12042 | 0.12654 | 259 | 10 | Winter | 0.4061 | 0.33487 | 0.33487 | 0.88085 | 0.36964 | 0.12042 | 0.40187 | 0.40566 | 0.65161 | 0.85008 | 0.013544 | 0.00079999 | 0.12654 | 0.43351 | 0.65161 | 0 | 0 | 0.85 | 0.85 | 0.85 | 0.85 | 0.88085 | 0.013544 | 0.48026 | 0.28131 | 0
2025-09-16 11:00 | 76474.8952 | 66172.1995 | 10052.4422 | 250.2535 | 0.45399 | 0.12267 | 0.12242 | 0.12718 | 259 | 11 | Winter | 0.3925 | 0.32321 | 0.32321 | 0.87126 | 0.35242 | 0.12242 | 0.45399 | 0.54927 | 0.65161 | 0.85008 | 0.013649 | 0.00079999 | 0.12718 | 0.42796 | 0.65161 | 0 | 0 | 0.85 | 0.85 | 0.85 | 0.85 | 0.87126 | 0.013649 | 0.46854 | 0.31779 | 0
2025-09-16 12:00 | 76621.6719 | 65968.0146 | 10398.8297 | 254.8276 | 0.46963 | 0.12492 | 0.12483 | 0.12637 | 259 | 12 | Winter | 0.3815 | 0.31623 | 0.31623 | 0.87098 | 0.31489 | 0.12483 | 0.46963 | 0.54413 | 0.65161 | 0.85008 | 0.013788 | 0.00079999 | 0.12637 | 0.41662 | 0.65161 | 0 | 0 | 0.85 | 0.85 | 0.85 | 0.85 | 0.87098 | 0.013788 | 0.46441 | 0.32874 | 0
2025-09-16 13:00 | 76903.2145 | 66659.2053 | 9985.331 | 258.6782 | 0.45096 | 0.1268 | 0.12704 | 0.12244 | 259 | 13 | Winter | 0.37364 | 0.31803 | 0.31803 | 0.87056 | 0.27101 | 0.12704 | 0.45096 | 0.51602 | 0.65161 | 0.85008 | 0.010996 | 0.00079999 | 0.12244 | 0.39216 | 0.65161 | 0 | 0 | 0.85 | 0.85 | 0.85 | 0.85 | 0.87056 | 0.010996 | 0.45541 | 0.31567 | 0
2025-09-16 14:00 | 77038.3639 | 68044.0876 | 8729.9363 | 264.3399 | 0.39426 | 0.12958 | 0.13006 | 0.12091 | 259 | 14 | Winter | 0.36662 | 0.31876 | 0.31876 | 0.87131 | 0.25223 | 0.13006 | 0.39426 | 0.50431 | 0.65161 | 0.85008 | 0.011519 | 0.00079999 | 0.12091 | 0.38684 | 0.65161 | 0 | 0 | 0.85 | 0.85 | 0.85 | 0.85 | 0.87131 | 0.011519 | 0.45706 | 0.27598 | 0
2025-09-16 15:00 | 77678.5461 | 70582.2029 | 6828.0094 | 268.3337 | 0.30837 | 0.13154 | 0.13191 | 0.12485 | 259 | 15 | Winter | 0.35644 | 0.32325 | 0.32325 | 0.87285 | 0.24653 | 0.13191 | 0.30837 | 0.52622 | 0.65161 | 0.85008 | 0.011764 | 0.001192 | 0.12485 | 0.41154 | 0.65161 | 0 | 0 | 0.85 | 0.85 | 0.85 | 0.85 | 0.87285 | 0.011764 | 0.48176 | 0.21586 | 0
2025-09-16 16:00 | 80245.55 | 75461.971 | 4512.9713 | 270.6077 | 0.20381 | 0.13265 | 0.13273 | 0.13122 | 259 | 16 | Winter | 0.34271 | 0.32889 | 0.32889 | 0.87552 | 0.27001 | 0.13273 | 0.20381 | 0.54156 | 0.66088 | 0.85008 | 0.012567 | 0.0013328 | 0.13122 | 0.50479 | 0.66088 | 0 | 0 | 0.85 | 0.85 | 0.85 | 0.85 | 0.87552 | 0.012567 | 0.52016 | 0.14267 | 0
2025-09-16 17:00 | 82797.3135 | 80442.7192 | 2081.4825 | 273.1118 | 0.094004 | 0.13388 | 0.13367 | 0.13757 | 259 | 17 | Winter | 0.35239 | 0.34089 | 0.34089 | 0.87812 | 0.31218 | 0.13367 | 0.094004 | 0.47484 | 0.66641 | 0.85008 | 0.012811 | 0.0013818 | 0.13757 | 0.55841 | 0.66641 | 0 | 0 | 0.85 | 0.85 | 0.85 | 0.85 | 0.87812 | 0.012811 | 0.563 | 0.065803 | 0.108
2025-09-16 18:00 | 86657.5785 | 86113.0345 | 254.7369 | 289.8071 | 0.011504 | 0.14206 | 0.14173 | 0.14807 | 259 | 18 | Winter | 0.36908 | 0.35647 | 0.35647 | 0.8795 | 0.33257 | 0.14173 | 0.011504 | 0.15048 | 0.66641 | 0.85008 | 0.011554 | 0.0054852 | 0.14807 | 0.57233 | 0.66641 | 0 | 0 | 0.85 | 0.85 | 0.85 | 0.85 | 0.8795 | 0.011554 | 0.60036 | 0.0080531 | 0.31896
2025-09-16 19:00 | 84514.3502 | 84205.3877 | 0 | 308.9625 | 0 | 0.15145 | 0.15115 | 0.15688 | 259 | 19 | Winter | 0.39083 | 0.3598 | 0.3598 | 0.8799 | 0.35171 | 0.15115 | 0 | 0 | 0.66641 | 0.85008 | 0.011624 | 0.0054852 | 0.15688 | 0.56127 | 0.66641 | 0 | 0 | 0.85 | 0.85 | 0.85 | 0.85 | 0.8799 | 0.011624 | 0.6033 | 0 | 0.16946
2025-09-16 20:00 | 81749.1781 | 81431.0681 | 0 | 318.11 | 0 | 0.15594 | 0.15553 | 0.16326 | 259 | 20 | Winter | 0.38392 | 0.35256 | 0.35256 | 0.88015 | 0.35332 | 0.15553 | 0 | 0 | 0.66539 | 0.85008 | 0.011729 | 0.0079216 | 0.16326 | 0.55127 | 0.66539 | 0 | 0 | 0.85 | 0.85 | 0.85 | 0.85 | 0.88015 | 0.011729 | 0.58652 | 0 | 0.16317
2025-09-16 21:00 | 78497.2698 | 78179.4081 | 0 | 317.8617 | 0 | 0.15581 | 0.15511 | 0.16856 | 259 | 21 | Winter | 0.36841 | 0.34678 | 0.34678 | 0.88022 | 0.34293 | 0.15511 | 0 | 0 | 0.66206 | 0.85008 | 0.011764 | 0.0066981 | 0.16856 | 0.52537 | 0.66206 | 0 | 0 | 0.85 | 0.85 | 0.85 | 0.85 | 0.88022 | 0.011764 | 0.56856 | 0 | 0.14339
2025-09-16 22:00 | 74059.6695 | 73740.5731 | 0 | 319.0964 | 0 | 0.15642 | 0.15565 | 0.1703 | 259 | 22 | Winter | 0.35457 | 0.33613 | 0.33613 | 0.87928 | 0.32008 | 0.15565 | 0 | 0 | 0.66206 | 0.85008 | 0.011868 | 0.0013818 | 0.1703 | 0.46434 | 0.66206 | 0 | 0 | 0.85 | 0.85 | 0.85 | 0.85 | 0.87928 | 0.011868 | 0.54642 | 0 | 0.12674
2025-09-16 23:00 | 69464.3328 | 69142.9983 | 0 | 321.3345 | 0 | 0.15752 | 0.15682 | 0.17017 | 259 | 23 | Winter | 0.33817 | 0.32402 | 0.32402 | 0.87673 | 0.30333 | 0.15682 | 0 | 0 | 0.66044 | 0.85008 | 0.011659 | 0.0013818 | 0.17017 | 0.41028 | 0.66044 | 0 | 0 | 0.85 | 0.85 | 0.85 | 0.85 | 0.87673 | 0.011659 | 0.51856 | 0 | 0.039796
2025-09-17 00:00 | 67332.1463 | 67004.7955 | 0 | 327.3508 | 0 | 0.16047 | 0.16011 | 0.16687 | 260 | 0 | Winter | 0.38112 | 0.34822 | 0.34822 | 0.87184 | 0.31588 | 0.16011 | 0 | 0 | 0.65714 | 0.85008 | 0.011799 | 0.0012155 | 0.16687 | 0.39122 | 0.65714 | 0 | 0 | 0.85 | 0.85 | 0.85 | 0.85 | 0.87184 | 0.011799 | 0.48528 | 0 | 0.0029205
2025-09-17 01:00 | 66442.7991 | 66109.2285 | 0 | 333.5706 | 0 | 0.16351 | 0.16341 | 0.16548 | 260 | 1 | Winter | 0.36674 | 0.33231 | 0.33231 | 0.87605 | 0.28158 | 0.16341 | 0 | 0 | 0.65714 | 0.85008 | 0.009774 | 0.00081967 | 0.16548 | 0.37856 | 0.65714 | 0 | 0 | 0.85 | 0.85 | 0.85 | 0.85 | 0.87605 | 0.009774 | 0.4777 | 0 | 0
2025-09-17 02:00 | 66120.3067 | 65777.7649 | 0 | 342.5417 | 0 | 0.16791 | 0.16795 | 0.1673 | 260 | 2 | Winter | 0.34679 | 0.32201 | 0.32201 | 0.8763 | 0.24925 | 0.16795 | 0 | 0 | 0.65714 | 0.85008 | 0.0098438 | 0.00079999 | 0.1673 | 0.37271 | 0.65714 | 0 | 0 | 0.85 | 0.85 | 0.85 | 0.85 | 0.8763 | 0.0098438 | 0.47491 | 0 | 0
2025-09-17 03:00 | 66058.2957 | 65708.6935 | 0 | 349.6021 | 0 | 0.17137 | 0.17158 | 0.1676 | 260 | 3 | Winter | 0.3338 | 0.31706 | 0.31706 | 0.87561 | 0.23438 | 0.17158 | 0 | 0 | 0.65714 | 0.85008 | 0.0098089 | 0.00079999 | 0.1676 | 0.37639 | 0.65714 | 0 | 0 | 0.85 | 0.85 | 0.85 | 0.85 | 0.87561 | 0.0098089 | 0.47708 | 0 | 0
2025-09-17 04:00 | 66396.2241 | 66039.6845 | 0 | 356.5397 | 0 | 0.17477 | 0.17508 | 0.16929 | 260 | 4 | Winter | 0.33501 | 0.31839 | 0.31839 | 0.87687 | 0.215 | 0.17508 | 0 | 0 | 0.65714 | 0.85008 | 0.0099486 | 0.00079999 | 0.16929 | 0.39652 | 0.65714 | 0 | 0 | 0.85 | 0.85 | 0.85 | 0.85 | 0.87687 | 0.0099486 | 0.49014 | 0 | 0
2025-09-17 05:00 | 70214.2768 | 69851.6957 | 0 | 362.5811 | 0 | 0.17774 | 0.17775 | 0.17748 | 260 | 5 | Winter | 0.34255 | 0.3212 | 0.3212 | 0.87819 | 0.21182 | 0.17775 | 0 | 0 | 0.65714 | 0.85008 | 0.010053 | 0.00079999 | 0.17748 | 0.45896 | 0.65714 | 0 | 0 | 0.85 | 0.85 | 0.85 | 0.85 | 0.87819 | 0.010053 | 0.52415 | 0 | 0
2025-09-17 06:00 | 77220.6245 | 76566.7182 | 295.8378 | 358.0685 | 0.013361 | 0.17552 | 0.17532 | 0.17922 | 260 | 6 | Winter | 0.3535 | 0.33148 | 0.33148 | 0.87914 | 0.24668 | 0.17532 | 0.013361 | 0 | 0.65714 | 0.85008 | 0.010088 | 0.00079999 | 0.17922 | 0.54134 | 0.65714 | 0 | 0 | 0.85 | 0.85 | 0.85 | 0.85 | 0.87914 | 0.010088 | 0.55421 | 0.0093524 | 0.00017779
2025-09-17 07:00 | 82852.5132 | 80284.5983 | 2238.312 | 329.6028 | 0.10109 | 0.16157 | 0.16087 | 0.17413 | 260 | 7 | Winter | 0.39334 | 0.34859 | 0.34859 | 0.8799 | 0.30623 | 0.16087 | 0.10109 | 0 | 0.65714 | 0.85008 | 0.011938 | 0.017261 | 0.17413 | 0.53641 | 0.65714 | 0 | 0 | 0.85 | 0.85 | 0.85 | 0.85 | 0.8799 | 0.011938 | 0.56215 | 0.070761 | 0.0038224
2025-09-17 08:00 | 82220.5206 | 77222.9971 | 4654.6332 | 342.8903 | 0.21021 | 0.16808 | 0.16801 | 0.16947 | 260 | 8 | Winter | 0.43014 | 0.36227 | 0.36227 | 0.88068 | 0.34685 | 0.16801 | 0.21021 | 0 | 0.65714 | 0.85008 | 0.010821 | 0.0096506 | 0.16947 | 0.4851 | 0.65714 | 0 | 0 | 0.85 | 0.85 | 0.85 | 0.85 | 0.88068 | 0.010821 | 0.53053 | 0.14715 | 8.8894e-05
2025-09-17 09:00 | 81287.9427 | 74125.4792 | 6809.2648 | 353.1987 | 0.30752 | 0.17314 | 0.17337 | 0.16891 | 260 | 9 | Winter | 0.43228 | 0.35522 | 0.35522 | 0.88103 | 0.35924 | 0.17337 | 0.30752 | 0.040275 | 0.65714 | 0.85008 | 0.010961 | 0.00079999 | 0.16891 | 0.4407 | 0.65714 | 0 | 0 | 0.85 | 0.85 | 0.85 | 0.85 | 0.88103 | 0.010961 | 0.50047 | 0.21526 | 0
2025-09-17 10:00 | 80028.5091 | 71263.3965 | 8419.0243 | 346.0883 | 0.38022 | 0.16965 | 0.16994 | 0.16452 | 260 | 10 | Winter | 0.4061 | 0.33487 | 0.33487 | 0.88085 | 0.36964 | 0.16994 | 0.38022 | 0.40566 | 0.65161 | 0.85008 | 0.013544 | 0.00079999 | 0.16452 | 0.43351 | 0.65161 | 0 | 0 | 0.85 | 0.85 | 0.85 | 0.85 | 0.88085 | 0.013544 | 0.48026 | 0.26615 | 0
2025-09-17 11:00 | 78619.7001 | 68877.2988 | 9415.2653 | 327.136 | 0.42521 | 0.16036 | 0.16065 | 0.15506 | 260 | 11 | Winter | 0.3925 | 0.32321 | 0.32321 | 0.87126 | 0.35242 | 0.16065 | 0.42521 | 0.54927 | 0.65161 | 0.85008 | 0.013649 | 0.00079999 | 0.15506 | 0.42796 | 0.65161 | 0 | 0 | 0.85 | 0.85 | 0.85 | 0.85 | 0.87126 | 0.013649 | 0.46854 | 0.29765 | 0
2025-09-17 12:00 | 78955.24 | 69005.5558 | 9646.6469 | 303.0372 | 0.43566 | 0.14855 | 0.14886 | 0.14287 | 260 | 12 | Winter | 0.3815 | 0.31623 | 0.31623 | 0.87098 | 0.31489 | 0.14886 | 0.43566 | 0.54413 | 0.65161 | 0.85008 | 0.013788 | 0.00079999 | 0.14287 | 0.41662 | 0.65161 | 0 | 0 | 0.85 | 0.85 | 0.85 | 0.85 | 0.87098 | 0.013788 | 0.46441 | 0.30496 | 0
2025-09-17 13:00 | 79106.3807 | 69505.1771 | 9319.7773 | 281.4264 | 0.4209 | 0.13795 | 0.13831 | 0.13144 | 260 | 13 | Winter | 0.37364 | 0.31803 | 0.31803 | 0.87056 | 0.27101 | 0.13831 | 0.4209 | 0.51602 | 0.65161 | 0.85008 | 0.010996 | 0.00079999 | 0.13144 | 0.39216 | 0.65161 | 0 | 0 | 0.85 | 0.85 | 0.85 | 0.85 | 0.87056 | 0.010996 | 0.45541 | 0.29463 | 0
2025-09-17 14:00 | 79170.9407 | 70773.3628 | 8135.7953 | 261.7826 | 0.36743 | 0.12832 | 0.12855 | 0.12423 | 260 | 14 | Winter | 0.36662 | 0.31876 | 0.31876 | 0.87131 | 0.25223 | 0.12855 | 0.36743 | 0.50431 | 0.65161 | 0.85008 | 0.011519 | 0.00079999 | 0.12423 | 0.38684 | 0.65161 | 0 | 0 | 0.85 | 0.85 | 0.85 | 0.85 | 0.87131 | 0.011519 | 0.45706 | 0.2572 | 0
2025-09-17 15:00 | 79852.9372 | 73339.3721 | 6263.6471 | 249.918 | 0.28288 | 0.12251 | 0.12238 | 0.12477 | 260 | 15 | Winter | 0.35644 | 0.32325 | 0.32325 | 0.87285 | 0.24653 | 0.12238 | 0.28288 | 0.52622 | 0.65161 | 0.85008 | 0.011764 | 0.001192 | 0.12477 | 0.41154 | 0.65161 | 0 | 0 | 0.85 | 0.85 | 0.85 | 0.85 | 0.87285 | 0.011764 | 0.48176 | 0.19802 | 0
2025-09-17 16:00 | 82877.8296 | 78567.6606 | 4066.1422 | 244.0268 | 0.18364 | 0.11962 | 0.11897 | 0.13141 | 260 | 16 | Winter | 0.34271 | 0.32889 | 0.32889 | 0.87552 | 0.27001 | 0.11897 | 0.18364 | 0.54156 | 0.66088 | 0.85008 | 0.012567 | 0.0013328 | 0.13141 | 0.50479 | 0.66088 | 0 | 0 | 0.85 | 0.85 | 0.85 | 0.85 | 0.87552 | 0.012567 | 0.52016 | 0.12854 | 0
2025-09-17 17:00 | 85736.5355 | 83669.1601 | 1826.7615 | 240.6138 | 0.0825 | 0.11795 | 0.11686 | 0.13762 | 260 | 17 | Winter | 0.35239 | 0.34089 | 0.34089 | 0.87812 | 0.31218 | 0.11686 | 0.0825 | 0.47484 | 0.66641 | 0.85008 | 0.012811 | 0.0013818 | 0.13762 | 0.55841 | 0.66641 | 0 | 0 | 0.85 | 0.85 | 0.85 | 0.85 | 0.87812 | 0.012811 | 0.563 | 0.05775 | 0.108
2025-09-17 18:00 | 89783.954 | 89321.3251 | 219.5708 | 243.0581 | 0.0099163 | 0.11915 | 0.11784 | 0.14269 | 260 | 18 | Winter | 0.36908 | 0.35647 | 0.35647 | 0.8795 | 0.33257 | 0.11784 | 0.0099163 | 0.15048 | 0.66641 | 0.85008 | 0.011554 | 0.0054852 | 0.14269 | 0.57233 | 0.66641 | 0 | 0 | 0.85 | 0.85 | 0.85 | 0.85 | 0.8795 | 0.011554 | 0.60036 | 0.0069414 | 0.31896
2025-09-17 19:00 | 87639.4083 | 87394.1128 | 0 | 245.2955 | 0 | 0.12024 | 0.11911 | 0.14073 | 260 | 19 | Winter | 0.39083 | 0.3598 | 0.3598 | 0.8799 | 0.35171 | 0.11911 | 0 | 0 | 0.66641 | 0.85008 | 0.011624 | 0.0054852 | 0.14073 | 0.56127 | 0.66641 | 0 | 0 | 0.85 | 0.85 | 0.85 | 0.85 | 0.8799 | 0.011624 | 0.6033 | 0 | 0.16946
2025-09-17 20:00 | 84704.5878 | 84463.6671 | 0 | 240.9207 | 0 | 0.1181 | 0.11726 | 0.13323 | 260 | 20 | Winter | 0.38392 | 0.35256 | 0.35256 | 0.88015 | 0.35332 | 0.11726 | 0 | 0 | 0.66539 | 0.85008 | 0.011729 | 0.0079216 | 0.13323 | 0.55127 | 0.66539 | 0 | 0 | 0.85 | 0.85 | 0.85 | 0.85 | 0.88015 | 0.011729 | 0.58652 | 0 | 0.16317
2025-09-17 21:00 | 81260.7572 | 81032.9577 | 0 | 227.7994 | 0 | 0.11167 | 0.11103 | 0.12311 | 260 | 21 | Winter | 0.36841 | 0.34678 | 0.34678 | 0.88022 | 0.34293 | 0.11103 | 0 | 0 | 0.66206 | 0.85008 | 0.011764 | 0.0066981 | 0.12311 | 0.52537 | 0.66206 | 0 | 0 | 0.85 | 0.85 | 0.85 | 0.85 | 0.88022 | 0.011764 | 0.56856 | 0 | 0.14339
2025-09-17 22:00 | 76517.5684 | 76308.3413 | 0 | 209.2271 | 0 | 0.10256 | 0.10199 | 0.11285 | 260 | 22 | Winter | 0.35457 | 0.33613 | 0.33613 | 0.87928 | 0.32008 | 0.10199 | 0 | 0 | 0.66206 | 0.85008 | 0.011868 | 0.0013818 | 0.11285 | 0.46434 | 0.66206 | 0 | 0 | 0.85 | 0.85 | 0.85 | 0.85 | 0.87928 | 0.011868 | 0.54642 | 0 | 0.12674
2025-09-17 23:00 | 71667.2082 | 71476.0845 | 0 | 191.1237 | 0 | 0.093688 | 0.093194 | 0.10262 | 260 | 23 | Winter | 0.33817 | 0.32402 | 0.32402 | 0.87673 | 0.30333 | 0.093194 | 0 | 0 | 0.66044 | 0.85008 | 0.011659 | 0.0013818 | 0.10262 | 0.41028 | 0.66044 | 0 | 0 | 0.85 | 0.85 | 0.85 | 0.85 | 0.87673 | 0.011659 | 0.51856 | 0 | 0.039796
2025-09-18 00:00 | 69275.6012 | 69095.3996 | 0 | 180.2016 | 0 | 0.088334 | 0.087931 | 0.095625 | 261 | 0 | Winter | 0.38112 | 0.34822 | 0.34822 | 0.87184 | 0.31588 | 0.087931 | 0 | 0 | 0.65714 | 0.85008 | 0.011799 | 0.0012155 | 0.095625 | 0.39122 | 0.65714 | 0 | 0 | 0.85 | 0.85 | 0.85 | 0.85 | 0.87184 | 0.011799 | 0.48528 | 0 | 0.0029205
2025-09-18 01:00 | 68230.5949 | 68052.8041 | 0 | 177.7908 | 0 | 0.087152 | 0.086826 | 0.093054 | 261 | 1 | Winter | 0.36674 | 0.33231 | 0.33231 | 0.87605 | 0.28158 | 0.086826 | 0 | 0 | 0.65714 | 0.85008 | 0.009774 | 0.00081967 | 0.093054 | 0.37856 | 0.65714 | 0 | 0 | 0.85 | 0.85 | 0.85 | 0.85 | 0.87605 | 0.009774 | 0.4777 | 0 | 0
2025-09-18 02:00 | 67823.7771 | 67644.0338 | 0 | 179.7433 | 0 | 0.088109 | 0.087931 | 0.091339 | 261 | 2 | Winter | 0.34679 | 0.32201 | 0.32201 | 0.8763 | 0.24925 | 0.087931 | 0 | 0 | 0.65714 | 0.85008 | 0.0098438 | 0.00079999 | 0.091339 | 0.37271 | 0.65714 | 0 | 0 | 0.85 | 0.85 | 0.85 | 0.85 | 0.8763 | 0.0098438 | 0.47491 | 0 | 0
2025-09-18 03:00 | 67659.3352 | 67472.0827 | 0 | 187.2525 | 0 | 0.09179 | 0.091808 | 0.091473 | 261 | 3 | Winter | 0.3338 | 0.31706 | 0.31706 | 0.87561 | 0.23438 | 0.091808 | 0 | 0 | 0.65714 | 0.85008 | 0.0098089 | 0.00079999 | 0.091473 | 0.37639 | 0.65714 | 0 | 0 | 0.85 | 0.85 | 0.85 | 0.85 | 0.87561 | 0.0098089 | 0.47708 | 0 | 0
2025-09-18 04:00 | 68001.7172 | 67799.9887 | 0 | 201.7285 | 0 | 0.098887 | 0.099261 | 0.092116 | 261 | 4 | Winter | 0.33501 | 0.31839 | 0.31839 | 0.87687 | 0.215 | 0.099261 | 0 | 0 | 0.65714 | 0.85008 | 0.0099486 | 0.00079999 | 0.092116 | 0.39652 | 0.65714 | 0 | 0 | 0.85 | 0.85 | 0.85 | 0.85 | 0.87687 | 0.0099486 | 0.49014 | 0 | 0
2025-09-18 05:00 | 71783.9904 | 71580.7057 | 0 | 203.2847 | 0 | 0.099649 | 0.10006 | 0.092143 | 261 | 5 | Winter | 0.34255 | 0.3212 | 0.3212 | 0.87819 | 0.21182 | 0.10006 | 0 | 0 | 0.65714 | 0.85008 | 0.010053 | 0.00079999 | 0.092143 | 0.45896 | 0.65714 | 0 | 0 | 0.85 | 0.85 | 0.85 | 0.85 | 0.87819 | 0.010053 | 0.52415 | 0 | 0
2025-09-18 06:00 | 78335.4576 | 77848.9791 | 288.3758 | 198.1026 | 0.013024 | 0.097109 | 0.097574 | 0.088714 | 261 | 6 | Winter | 0.3535 | 0.33148 | 0.33148 | 0.87914 | 0.24668 | 0.097574 | 0.013024 | 0 | 0.65714 | 0.85008 | 0.010088 | 0.00079999 | 0.088714 | 0.54134 | 0.65714 | 0 | 0 | 0.85 | 0.85 | 0.85 | 0.85 | 0.87914 | 0.010088 | 0.55421 | 0.0091165 | 0.00017779
2025-09-18 07:00 | 84191.4359 | 81660.2042 | 2354.7243 | 176.5074 | 0.10634 | 0.086523 | 0.086645 | 0.084321 | 261 | 7 | Winter | 0.39334 | 0.34859 | 0.34859 | 0.8799 | 0.30623 | 0.086645 | 0.10634 | 0 | 0.65714 | 0.85008 | 0.011938 | 0.017261 | 0.084321 | 0.53641 | 0.65714 | 0 | 0 | 0.85 | 0.85 | 0.85 | 0.85 | 0.8799 | 0.011938 | 0.56215 | 0.074441 | 0.0038224
2025-09-18 08:00 | 83810.6712 | 78505.9826 | 5131.2437 | 173.4449 | 0.23174 | 0.085022 | 0.085018 | 0.085098 | 261 | 8 | Winter | 0.43014 | 0.36227 | 0.36227 | 0.88068 | 0.34685 | 0.085018 | 0.23174 | 0 | 0.65714 | 0.85008 | 0.010821 | 0.0096506 | 0.085098 | 0.4851 | 0.65714 | 0 | 0 | 0.85 | 0.85 | 0.85 | 0.85 | 0.88068 | 0.010821 | 0.53053 | 0.16222 | 8.8894e-05
2025-09-18 09:00 | 82758.4118 | 74975.9149 | 7591.1019 | 191.3949 | 0.34283 | 0.093821 | 0.093797 | 0.094259 | 261 | 9 | Winter | 0.43228 | 0.35522 | 0.35522 | 0.88103 | 0.35924 | 0.093797 | 0.34283 | 0.040275 | 0.65714 | 0.85008 | 0.010961 | 0.00079999 | 0.094259 | 0.4407 | 0.65714 | 0 | 0 | 0.85 | 0.85 | 0.85 | 0.85 | 0.88103 | 0.010961 | 0.50047 | 0.23998 | 0
2025-09-18 10:00 | 81172.0037 | 71505.0142 | 9469.1319 | 197.8575 | 0.42765 | 0.096989 | 0.096649 | 0.10312 | 261 | 10 | Winter | 0.4061 | 0.33487 | 0.33487 | 0.88085 | 0.36964 | 0.096649 | 0.42765 | 0.40566 | 0.65161 | 0.85008 | 0.013544 | 0.00079999 | 0.10312 | 0.43351 | 0.65161 | 0 | 0 | 0.85 | 0.85 | 0.85 | 0.85 | 0.88085 | 0.013544 | 0.48026 | 0.29935 | 0
2025-09-18 11:00 | 79497.6761 | 68349.5091 | 10938.7502 | 209.4168 | 0.49402 | 0.10266 | 0.10189 | 0.11644 | 261 | 11 | Winter | 0.3925 | 0.32321 | 0.32321 | 0.87126 | 0.35242 | 0.10189 | 0.49402 | 0.54927 | 0.65161 | 0.85008 | 0.013649 | 0.00079999 | 0.11644 | 0.42796 | 0.65161 | 0 | 0 | 0.85 | 0.85 | 0.85 | 0.85 | 0.87126 | 0.013649 | 0.46854 | 0.34581 | 0
2025-09-18 12:00 | 79675.5244 | 67767.2033 | 11684.6667 | 223.6544 | 0.5277 | 0.10963 | 0.10854 | 0.12937 | 261 | 12 | Winter | 0.3815 | 0.31623 | 0.31623 | 0.87098 | 0.31489 | 0.10854 | 0.5277 | 0.54413 | 0.65161 | 0.85008 | 0.013788 | 0.00079999 | 0.12937 | 0.41662 | 0.65161 | 0 | 0 | 0.85 | 0.85 | 0.85 | 0.85 | 0.87098 | 0.013788 | 0.46441 | 0.36939 | 0
2025-09-18 13:00 | 79710.6563 | 68080.5702 | 11391.3092 | 238.7769 | 0.51445 | 0.11705 | 0.11587 | 0.13824 | 261 | 13 | Winter | 0.37364 | 0.31803 | 0.31803 | 0.87056 | 0.27101 | 0.11587 | 0.51445 | 0.51602 | 0.65161 | 0.85008 | 0.010996 | 0.00079999 | 0.13824 | 0.39216 | 0.65161 | 0 | 0 | 0.85 | 0.85 | 0.85 | 0.85 | 0.87056 | 0.010996 | 0.45541 | 0.36012 | 0
2025-09-18 14:00 | 79553.6795 | 69117.5815 | 10181.4624 | 254.6356 | 0.45982 | 0.12482 | 0.12375 | 0.14419 | 261 | 14 | Winter | 0.36662 | 0.31876 | 0.31876 | 0.87131 | 0.25223 | 0.12375 | 0.45982 | 0.50431 | 0.65161 | 0.85008 | 0.011519 | 0.00079999 | 0.14419 | 0.38684 | 0.65161 | 0 | 0 | 0.85 | 0.85 | 0.85 | 0.85 | 0.87131 | 0.011519 | 0.45706 | 0.32187 | 0
2025-09-18 15:00 | 80023.0852 | 71618.9607 | 8136.3619 | 267.7626 | 0.36745 | 0.13126 | 0.13016 | 0.1511 | 261 | 15 | Winter | 0.35644 | 0.32325 | 0.32325 | 0.87285 | 0.24653 | 0.13016 | 0.36745 | 0.52622 | 0.65161 | 0.85008 | 0.011764 | 0.001192 | 0.1511 | 0.41154 | 0.65161 | 0 | 0 | 0.85 | 0.85 | 0.85 | 0.85 | 0.87285 | 0.011764 | 0.48176 | 0.25722 | 0
2025-09-18 16:00 | 82926.1149 | 77163.5699 | 5483.0543 | 279.4907 | 0.24763 | 0.13701 | 0.13572 | 0.16018 | 261 | 16 | Winter | 0.34271 | 0.32889 | 0.32889 | 0.87552 | 0.27001 | 0.13572 | 0.24763 | 0.54156 | 0.66088 | 0.85008 | 0.012567 | 0.0013328 | 0.16018 | 0.50479 | 0.66088 | 0 | 0 | 0.85 | 0.85 | 0.85 | 0.85 | 0.87552 | 0.012567 | 0.52016 | 0.17334 | 0
2025-09-18 17:00 | 85650.8359 | 82893.8594 | 2464.9003 | 292.0762 | 0.11132 | 0.14317 | 0.14177 | 0.16856 | 261 | 17 | Winter | 0.35239 | 0.34089 | 0.34089 | 0.87812 | 0.31218 | 0.14177 | 0.11132 | 0.47484 | 0.66641 | 0.85008 | 0.012811 | 0.0013818 | 0.16856 | 0.55841 | 0.66641 | 0 | 0 | 0.85 | 0.85 | 0.85 | 0.85 | 0.87812 | 0.012811 | 0.563 | 0.077924 | 0.108
2025-09-18 18:00 | 89512.0953 | 88915.5187 | 274.5062 | 322.0704 | 0.012397 | 0.15788 | 0.15678 | 0.17778 | 261 | 18 | Winter | 0.36908 | 0.35647 | 0.35647 | 0.8795 | 0.33257 | 0.15678 | 0.012397 | 0.15048 | 0.66641 | 0.85008 | 0.011554 | 0.0054852 | 0.17778 | 0.57233 | 0.66641 | 0 | 0 | 0.85 | 0.85 | 0.85 | 0.85 | 0.8795 | 0.011554 | 0.60036 | 0.0086781 | 0.31896
2025-09-18 19:00 | 87412.365 | 87063.6637 | 0 | 348.7013 | 0 | 0.17093 | 0.17034 | 0.18169 | 261 | 19 | Winter | 0.39083 | 0.3598 | 0.3598 | 0.8799 | 0.35171 | 0.17034 | 0 | 0 | 0.66641 | 0.85008 | 0.011624 | 0.0054852 | 0.18169 | 0.56127 | 0.66641 | 0 | 0 | 0.85 | 0.85 | 0.85 | 0.85 | 0.8799 | 0.011624 | 0.6033 | 0 | 0.16946
2025-09-18 20:00 | 84475.2323 | 84119.3089 | 0 | 355.9234 | 0 | 0.17447 | 0.17413 | 0.18059 | 261 | 20 | Winter | 0.38392 | 0.35256 | 0.35256 | 0.88015 | 0.35332 | 0.17413 | 0 | 0 | 0.66539 | 0.85008 | 0.011729 | 0.0079216 | 0.18059 | 0.55127 | 0.66539 | 0 | 0 | 0.85 | 0.85 | 0.85 | 0.85 | 0.88015 | 0.011729 | 0.58652 | 0 | 0.16317
2025-09-18 21:00 | 81025.52 | 80669.9903 | 0 | 355.5296 | 0 | 0.17428 | 0.17415 | 0.17654 | 261 | 21 | Winter | 0.36841 | 0.34678 | 0.34678 | 0.88022 | 0.34293 | 0.17415 | 0 | 0 | 0.66206 | 0.85008 | 0.011764 | 0.0066981 | 0.17654 | 0.52537 | 0.66206 | 0 | 0 | 0.85 | 0.85 | 0.85 | 0.85 | 0.88022 | 0.011764 | 0.56856 | 0 | 0.14339
2025-09-18 22:00 | 76304.316 | 75951.181 | 0 | 353.135 | 0 | 0.17311 | 0.17329 | 0.16977 | 261 | 22 | Winter | 0.35457 | 0.33613 | 0.33613 | 0.87928 | 0.32008 | 0.17329 | 0 | 0 | 0.66206 | 0.85008 | 0.011868 | 0.0013818 | 0.16977 | 0.46434 | 0.66206 | 0 | 0 | 0.85 | 0.85 | 0.85 | 0.85 | 0.87928 | 0.011868 | 0.54642 | 0 | 0.12674
2025-09-18 23:00 | 71366.0166 | 71020.1476 | 0 | 345.869 | 0 | 0.16954 | 0.1701 | 0.15956 | 261 | 23 | Winter | 0.33817 | 0.32402 | 0.32402 | 0.87673 | 0.30333 | 0.1701 | 0 | 0 | 0.66044 | 0.85008 | 0.011659 | 0.0013818 | 0.15956 | 0.41028 | 0.66044 | 0 | 0 | 0.85 | 0.85 | 0.85 | 0.85 | 0.87673 | 0.011659 | 0.51856 | 0 | 0.039796
2025-09-19 00:00 | 68890.8675 | 68547.5965 | 0 | 343.271 | 0 | 0.16827 | 0.16905 | 0.15415 | 262 | 0 | Winter | 0.38112 | 0.34822 | 0.34822 | 0.87184 | 0.31588 | 0.16905 | 0 | 0 | 0.65714 | 0.85008 | 0.011799 | 0.0012155 | 0.15415 | 0.39122 | 0.65714 | 0 | 0 | 0.85 | 0.85 | 0.85 | 0.85 | 0.87184 | 0.011799 | 0.48528 | 0 | 0.0029205
2025-09-19 01:00 | 68002.6952 | 67655.6493 | 0 | 347.0458 | 0 | 0.17012 | 0.1711 | 0.15241 | 262 | 1 | Winter | 0.36674 | 0.33231 | 0.33231 | 0.87605 | 0.28158 | 0.1711 | 0 | 0 | 0.65714 | 0.85008 | 0.009774 | 0.00081967 | 0.15241 | 0.37856 | 0.65714 | 0 | 0 | 0.85 | 0.85 | 0.85 | 0.85 | 0.87605 | 0.009774 | 0.4777 | 0 | 0
2025-09-19 02:00 | 67565.4731 | 67205.5281 | 0 | 359.945 | 0 | 0.17644 | 0.17767 | 0.15429 | 262 | 2 | Winter | 0.34679 | 0.32201 | 0.32201 | 0.8763 | 0.24925 | 0.17767 | 0 | 0 | 0.65714 | 0.85008 | 0.0098438 | 0.00079999 | 0.15429 | 0.37271 | 0.65714 | 0 | 0 | 0.85 | 0.85 | 0.85 | 0.85 | 0.8763 | 0.0098438 | 0.47491 | 0 | 0
2025-09-19 03:00 | 67236.251 | 66862.7802 | 0 | 373.4708 | 0 | 0.18307 | 0.1847 | 0.15367 | 262 | 3 | Winter | 0.3338 | 0.31706 | 0.31706 | 0.87561 | 0.23438 | 0.1847 | 0 | 0 | 0.65714 | 0.85008 | 0.0098089 | 0.00079999 | 0.15367 | 0.37639 | 0.65714 | 0 | 0 | 0.85 | 0.85 | 0.85 | 0.85 | 0.87561 | 0.0098089 | 0.47708 | 0 | 0
2025-09-19 04:00 | 67605.3541 | 67233.2291 | 0 | 372.125 | 0 | 0.18241 | 0.18424 | 0.14944 | 262 | 4 | Winter | 0.33501 | 0.31839 | 0.31839 | 0.87687 | 0.215 | 0.18424 | 0 | 0 | 0.65714 | 0.85008 | 0.0099486 | 0.00079999 | 0.14944 | 0.39652 | 0.65714 | 0 | 0 | 0.85 | 0.85 | 0.85 | 0.85 | 0.87687 | 0.0099486 | 0.49014 | 0 | 0
2025-09-19 05:00 | 71570.738 | 71206.5894 | 0 | 364.1486 | 0 | 0.1785 | 0.1805 | 0.14239 | 262 | 5 | Winter | 0.34255 | 0.3212 | 0.3212 | 0.87819 | 0.21182 | 0.1805 | 0 | 0 | 0.65714 | 0.85008 | 0.010053 | 0.00079999 | 0.14239 | 0.45896 | 0.65714 | 0 | 0 | 0.85 | 0.85 | 0.85 | 0.85 | 0.87819 | 0.010053 | 0.52415 | 0 | 0
2025-09-19 06:00 | 78049.9259 | 77399.8307 | 300.6923 | 349.403 | 0.01358 | 0.17128 | 0.17319 | 0.13669 | 262 | 6 | Winter | 0.3535 | 0.33148 | 0.33148 | 0.87914 | 0.24668 | 0.17319 | 0.01358 | 0 | 0.65714 | 0.85008 | 0.010088 | 0.00079999 | 0.13669 | 0.54134 | 0.65714 | 0 | 0 | 0.85 | 0.85 | 0.85 | 0.85 | 0.87914 | 0.010088 | 0.55421 | 0.0095059 | 0.00017779
2025-09-19 07:00 | 83155.5684 | 80472.5429 | 2373.6166 | 309.4089 | 0.1072 | 0.15167 | 0.15342 | 0.12003 | 262 | 7 | Winter | 0.39334 | 0.34859 | 0.34859 | 0.8799 | 0.30623 | 0.15342 | 0.1072 | 0 | 0.65714 | 0.85008 | 0.011938 | 0.017261 | 0.12003 | 0.53641 | 0.65714 | 0 | 0 | 0.85 | 0.85 | 0.85 | 0.85 | 0.8799 | 0.011938 | 0.56215 | 0.075038 | 0.0038224
2025-09-19 08:00 | 82180.4058 | 76724.1351 | 5172.7498 | 283.5209 | 0.23361 | 0.13898 | 0.14071 | 0.10781 | 262 | 8 | Winter | 0.43014 | 0.36227 | 0.36227 | 0.88068 | 0.34685 | 0.14071 | 0.23361 | 0 | 0.65714 | 0.85008 | 0.010821 | 0.0096506 | 0.10781 | 0.4851 | 0.65714 | 0 | 0 | 0.85 | 0.85 | 0.85 | 0.85 | 0.88068 | 0.010821 | 0.53053 | 0.16353 | 8.8894e-05
2025-09-19 09:00 | 81879.7508 | 73869.2302 | 7745.0627 | 265.4579 | 0.34978 | 0.13013 | 0.13177 | 0.1005 | 262 | 9 | Winter | 0.43228 | 0.35522 | 0.35522 | 0.88103 | 0.35924 | 0.13177 | 0.34978 | 0.040275 | 0.65714 | 0.85008 | 0.010961 | 0.00079999 | 0.1005 | 0.4407 | 0.65714 | 0 | 0 | 0.85 | 0.85 | 0.85 | 0.85 | 0.88103 | 0.010961 | 0.50047 | 0.24485 | 0
2025-09-19 10:00 | 80948.0589 | 70930.9159 | 9761.617 | 255.526 | 0.44085 | 0.12526 | 0.12692 | 0.095143 | 262 | 10 | Winter | 0.4061 | 0.33487 | 0.33487 | 0.88085 | 0.36964 | 0.12692 | 0.44085 | 0.40566 | 0.65161 | 0.85008 | 0.013544 | 0.00079999 | 0.095143 | 0.43351 | 0.65161 | 0 | 0 | 0.85 | 0.85 | 0.85 | 0.85 | 0.88085 | 0.013544 | 0.48026 | 0.3086 | 0
2025-09-19 11:00 | 79350.9392 | 67886.5692 | 11212.6153 | 251.7547 | 0.50638 | 0.12341 | 0.12514 | 0.092196 | 262 | 11 | Winter | 0.3925 | 0.32321 | 0.32321 | 0.87126 | 0.35242 | 0.12514 | 0.50638 | 0.54927 | 0.65161 | 0.85008 | 0.013649 | 0.00079999 | 0.092196 | 0.42796 | 0.65161 | 0 | 0 | 0.85 | 0.85 | 0.85 | 0.85 | 0.87126 | 0.013649 | 0.46854 | 0.35447 | 0
2025-09-19 12:00 | 79400.4602 | 67211.1455 | 11938.7972 | 250.5175 | 0.53918 | 0.1228 | 0.12463 | 0.089705 | 262 | 12 | Winter | 0.3815 | 0.31623 | 0.31623 | 0.87098 | 0.31489 | 0.12463 | 0.53918 | 0.54413 | 0.65161 | 0.85008 | 0.013788 | 0.00079999 | 0.089705 | 0.41662 | 0.65161 | 0 | 0 | 0.85 | 0.85 | 0.85 | 0.85 | 0.87098 | 0.013788 | 0.46441 | 0.37743 | 0
2025-09-19 13:00 | 79371.6114 | 67670.0476 | 11449.6263 | 251.9375 | 0.51709 | 0.1235 | 0.12542 | 0.088821 | 262 | 13 | Winter | 0.37364 | 0.31803 | 0.31803 | 0.87056 | 0.27101 | 0.12542 | 0.51709 | 0.51602 | 0.65161 | 0.85008 | 0.010996 | 0.00079999 | 0.088821 | 0.39216 | 0.65161 | 0 | 0 | 0.85 | 0.85 | 0.85 | 0.85 | 0.87056 | 0.010996 | 0.45541 | 0.36196 | 0
2025-09-19 14:00 | 79343.3566 | 69331.3355 | 9750.6267 | 261.3944 | 0.44036 | 0.12813 | 0.13016 | 0.091554 | 262 | 14 | Winter | 0.36662 | 0.31876 | 0.31876 | 0.87131 | 0.25223 | 0.13016 | 0.44036 | 0.50431 | 0.65161 | 0.85008 | 0.011519 | 0.00079999 | 0.091554 | 0.38684 | 0.65161 | 0 | 0 | 0.85 | 0.85 | 0.85 | 0.85 | 0.87131 | 0.011519 | 0.45706 | 0.30825 | 0
2025-09-19 15:00 | 79910.4873 | 72156.482 | 7479.4925 | 274.5128 | 0.33779 | 0.13457 | 0.13657 | 0.098384 | 262 | 15 | Winter | 0.35644 | 0.32325 | 0.32325 | 0.87285 | 0.24653 | 0.13657 | 0.33779 | 0.52622 | 0.65161 | 0.85008 | 0.011764 | 0.001192 | 0.098384 | 0.41154 | 0.65161 | 0 | 0 | 0.85 | 0.85 | 0.85 | 0.85 | 0.87285 | 0.011764 | 0.48176 | 0.23645 | 0
2025-09-19 16:00 | 82678.8357 | 77590.7678 | 4805.9313 | 282.1366 | 0.21705 | 0.1383 | 0.14008 | 0.10612 | 262 | 16 | Winter | 0.34271 | 0.32889 | 0.32889 | 0.87552 | 0.27001 | 0.14008 | 0.21705 | 0.54156 | 0.66088 | 0.85008 | 0.012567 | 0.0013328 | 0.10612 | 0.50479 | 0.66088 | 0 | 0 | 0.85 | 0.85 | 0.85 | 0.85 | 0.87552 | 0.012567 | 0.52016 | 0.15193 | 0
2025-09-19 17:00 | 85304.1661 | 82830.6656 | 2184.1263 | 289.3742 | 0.09864 | 0.14185 | 0.1435 | 0.11207 | 262 | 17 | Winter | 0.35239 | 0.34089 | 0.34089 | 0.87812 | 0.31218 | 0.1435 | 0.09864 | 0.47484 | 0.66641 | 0.85008 | 0.012811 | 0.0013818 | 0.11207 | 0.55841 | 0.66641 | 0 | 0 | 0.85 | 0.85 | 0.85 | 0.85 | 0.87812 | 0.012811 | 0.563 | 0.069048 | 0.108
2025-09-19 18:00 | 89386.3099 | 88841.2261 | 239.2005 | 305.8833 | 0.010803 | 0.14994 | 0.15155 | 0.12083 | 262 | 18 | Winter | 0.36908 | 0.35647 | 0.35647 | 0.8795 | 0.33257 | 0.15155 | 0.010803 | 0.15048 | 0.66641 | 0.85008 | 0.011554 | 0.0054852 | 0.12083 | 0.57233 | 0.66641 | 0 | 0 | 0.85 | 0.85 | 0.85 | 0.85 | 0.8795 | 0.011554 | 0.60036 | 0.0075619 | 0.31896
2025-09-19 19:00 | 87594.428 | 87272.8808 | 0 | 321.5472 | 0 | 0.15762 | 0.15925 | 0.12822 | 262 | 19 | Winter | 0.39083 | 0.3598 | 0.3598 | 0.8799 | 0.35171 | 0.15925 | 0 | 0 | 0.66641 | 0.85008 | 0.011624 | 0.0054852 | 0.12822 | 0.56127 | 0.66641 | 0 | 0 | 0.85 | 0.85 | 0.85 | 0.85 | 0.8799 | 0.011624 | 0.6033 | 0 | 0.16946
2025-09-19 20:00 | 84750.4589 | 84434.5735 | 0 | 315.8854 | 0 | 0.15485 | 0.15605 | 0.13302 | 262 | 20 | Winter | 0.38392 | 0.35256 | 0.35256 | 0.88015 | 0.35332 | 0.15605 | 0 | 0 | 0.66539 | 0.85008 | 0.011729 | 0.0079216 | 0.13302 | 0.55127 | 0.66539 | 0 | 0 | 0.85 | 0.85 | 0.85 | 0.85 | 0.88015 | 0.011729 | 0.58652 | 0 | 0.16317
2025-09-19 21:00 | 81359.6887 | 81044.5901 | 0 | 315.0986 | 0 | 0.15446 | 0.15545 | 0.13655 | 262 | 21 | Winter | 0.36841 | 0.34678 | 0.34678 | 0.88022 | 0.34293 | 0.15545 | 0 | 0 | 0.66206 | 0.85008 | 0.011764 | 0.0066981 | 0.13655 | 0.52537 | 0.66206 | 0 | 0 | 0.85 | 0.85 | 0.85 | 0.85 | 0.88022 | 0.011764 | 0.56856 | 0 | 0.14339
2025-09-19 22:00 | 76768.1949 | 76440.662 | 0 | 327.5329 | 0 | 0.16056 | 0.16158 | 0.14207 | 262 | 22 | Winter | 0.35457 | 0.33613 | 0.33613 | 0.87928 | 0.32008 | 0.16158 | 0 | 0 | 0.66206 | 0.85008 | 0.011868 | 0.0013818 | 0.14207 | 0.46434 | 0.66206 | 0 | 0 | 0.85 | 0.85 | 0.85 | 0.85 | 0.87928 | 0.011868 | 0.54642 | 0 | 0.12674
2025-09-19 23:00 | 72113.4993 | 71777.2817 | 0 | 336.2177 | 0 | 0.16481 | 0.16594 | 0.14448 | 262 | 23 | Winter | 0.33817 | 0.32402 | 0.32402 | 0.87673 | 0.30333 | 0.16594 | 0 | 0 | 0.66044 | 0.85008 | 0.011659 | 0.0013818 | 0.14448 | 0.41028 | 0.66044 | 0 | 0 | 0.85 | 0.85 | 0.85 | 0.85 | 0.87673 | 0.011659 | 0.51856 | 0 | 0.039796
2025-09-20 00:00 | 48210.1616 | 47872.3502 | 0 | 337.8114 | 0 | 0.16559 | 0.1666 | 0.1474 | 263 | 0 | Summer | 0.55471 | 0.48104 | 0.48104 | 0.94878 | 0.35614 | 0.1666 | 0 | 0 | 0.66443 | 0.85008 | 0.012218 | 0.019437 | 0.1474 | 0.52743 | 0.66443 | 0 | 0 | 0.85 | 0.85 | 0.85 | 0.85 | 0.94878 | 0.012218 | 0.59514 | 0 | 0.042639
2025-09-20 01:00 | 47329.8592 | 46992.4409 | 0 | 337.4183 | 0 | 0.1654 | 0.16652 | 0.14518 | 263 | 1 | Summer | 0.51573 | 0.45924 | 0.45924 | 0.94906 | 0.29865 | 0.16652 | 0 | 0 | 0.66443 | 0.85008 | 0.012287 | 0.019437 | 0.14518 | 0.48331 | 0.66443 | 0 | 0 | 0.85 | 0.85 | 0.85 | 0.85 | 0.94906 | 0.012287 | 0.55167 | 0 | 0
2025-09-20 02:00 | 46952.4269 | 46613.5078 | 0 | 338.9191 | 0 | 0.16614 | 0.16738 | 0.1436 | 263 | 2 | Summer | 0.47769 | 0.44425 | 0.44425 | 0.94941 | 0.25138 | 0.16738 | 0 | 0 | 0.66443 | 0.85008 | 0.012567 | 0.019191 | 0.1436 | 0.46524 | 0.66443 | 0 | 0 | 0.85 | 0.85 | 0.85 | 0.85 | 0.94941 | 0.012567 | 0.53289 | 0 | 0
2025-09-20 03:00 | 46727.2013 | 46387.9591 | 0 | 339.2422 | 0 | 0.1663 | 0.1673 | 0.14807 | 263 | 3 | Summer | 0.46012 | 0.43819 | 0.43819 | 0.9491 | 0.22464 | 0.1673 | 0 | 0 | 0.66443 | 0.85008 | 0.012532 | 0.01917 | 0.14807 | 0.45789 | 0.66443 | 0 | 0 | 0.85 | 0.85 | 0.85 | 0.85 | 0.9491 | 0.012532 | 0.52986 | 0 | 0
2025-09-20 04:00 | 46786.1286 | 46439.783 | 0 | 346.3456 | 0 | 0.16978 | 0.17076 | 0.15204 | 263 | 4 | Summer | 0.44971 | 0.43054 | 0.43054 | 0.94949 | 0.2044 | 0.17076 | 0 | 0 | 0.66443 | 0.85008 | 0.012532 | 0.01917 | 0.15204 | 0.46405 | 0.66443 | 0 | 0 | 0.85 | 0.85 | 0.85 | 0.85 | 0.94949 | 0.012532 | 0.53565 | 0 | 0
2025-09-20 05:00 | 48276.2334 | 47922.1946 | 0 | 354.0387 | 0 | 0.17355 | 0.17454 | 0.15571 | 263 | 5 | Summer | 0.45811 | 0.44299 | 0.44299 | 0.94957 | 0.18921 | 0.17454 | 0 | 0 | 0.66443 | 0.85008 | 0.012567 | 0.01917 | 0.15571 | 0.49226 | 0.66443 | 0 | 0 | 0.85 | 0.85 | 0.85 | 0.85 | 0.94957 | 0.012567 | 0.54922 | 0 | 0
2025-09-20 06:00 | 49598.8781 | 49006.1247 | 244.2267 | 348.5266 | 0.01103 | 0.17085 | 0.1716 | 0.15718 | 263 | 6 | Summer | 0.48774 | 0.45859 | 0.45859 | 0.94971 | 0.19102 | 0.1716 | 0.01103 | 0 | 0.66443 | 0.85008 | 0.012532 | 0.018904 | 0.15718 | 0.49923 | 0.66443 | 0 | 0 | 0.85 | 0.85 | 0.85 | 0.85 | 0.94971 | 0.012532 | 0.5429 | 0.0077208 | 0
2025-09-20 07:00 | 51201.1302 | 48902.4826 | 1978.8696 | 319.778 | 0.08937 | 0.15675 | 0.15724 | 0.14799 | 263 | 7 | Summer | 0.5162 | 0.46934 | 0.46934 | 0.95016 | 0.20898 | 0.15724 | 0.08937 | 0 | 0.66478 | 0.85008 | 0.012392 | 0.018904 | 0.14799 | 0.50879 | 0.66478 | 0 | 0 | 0.85 | 0.85 | 0.85 | 0.85 | 0.95016 | 0.012392 | 0.545 | 0.062559 | 0
2025-09-20 08:00 | 53067.9891 | 48520.9496 | 4212.7769 | 334.2626 | 0.19026 | 0.16385 | 0.16487 | 0.14545 | 263 | 8 | Summer | 0.5354 | 0.4736 | 0.4736 | 0.95052 | 0.22514 | 0.16487 | 0.19026 | 0.19439 | 0.66478 | 0.85008 | 0.012602 | 0.018904 | 0.14545 | 0.53361 | 0.66478 | 0 | 0 | 0.85 | 0.85 | 0.85 | 0.85 | 0.95052 | 0.012602 | 0.54288 | 0.13318 | 0
2025-09-20 09:00 | 56040.878 | 49304.1796 | 6369.3735 | 367.3249 | 0.28765 | 0.18006 | 0.18114 | 0.16047 | 263 | 9 | Summer | 0.54581 | 0.4857 | 0.4857 | 0.94978 | 0.24893 | 0.18114 | 0.28765 | 0.50389 | 0.66478 | 0.85008 | 0.014382 | 0.018904 | 0.16047 | 0.56932 | 0.66478 | 0 | 0 | 0.85 | 0.85 | 0.85 | 0.85 | 0.94978 | 0.014382 | 0.55471 | 0.20136 | 0
2025-09-20 10:00 | 57076.8834 | 48523.752 | 8169.2086 | 383.9228 | 0.36894 | 0.1882 | 0.18938 | 0.16679 | 263 | 10 | Summer | 0.56661 | 0.50285 | 0.50285 | 0.94712 | 0.26186 | 0.18938 | 0.36894 | 0.61316 | 0.66501 | 0.85008 | 0.014068 | 0.018915 | 0.16679 | 0.61473 | 0.66501 | 0 | 0 | 0.85 | 0.85 | 0.85 | 0.85 | 0.94712 | 0.014068 | 0.60127 | 0.25826 | 0
2025-09-20 11:00 | 57149.6896 | 47569.7542 | 9181.1231 | 398.8122 | 0.41464 | 0.1955 | 0.19696 | 0.16912 | 263 | 11 | Summer | 0.60096 | 0.52041 | 0.52041 | 0.94453 | 0.27752 | 0.19696 | 0.41464 | 0.62169 | 0.6656 | 0.85008 | 0.014417 | 0.023029 | 0.16912 | 0.67643 | 0.6656 | 0 | 0 | 0.85 | 0.85 | 0.85 | 0.85 | 0.94453 | 0.014417 | 0.64142 | 0.29025 | 0.0015394
2025-09-20 12:00 | 56377.1818 | 46521.9964 | 9444.8202 | 410.3652 | 0.42655 | 0.20116 | 0.20266 | 0.17403 | 263 | 12 | Summer | 0.62291 | 0.53799 | 0.53799 | 0.94362 | 0.31341 | 0.20266 | 0.42655 | 0.62222 | 0.6656 | 0.85008 | 0.013928 | 0.037669 | 0.17403 | 0.70982 | 0.6656 | 0 | 0 | 0.85 | 0.85 | 0.85 | 0.85 | 0.94362 | 0.013928 | 0.67439 | 0.29858 | 0.13423
2025-09-20 13:00 | 54373.4535 | 44971.6777 | 8986.0379 | 415.7379 | 0.40583 | 0.20379 | 0.20499 | 0.18214 | 263 | 13 | Summer | 0.63006 | 0.55564 | 0.55564 | 0.9422 | 0.37114 | 0.20499 | 0.40583 | 0.63828 | 0.6656 | 0.85008 | 0.014242 | 0.073749 | 0.18214 | 0.73201 | 0.6656 | 0 | 0 | 0.85 | 0.85 | 0.85 | 0.85 | 0.9422 | 0.014242 | 0.69376 | 0.28408 | 0.25305
2025-09-20 14:00 | 53685.5729 | 45384.763 | 7879.2177 | 421.5922 | 0.35584 | 0.20666 | 0.20754 | 0.19077 | 263 | 14 | Summer | 0.6488 | 0.56826 | 0.56826 | 0.9398 | 0.41215 | 0.20754 | 0.35584 | 0.63061 | 0.66582 | 0.85008 | 0.014033 | 0.099397 | 0.19077 | 0.74849 | 0.66582 | 0 | 0 | 0.85 | 0.85 | 0.85 | 0.85 | 0.9398 | 0.014033 | 0.70785 | 0.24909 | 0.30697
2025-09-20 15:00 | 53267.7806 | 46552.7566 | 6282.6128 | 432.4112 | 0.28374 | 0.21197 | 0.21262 | 0.20006 | 263 | 15 | Summer | 0.65735 | 0.56817 | 0.56817 | 0.93752 | 0.45803 | 0.21262 | 0.28374 | 0.64444 | 0.66641 | 0.85008 | 0.013928 | 0.12232 | 0.20006 | 0.75815 | 0.66641 | 0 | 0 | 0.85 | 0.85 | 0.85 | 0.85 | 0.93752 | 0.013928 | 0.71964 | 0.19861 | 0.37998
2025-09-20 16:00 | 53014.018 | 48353.441 | 4215.7296 | 444.8475 | 0.19039 | 0.21806 | 0.21881 | 0.20451 | 263 | 16 | Summer | 0.66113 | 0.57399 | 0.57399 | 0.93651 | 0.48967 | 0.21881 | 0.19039 | 0.62638 | 0.66641 | 0.85008 | 0.013195 | 0.14338 | 0.20451 | 0.76334 | 0.66641 | 0 | 0 | 0.85 | 0.85 | 0.85 | 0.85 | 0.93651 | 0.013195 | 0.72909 | 0.13327 | 0.58653
2025-09-20 17:00 | 53441.6945 | 51139.2507 | 1868.8743 | 433.5695 | 0.084402 | 0.21253 | 0.21256 | 0.21198 | 263 | 17 | Summer | 0.65876 | 0.57144 | 0.57144 | 0.93752 | 0.50401 | 0.21256 | 0.084402 | 0.5801 | 0.66641 | 0.85008 | 0.01309 | 0.20336 | 0.21198 | 0.76686 | 0.66641 | 0 | 0 | 0.85 | 0.85 | 0.85 | 0.85 | 0.93752 | 0.01309 | 0.74086 | 0.059081 | 0.64515
2025-09-20 18:00 | 56798.9441 | 56167.1964 | 186.3655 | 445.3822 | 0.0084166 | 0.21832 | 0.21815 | 0.22149 | 263 | 18 | Summer | 0.65784 | 0.57543 | 0.57543 | 0.9378 | 0.50368 | 0.21815 | 0.0084166 | 0.50952 | 0.66641 | 0.85008 | 0.012846 | 0.22688 | 0.22149 | 0.77618 | 0.66641 | 0 | 0 | 0.85 | 0.85 | 0.85 | 0.85 | 0.9378 | 0.012846 | 0.75295 | 0.0058916 | 0.64577
2025-09-20 19:00 | 55944.2846 | 55482.5752 | 0 | 461.7095 | 0 | 0.22633 | 0.22604 | 0.23146 | 263 | 19 | Summer | 0.65654 | 0.58215 | 0.58215 | 0.93722 | 0.47421 | 0.22604 | 0 | 0.33059 | 0.66641 | 0.85008 | 0.011205 | 0.20175 | 0.23146 | 0.77565 | 0.66641 | 0 | 0 | 0.85 | 0.85 | 0.85 | 0.85 | 0.93722 | 0.011205 | 0.76424 | 0 | 0.70485
2025-09-20 20:00 | 54450.03 | 53977.4733 | 0 | 472.5567 | 0 | 0.23165 | 0.23145 | 0.23521 | 263 | 20 | Summer | 0.6677 | 0.58557 | 0.58557 | 0.93506 | 0.44805 | 0.23145 | 0 | 0.065097 | 0.66641 | 0.85008 | 0.01131 | 0.13977 | 0.23521 | 0.77193 | 0.66641 | 0 | 0 | 0.85 | 0.85 | 0.85 | 0.85 | 0.93506 | 0.01131 | 0.76712 | 0 | 0.71244
2025-09-20 21:00 | 51932.9665 | 51452.2422 | 0 | 480.7242 | 0 | 0.23565 | 0.23597 | 0.22987 | 263 | 21 | Summer | 0.65116 | 0.57136 | 0.57136 | 0.93281 | 0.42034 | 0.23597 | 0 | 0 | 0.66641 | 0.85008 | 0.011415 | 0.067558 | 0.22987 | 0.74633 | 0.66641 | 0 | 0 | 0.85 | 0.85 | 0.85 | 0.85 | 0.93281 | 0.011415 | 0.74851 | 0 | 0.38078
2025-09-20 22:00 | 48783.6942 | 48301.5962 | 0 | 482.0981 | 0 | 0.23632 | 0.23707 | 0.22275 | 263 | 22 | Summer | 0.61469 | 0.5457 | 0.5457 | 0.9302 | 0.41049 | 0.23707 | 0 | 0 | 0.6656 | 0.85008 | 0.011659 | 0.03136 | 0.22275 | 0.66421 | 0.6656 | 0 | 0 | 0.85 | 0.85 | 0.85 | 0.85 | 0.9302 | 0.011659 | 0.69584 | 0 | 0.15401
2025-09-20 23:00 | 45333.6001 | 44845.1839 | 0 | 488.4162 | 0 | 0.23942 | 0.24031 | 0.22337 | 263 | 23 | Summer | 0.59142 | 0.54754 | 0.54754 | 0.91095 | 0.36743 | 0.24031 | 0 | 0 | 0.66219 | 0.85008 | 0.011938 | 0.024002 | 0.22337 | 0.58272 | 0.66219 | 0 | 0 | 0.85 | 0.85 | 0.85 | 0.85 | 0.91095 | 0.011938 | 0.6334 | 0 | 0.13531
2025-09-21 00:00 | 42786.5153 | 42286.6012 | 0 | 499.914 | 0 | 0.24506 | 0.24539 | 0.23901 | 264 | 0 | Spring | 0.27877 | 0.32807 | 0.32807 | 0.86806 | 0.41526 | 0.24539 | 0 | 0 | 0.64562 | 0.85008 | 0.0133 | 0.00079999 | 0.23901 | 0.22892 | 0.64562 | 0 | 0 | 0.85 | 0.85 | 0.85 | 0.85 | 0.86806 | 0.0133 | 0.36461 | 0 | 0.048952
2025-09-21 01:00 | 41687.6818 | 41182.4594 | 0 | 505.2224 | 0 | 0.24766 | 0.2472 | 0.25596 | 264 | 1 | Spring | 0.27126 | 0.31736 | 0.31736 | 0.87726 | 0.38 | 0.2472 | 0 | 0 | 0.64562 | 0.85008 | 0.012357 | 0.00079999 | 0.25596 | 0.2248 | 0.64562 | 0 | 0 | 0.85 | 0.85 | 0.85 | 0.85 | 0.87726 | 0.012357 | 0.36019 | 0 | 0
2025-09-21 02:00 | 41157.5789 | 40657.4837 | 0 | 500.0951 | 0 | 0.24514 | 0.24439 | 0.25886 | 264 | 2 | Spring | 0.2611 | 0.30561 | 0.30561 | 0.87644 | 0.34552 | 0.24439 | 0 | 0 | 0.64562 | 0.85008 | 0.012462 | 0.00079999 | 0.25886 | 0.21959 | 0.64562 | 0 | 0 | 0.85 | 0.85 | 0.85 | 0.85 | 0.87644 | 0.012462 | 0.35507 | 0 | 0.0076969
2025-09-21 03:00 | 40879.2504 | 40388.6829 | 0 | 490.5675 | 0 | 0.24047 | 0.2394 | 0.25982 | 264 | 3 | Spring | 0.25348 | 0.29808 | 0.29808 | 0.87591 | 0.33422 | 0.2394 | 0 | 0 | 0.64562 | 0.85008 | 0.013439 | 0.00079999 | 0.25982 | 0.21762 | 0.64562 | 0 | 0 | 0.85 | 0.85 | 0.85 | 0.85 | 0.87591 | 0.013439 | 0.3547 | 0 | 0
2025-09-21 04:00 | 40993.4931 | 40475.9675 | 0 | 517.5256 | 0 | 0.25369 | 0.25304 | 0.26534 | 264 | 4 | Spring | 0.24517 | 0.29516 | 0.29516 | 0.87706 | 0.32769 | 0.25304 | 0 | 0 | 0.64562 | 0.85008 | 0.013579 | 0.00079999 | 0.26534 | 0.22054 | 0.64562 | 0 | 0 | 0.85 | 0.85 | 0.85 | 0.85 | 0.87706 | 0.013579 | 0.36068 | 0 | 0
2025-09-21 05:00 | 42518.4184 | 41945.9317 | 0 | 572.4867 | 0 | 0.28063 | 0.28183 | 0.25891 | 264 | 5 | Spring | 0.24319 | 0.29542 | 0.29542 | 0.87925 | 0.32324 | 0.28183 | 0 | 0 | 0.64562 | 0.85008 | 0.013719 | 0.00079999 | 0.25891 | 0.24903 | 0.64562 | 0 | 0 | 0.85 | 0.85 | 0.85 | 0.85 | 0.87925 | 0.013719 | 0.38813 | 0 | 0
2025-09-21 06:00 | 43887.9228 | 43074.7775 | 228.1093 | 585.036 | 0.010302 | 0.28678 | 0.28945 | 0.23863 | 264 | 6 | Spring | 0.25416 | 0.29826 | 0.29826 | 0.88123 | 0.35611 | 0.28945 | 0.010302 | 0 | 0.6501 | 0.85008 | 0.013404 | 0.00083936 | 0.23863 | 0.30317 | 0.6501 | 0 | 0 | 0.85 | 0.85 | 0.85 | 0.85 | 0.88123 | 0.013404 | 0.4151 | 0.0072113 | 0
2025-09-21 07:00 | 44793.8214 | 42165.006 | 2086.1038 | 542.7116 | 0.094213 | 0.26604 | 0.26843 | 0.2227 | 264 | 7 | Spring | 0.26383 | 0.30635 | 0.30635 | 0.88211 | 0.39696 | 0.26843 | 0.094213 | 0 | 0.65669 | 0.85008 | 0.012671 | 0.0010882 | 0.2227 | 0.29 | 0.65669 | 0 | 0 | 0.85 | 0.85 | 0.85 | 0.85 | 0.88211 | 0.012671 | 0.40054 | 0.065949 | 0.0096656
2025-09-21 08:00 | 46388.498 | 41199.7336 | 4672.9015 | 515.8629 | 0.21104 | 0.25287 | 0.25469 | 0.22002 | 264 | 8 | Spring | 0.26441 | 0.30255 | 0.30255 | 0.88442 | 0.42633 | 0.25469 | 0.21104 | 0 | 0.65669 | 0.85008 | 0.012183 | 0.0010228 | 0.22002 | 0.28372 | 0.65669 | 0 | 0 | 0.85 | 0.85 | 0.85 | 0.85 | 0.88442 | 0.012183 | 0.39226 | 0.14773 | 0.029613
2025-09-21 09:00 | 48474.7958 | 40787.7918 | 7143.7612 | 543.2428 | 0.32263 | 0.2663 | 0.26805 | 0.23456 | 264 | 9 | Spring | 0.25911 | 0.30095 | 0.30095 | 0.88542 | 0.45108 | 0.26805 | 0.32263 | 0.38061 | 0.65642 | 0.85008 | 0.011659 | 0.00079999 | 0.23456 | 0.26073 | 0.65642 | 0 | 0 | 0.85 | 0.85 | 0.85 | 0.85 | 0.88542 | 0.011659 | 0.37528 | 0.22584 | 0
2025-09-21 10:00 | 49065.8285 | 39387.1009 | 9131.4315 | 547.2961 | 0.41239 | 0.26828 | 0.26928 | 0.25031 | 264 | 10 | Spring | 0.26146 | 0.29721 | 0.29721 | 0.88641 | 0.4463 | 0.26928 | 0.41239 | 0.64871 | 0.65688 | 0.85008 | 0.011484 | 0.00079999 | 0.25031 | 0.27476 | 0.65688 | 0 | 0 | 0.85 | 0.85 | 0.85 | 0.85 | 0.88641 | 0.011484 | 0.37825 | 0.28868 | 0
2025-09-21 11:00 | 49086.9889 | 38353.3716 | 10199.1841 | 534.4332 | 0.46062 | 0.26198 | 0.26241 | 0.25422 | 264 | 11 | Spring | 0.25473 | 0.28311 | 0.28311 | 0.88809 | 0.41276 | 0.26241 | 0.46062 | 0.69148 | 0.65688 | 0.85008 | 0.01138 | 0.00079999 | 0.25422 | 0.29695 | 0.65688 | 0 | 0 | 0.85 | 0.85 | 0.85 | 0.85 | 0.88809 | 0.01138 | 0.38376 | 0.32243 | 0.0092363
2025-09-21 12:00 | 48515.4271 | 37582.9083 | 10412.9044 | 519.6144 | 0.47027 | 0.25471 | 0.25471 | 0.25473 | 264 | 12 | Spring | 0.24979 | 0.27224 | 0.27224 | 0.88874 | 0.38152 | 0.25471 | 0.47027 | 0.67553 | 0.65688 | 0.85008 | 0.011484 | 0.00080167 | 0.25473 | 0.31905 | 0.65688 | 0 | 0 | 0.85 | 0.85 | 0.85 | 0.85 | 0.88874 | 0.011484 | 0.39243 | 0.32919 | 0.0092363
2025-09-21 13:00 | 46669.63 | 36352.3939 | 9803.7726 | 513.4634 | 0.44276 | 0.2517 | 0.2516 | 0.2535 | 264 | 13 | Spring | 0.2448 | 0.25993 | 0.25993 | 0.88865 | 0.35645 | 0.2516 | 0.44276 | 0.66427 | 0.65688 | 0.85008 | 0.010123 | 0.00079999 | 0.2535 | 0.32335 | 0.65688 | 0 | 0 | 0.85 | 0.85 | 0.85 | 0.85 | 0.88865 | 0.010123 | 0.40028 | 0.30993 | 0.0092363
2025-09-21 14:00 | 46057.0122 | 37096.356 | 8449.3872 | 511.269 | 0.38159 | 0.25062 | 0.25051 | 0.25259 | 264 | 14 | Spring | 0.24385 | 0.25881 | 0.25881 | 0.88747 | 0.34975 | 0.25051 | 0.38159 | 0.65679 | 0.65688 | 0.85008 | 0.0099835 | 0.0013328 | 0.25259 | 0.32489 | 0.65688 | 0 | 0 | 0.85 | 0.85 | 0.85 | 0.85 | 0.88747 | 0.0099835 | 0.40115 | 0.26711 | 0.0094141
2025-09-21 15:00 | 45627.2907 | 38656.913 | 6463.7204 | 506.6574 | 0.29191 | 0.24836 | 0.24806 | 0.25377 | 264 | 15 | Spring | 0.24372 | 0.26351 | 0.26351 | 0.88663 | 0.34492 | 0.24806 | 0.29191 | 0.66692 | 0.65688 | 0.85008 | 0.010088 | 0.0013328 | 0.25377 | 0.33518 | 0.65688 | 0 | 0 | 0.85 | 0.85 | 0.85 | 0.85 | 0.88663 | 0.010088 | 0.4158 | 0.20434 | 0.0094141
2025-09-21 16:00 | 45205.5735 | 40573.9488 | 4137.3225 | 494.3022 | 0.18685 | 0.24231 | 0.24145 | 0.25771 | 264 | 16 | Spring | 0.24178 | 0.27908 | 0.27908 | 0.87629 | 0.34371 | 0.24145 | 0.18685 | 0.67652 | 0.66614 | 0.85008 | 0.010018 | 0.0013328 | 0.25771 | 0.36047 | 0.66614 | 0 | 0 | 0.85 | 0.85 | 0.85 | 0.85 | 0.87629 | 0.010018 | 0.43848 | 0.13079 | 0.0092363
2025-09-21 17:00 | 45380.4769 | 43073.546 | 1824.8727 | 482.0582 | 0.082415 | 0.2363 | 0.23512 | 0.2576 | 264 | 17 | Spring | 0.24363 | 0.29823 | 0.29823 | 0.87688 | 0.36264 | 0.23512 | 0.082415 | 0.6679 | 0.66614 | 0.85008 | 0.010018 | 0.0035317 | 0.2576 | 0.37417 | 0.66614 | 0 | 0 | 0.85 | 0.85 | 0.85 | 0.85 | 0.87688 | 0.010018 | 0.48342 | 0.05769 | 0.28272
2025-09-21 18:00 | 48464.4389 | 47802.5803 | 182.2794 | 479.5792 | 0.0082321 | 0.23509 | 0.2341 | 0.25294 | 264 | 18 | Spring | 0.25066 | 0.31384 | 0.31384 | 0.87696 | 0.40118 | 0.2341 | 0.0082321 | 0.58773 | 0.66614 | 0.85008 | 0.010158 | 0.027398 | 0.25294 | 0.3962 | 0.66614 | 0 | 0 | 0.85 | 0.85 | 0.85 | 0.85 | 0.87696 | 0.010158 | 0.50599 | 0.0057625 | 0.42211
2025-09-21 19:00 | 47625.9152 | 47162.8017 | 0 | 463.1135 | 0 | 0.22702 | 0.22608 | 0.24386 | 264 | 19 | Spring | 0.26664 | 0.33067 | 0.33067 | 0.8775 | 0.42487 | 0.22608 | 0 | 0.23069 | 0.66641 | 0.85008 | 0.010612 | 0.027398 | 0.24386 | 0.41363 | 0.66641 | 0 | 0 | 0.85 | 0.85 | 0.85 | 0.85 | 0.8775 | 0.010612 | 0.52452 | 0 | 0.39185
2025-09-21 20:00 | 46127.7012 | 45699.5067 | 0 | 428.1945 | 0 | 0.2099 | 0.20851 | 0.23507 | 264 | 20 | Spring | 0.28392 | 0.33907 | 0.33907 | 0.87706 | 0.44583 | 0.20851 | 0 | 0 | 0.66641 | 0.85008 | 0.010717 | 0.013216 | 0.23507 | 0.41376 | 0.66641 | 0 | 0 | 0.85 | 0.85 | 0.85 | 0.85 | 0.87706 | 0.010717 | 0.52178 | 0 | 0.34357
2025-09-21 21:00 | 43449.0382 | 43052.3909 | 0 | 396.6473 | 0 | 0.19443 | 0.19256 | 0.2284 | 264 | 21 | Spring | 0.28852 | 0.33774 | 0.33774 | 0.87764 | 0.44688 | 0.19256 | 0 | 0 | 0.66641 | 0.85008 | 0.010682 | 0.0013328 | 0.2284 | 0.40821 | 0.66641 | 0 | 0 | 0.85 | 0.85 | 0.85 | 0.85 | 0.87764 | 0.010682 | 0.49219 | 0 | 0.10075
2025-09-21 22:00 | 40092.2122 | 39703.3504 | 0 | 388.8618 | 0 | 0.19062 | 0.18888 | 0.22205 | 264 | 22 | Spring | 0.27883 | 0.33192 | 0.33192 | 0.87863 | 0.45017 | 0.18888 | 0 | 0 | 0.66641 | 0.85008 | 0.010717 | 0.0013328 | 0.22205 | 0.36384 | 0.66641 | 0 | 0 | 0.85 | 0.85 | 0.85 | 0.85 | 0.87863 | 0.010717 | 0.43629 | 0 | 0.081544
2025-09-21 23:00 | 36408.3938 | 36011.2426 | 0 | 397.1512 | 0 | 0.19468 | 0.19342 | 0.2175 | 264 | 23 | Spring | 0.26601 | 0.32932 | 0.32932 | 0.87267 | 0.42104 | 0.19342 | 0 | 0 | 0.65528 | 0.85008 | 0.011973 | 0.0013328 | 0.2175 | 0.30433 | 0.65528 | 0 | 0 | 0.85 | 0.85 | 0.85 | 0.85 | 0.87267 | 0.011973 | 0.38142 | 0 | 0.039465
2025-09-22 00:00 | 55444.9734 | 55030.9659 | 0 | 414.0075 | 0 | 0.20294 | 0.20192 | 0.22152 | 265 | 0 | Fall | 0.40086 | 0.41408 | 0.41408 | 0.9324 | 0.29275 | 0.20192 | 0 | 0 | 0.65196 | 0.85008 | 0.011834 | 0.0070257 | 0.22152 | 0.40145 | 0.65196 | 0 | 0 | 0.85 | 0.85 | 0.85 | 0.85 | 0.9324 | 0.011834 | 0.52583 | 0 | 0.01542
2025-09-22 01:00 | 54255.6959 | 53823.2027 | 0 | 432.4932 | 0 | 0.21201 | 0.21106 | 0.22915 | 265 | 1 | Fall | 0.37675 | 0.40095 | 0.40095 | 0.93332 | 0.26062 | 0.21106 | 0 | 0 | 0.65196 | 0.85008 | 0.012078 | 0.0070257 | 0.22915 | 0.38521 | 0.65196 | 0 | 0 | 0.85 | 0.85 | 0.85 | 0.85 | 0.93332 | 0.012078 | 0.49927 | 0 | 0
2025-09-22 02:00 | 53588.1085 | 53146.3996 | 0 | 441.7089 | 0 | 0.21652 | 0.21554 | 0.23435 | 265 | 2 | Fall | 0.36036 | 0.37824 | 0.37824 | 0.93336 | 0.22473 | 0.21554 | 0 | 0 | 0.65196 | 0.85008 | 0.012357 | 0.0070257 | 0.23435 | 0.38017 | 0.65196 | 0 | 0 | 0.85 | 0.85 | 0.85 | 0.85 | 0.93336 | 0.012357 | 0.49291 | 0 | 0
2025-09-22 03:00 | 53212.1245 | 52765.2316 | 0 | 446.8928 | 0 | 0.21907 | 0.21809 | 0.23671 | 265 | 3 | Fall | 0.34783 | 0.36163 | 0.36163 | 0.93289 | 0.18289 | 0.21809 | 0 | 0 | 0.64813 | 0.85008 | 0.012532 | 0.0070257 | 0.23671 | 0.37147 | 0.64813 | 0 | 0 | 0.85 | 0.85 | 0.85 | 0.85 | 0.93289 | 0.012532 | 0.48498 | 0 | 0
2025-09-22 04:00 | 53442.9416 | 53002.0801 | 0 | 440.8615 | 0 | 0.21611 | 0.21526 | 0.23151 | 265 | 4 | Fall | 0.34209 | 0.36519 | 0.36519 | 0.93361 | 0.16879 | 0.21526 | 0 | 0 | 0.65104 | 0.85008 | 0.012532 | 0.0070257 | 0.23151 | 0.37052 | 0.65104 | 0 | 0 | 0.85 | 0.85 | 0.85 | 0.85 | 0.93361 | 0.012532 | 0.48267 | 0 | 0
2025-09-22 05:00 | 57612.3593 | 57180.4333 | 0 | 431.926 | 0 | 0.21173 | 0.21124 | 0.22058 | 265 | 5 | Fall | 0.34482 | 0.37756 | 0.37756 | 0.93576 | 0.17276 | 0.21124 | 0 | 0 | 0.65104 | 0.85008 | 0.012497 | 0.0064921 | 0.22058 | 0.37314 | 0.65104 | 0 | 0 | 0.85 | 0.85 | 0.85 | 0.85 | 0.93576 | 0.012497 | 0.48379 | 0 | 0
2025-09-22 06:00 | 64585.5679 | 63929.59 | 237.3594 | 418.6186 | 0.01072 | 0.20521 | 0.20501 | 0.20871 | 265 | 6 | Fall | 0.36517 | 0.39941 | 0.39941 | 0.93715 | 0.18574 | 0.20501 | 0.01072 | 0 | 0.65331 | 0.85008 | 0.012462 | 0.0064921 | 0.20871 | 0.36964 | 0.65331 | 0 | 0 | 0.85 | 0.85 | 0.85 | 0.85 | 0.93715 | 0.012462 | 0.46504 | 0.0075037 | 0
2025-09-22 07:00 | 69805.9417 | 67243.3226 | 2177.4222 | 385.1969 | 0.098337 | 0.18882 | 0.18876 | 0.18996 | 265 | 7 | Fall | 0.38197 | 0.40891 | 0.40891 | 0.93839 | 0.20415 | 0.18876 | 0.098337 | 0 | 0.65331 | 0.85008 | 0.012392 | 0.0064921 | 0.18996 | 0.36205 | 0.65331 | 0 | 0 | 0.85 | 0.85 | 0.85 | 0.85 | 0.93839 | 0.012392 | 0.44968 | 0.068836 | 0
2025-09-22 08:00 | 71139.2084 | 66081.3321 | 4680.0393 | 377.837 | 0.21136 | 0.18521 | 0.18601 | 0.17089 | 265 | 8 | Fall | 0.39185 | 0.40697 | 0.40697 | 0.93566 | 0.21485 | 0.18601 | 0.21136 | 0.16223 | 0.65331 | 0.85008 | 0.012357 | 0.0064921 | 0.17089 | 0.40198 | 0.65331 | 0 | 0 | 0.85 | 0.85 | 0.85 | 0.85 | 0.93566 | 0.012357 | 0.45998 | 0.14795 | 0
2025-09-22 09:00 | 71637.9893 | 64283.8676 | 6962.125 | 391.9967 | 0.31442 | 0.19216 | 0.19402 | 0.15841 | 265 | 9 | Fall | 0.39166 | 0.40877 | 0.40877 | 0.92982 | 0.21991 | 0.19402 | 0.31442 | 0.44952 | 0.65113 | 0.85008 | 0.012252 | 0.0064921 | 0.15841 | 0.39032 | 0.65113 | 0 | 0 | 0.85 | 0.85 | 0.85 | 0.85 | 0.92982 | 0.012252 | 0.46381 | 0.2201 | 0
2025-09-22 10:00 | 71461.0576 | 62366.6201 | 8703.8567 | 390.5809 | 0.39308 | 0.19146 | 0.19412 | 0.14336 | 265 | 10 | Fall | 0.40411 | 0.42068 | 0.42068 | 0.92508 | 0.22175 | 0.19412 | 0.39308 | 0.57836 | 0.66261 | 0.85008 | 0.012218 | 0.0064921 | 0.14336 | 0.44411 | 0.66261 | 0 | 0 | 0.85 | 0.85 | 0.85 | 0.85 | 0.92508 | 0.012218 | 0.49846 | 0.27516 | 0
2025-09-22 11:00 | 70179.8805 | 59864.041 | 9931.1053 | 384.7342 | 0.44851 | 0.1886 | 0.19199 | 0.12718 | 265 | 11 | Fall | 0.41644 | 0.43336 | 0.43336 | 0.9244 | 0.22921 | 0.19199 | 0.44851 | 0.61146 | 0.66261 | 0.85008 | 0.011903 | 0.0067811 | 0.12718 | 0.48314 | 0.66261 | 0 | 0 | 0.85 | 0.85 | 0.85 | 0.85 | 0.9244 | 0.011903 | 0.55063 | 0.31396 | 0
2025-09-22 12:00 | 69809.035 | 58955.2705 | 10472.8873 | 380.8773 | 0.47298 | 0.1867 | 0.19025 | 0.12271 | 265 | 12 | Fall | 0.43539 | 0.4543 | 0.4543 | 0.92402 | 0.24522 | 0.19025 | 0.47298 | 0.64788 | 0.66261 | 0.85008 | 0.011903 | 0.0064921 | 0.12271 | 0.53927 | 0.66261 | 0 | 0 | 0.85 | 0.85 | 0.85 | 0.85 | 0.92402 | 0.011903 | 0.58716 | 0.33108 | 0
2025-09-22 13:00 | 69834.5666 | 59561.5557 | 9888.8741 | 384.1368 | 0.4466 | 0.1883 | 0.19179 | 0.12522 | 265 | 13 | Fall | 0.46136 | 0.47855 | 0.47855 | 0.92234 | 0.2669 | 0.19179 | 0.4466 | 0.6577 | 0.66261 | 0.85008 | 0.011694 | 0.0098579 | 0.12522 | 0.58521 | 0.66261 | 0 | 0 | 0.85 | 0.85 | 0.85 | 0.85 | 0.92234 | 0.011694 | 0.60493 | 0.31262 | 0
2025-09-22 14:00 | 69690.5117 | 60728.7396 | 8569.3323 | 392.4398 | 0.38701 | 0.19237 | 0.19589 | 0.12879 | 265 | 14 | Fall | 0.48366 | 0.49376 | 0.49376 | 0.92148 | 0.3113 | 0.19589 | 0.38701 | 0.654 | 0.66424 | 0.85008 | 0.011659 | 0.015065 | 0.12879 | 0.62713 | 0.66424 | 0 | 0 | 0.85 | 0.85 | 0.85 | 0.85 | 0.92148 | 0.011659 | 0.61302 | 0.27091 | 0
2025-09-22 15:00 | 69752.9028 | 62375.0805 | 6979.5323 | 398.29 | 0.31521 | 0.19524 | 0.19864 | 0.13374 | 265 | 15 | Fall | 0.50654 | 0.50702 | 0.50702 | 0.92059 | 0.39325 | 0.19864 | 0.31521 | 0.65838 | 0.66424 | 0.85008 | 0.011415 | 0.018179 | 0.13374 | 0.6525 | 0.66424 | 0 | 0 | 0.85 | 0.85 | 0.85 | 0.85 | 0.92059 | 0.011415 | 0.63439 | 0.22065 | 0.00017779
2025-09-22 16:00 | 70544.5974 | 65375.6794 | 4774.7187 | 394.1994 | 0.21564 | 0.19323 | 0.19597 | 0.14379 | 265 | 16 | Fall | 0.52814 | 0.52024 | 0.52024 | 0.92028 | 0.45282 | 0.19597 | 0.21564 | 0.66367 | 0.66641 | 0.85008 | 0.011903 | 0.018609 | 0.14379 | 0.68032 | 0.66641 | 0 | 0 | 0.85 | 0.85 | 0.85 | 0.85 | 0.92028 | 0.011903 | 0.64677 | 0.15095 | 0.03688
2025-09-22 17:00 | 70950.025 | 68458.1415 | 2098.6289 | 393.2546 | 0.094778 | 0.19277 | 0.19479 | 0.15637 | 265 | 17 | Fall | 0.55921 | 0.52787 | 0.52787 | 0.92028 | 0.49849 | 0.19479 | 0.094778 | 0.6549 | 0.66641 | 0.85008 | 0.012497 | 0.02092 | 0.15637 | 0.69339 | 0.66641 | 0 | 0 | 0.85 | 0.85 | 0.85 | 0.85 | 0.92028 | 0.012497 | 0.65974 | 0.066345 | 0.46447
2025-09-22 18:00 | 72995.6623 | 72387.9214 | 189.5484 | 418.1924 | 0.0085604 | 0.205 | 0.2069 | 0.1706 | 265 | 18 | Fall | 0.56981 | 0.53326 | 0.53326 | 0.92026 | 0.51472 | 0.2069 | 0.0085604 | 0.58607 | 0.66641 | 0.85008 | 0.012776 | 0.030806 | 0.1706 | 0.72066 | 0.66641 | 0 | 0 | 0.85 | 0.85 | 0.85 | 0.85 | 0.92026 | 0.012776 | 0.67697 | 0.0059923 | 0.42382
2025-09-22 19:00 | 70433.3824 | 69995.707 | 0 | 437.6754 | 0 | 0.21455 | 0.21644 | 0.18029 | 265 | 19 | Fall | 0.58792 | 0.53844 | 0.53844 | 0.92081 | 0.51215 | 0.21644 | 0 | 0.30172 | 0.66641 | 0.85008 | 0.012985 | 0.040504 | 0.18029 | 0.70767 | 0.66641 | 0 | 0 | 0.85 | 0.85 | 0.85 | 0.85 | 0.92081 | 0.012985 | 0.6913 | 0 | 0.3403
2025-09-22 20:00 | 67223.3285 | 66787.1167 | 0 | 436.2118 | 0 | 0.21383 | 0.21558 | 0.18222 | 265 | 20 | Fall | 0.58769 | 0.53296 | 0.53296 | 0.92152 | 0.47501 | 0.21558 | 0 | 0.0006045 | 0.66641 | 0.85008 | 0.012671 | 0.027207 | 0.18222 | 0.69538 | 0.66641 | 0 | 0 | 0.85 | 0.85 | 0.85 | 0.85 | 0.92152 | 0.012671 | 0.69331 | 0 | 0.11348
2025-09-22 21:00 | 63650.9449 | 63218.7944 | 0 | 432.1505 | 0 | 0.21184 | 0.21353 | 0.18129 | 265 | 21 | Fall | 0.5589 | 0.51972 | 0.51972 | 0.92369 | 0.43894 | 0.21353 | 0 | 0 | 0.66478 | 0.85008 | 0.012741 | 0.015558 | 0.18129 | 0.62275 | 0.66478 | 0 | 0 | 0.85 | 0.85 | 0.85 | 0.85 | 0.92369 | 0.012741 | 0.67279 | 0 | 0.16147
2025-09-22 22:00 | 59558.2667 | 59128.9653 | 0 | 429.3014 | 0 | 0.21044 | 0.21188 | 0.18442 | 265 | 22 | Fall | 0.51728 | 0.4948 | 0.4948 | 0.92621 | 0.40003 | 0.21188 | 0 | 0 | 0.66478 | 0.85008 | 0.012881 | 0.0070257 | 0.18442 | 0.54639 | 0.66478 | 0 | 0 | 0.85 | 0.85 | 0.85 | 0.85 | 0.92621 | 0.012881 | 0.63052 | 0 | 0.1153
2025-09-22 23:00 | 55464.1831 | 55042.4247 | 0 | 421.7584 | 0 | 0.20674 | 0.2079 | 0.18579 | 265 | 23 | Fall | 0.47532 | 0.45627 | 0.45627 | 0.92842 | 0.36928 | 0.2079 | 0 | 0 | 0.65567 | 0.85008 | 0.012252 | 0.0070257 | 0.18579 | 0.47566 | 0.65567 | 0 | 0 | 0.85 | 0.85 | 0.85 | 0.85 | 0.92842 | 0.012252 | 0.56646 | 0 | 0.067351
2025-09-23 00:00 | 53688.1501 | 53268.9827 | 0 | 419.1674 | 0 | 0.20547 | 0.20666 | 0.18407 | 266 | 0 | Fall | 0.40086 | 0.41408 | 0.41408 | 0.9324 | 0.29275 | 0.20666 | 0 | 0 | 0.65196 | 0.85008 | 0.011834 | 0.0070257 | 0.18407 | 0.40145 | 0.65196 | 0 | 0 | 0.85 | 0.85 | 0.85 | 0.85 | 0.9324 | 0.011834 | 0.52583 | 0 | 0.01542
2025-09-23 01:00 | 52976.5693 | 52554.9179 | 0 | 421.6515 | 0 | 0.20669 | 0.20796 | 0.1837 | 266 | 1 | Fall | 0.37675 | 0.40095 | 0.40095 | 0.93332 | 0.26062 | 0.20796 | 0 | 0 | 0.65196 | 0.85008 | 0.012078 | 0.0070257 | 0.1837 | 0.38521 | 0.65196 | 0 | 0 | 0.85 | 0.85 | 0.85 | 0.85 | 0.93332 | 0.012078 | 0.49927 | 0 | 0
2025-09-23 02:00 | 52779.5681 | 52356.9143 | 0 | 422.6538 | 0 | 0.20718 | 0.20829 | 0.18726 | 266 | 2 | Fall | 0.36036 | 0.37824 | 0.37824 | 0.93336 | 0.22473 | 0.20829 | 0 | 0 | 0.65196 | 0.85008 | 0.012357 | 0.0070257 | 0.18726 | 0.38017 | 0.65196 | 0 | 0 | 0.85 | 0.85 | 0.85 | 0.85 | 0.93336 | 0.012357 | 0.49291 | 0 | 0
2025-09-23 03:00 | 52875.657 | 52454.3624 | 0 | 421.2946 | 0 | 0.20652 | 0.20704 | 0.19706 | 266 | 3 | Fall | 0.34783 | 0.36163 | 0.36163 | 0.93289 | 0.18289 | 0.20704 | 0 | 0 | 0.64813 | 0.85008 | 0.012532 | 0.0070257 | 0.19706 | 0.37147 | 0.64813 | 0 | 0 | 0.85 | 0.85 | 0.85 | 0.85 | 0.93289 | 0.012532 | 0.48498 | 0 | 0
2025-09-23 04:00 | 53442.9416 | 53023.6014 | 0 | 419.3402 | 0 | 0.20556 | 0.20551 | 0.20638 | 266 | 4 | Fall | 0.34209 | 0.36519 | 0.36519 | 0.93361 | 0.16879 | 0.20551 | 0 | 0 | 0.65104 | 0.85008 | 0.012532 | 0.0070257 | 0.20638 | 0.37052 | 0.65104 | 0 | 0 | 0.85 | 0.85 | 0.85 | 0.85 | 0.93361 | 0.012532 | 0.48267 | 0 | 0
2025-09-23 05:00 | 57612.3593 | 57192.6363 | 0 | 419.7231 | 0 | 0.20575 | 0.20557 | 0.20887 | 266 | 5 | Fall | 0.34482 | 0.37756 | 0.37756 | 0.93576 | 0.17276 | 0.20557 | 0 | 0 | 0.65104 | 0.85008 | 0.012497 | 0.0064921 | 0.20887 | 0.37314 | 0.65104 | 0 | 0 | 0.85 | 0.85 | 0.85 | 0.85 | 0.93576 | 0.012497 | 0.48379 | 0 | 0
2025-09-23 06:00 | 64585.5679 | 63904.2921 | 263.1245 | 418.1513 | 0.011883 | 0.20498 | 0.20497 | 0.20507 | 266 | 6 | Fall | 0.36517 | 0.39941 | 0.39941 | 0.93715 | 0.18574 | 0.20497 | 0.011883 | 0 | 0.65331 | 0.85008 | 0.012462 | 0.0064921 | 0.20507 | 0.36964 | 0.65331 | 0 | 0 | 0.85 | 0.85 | 0.85 | 0.85 | 0.93715 | 0.012462 | 0.46504 | 0.0083183 | 0
2025-09-23 07:00 | 69223.0527 | 66217.9187 | 2613.5095 | 391.6245 | 0.11803 | 0.19197 | 0.19189 | 0.19342 | 266 | 7 | Fall | 0.38197 | 0.40891 | 0.40891 | 0.93839 | 0.20415 | 0.19189 | 0.11803 | 0 | 0.65331 | 0.85008 | 0.012392 | 0.0064921 | 0.19342 | 0.36205 | 0.65331 | 0 | 0 | 0.85 | 0.85 | 0.85 | 0.85 | 0.93839 | 0.012392 | 0.44968 | 0.082622 | 0
2025-09-23 08:00 | 68978.934 | 63111.2188 | 5471.5876 | 396.1276 | 0.24711 | 0.19418 | 0.19475 | 0.18396 | 266 | 8 | Fall | 0.39185 | 0.40697 | 0.40697 | 0.93566 | 0.21485 | 0.19475 | 0.24711 | 0.16223 | 0.65331 | 0.85008 | 0.012357 | 0.0064921 | 0.18396 | 0.40198 | 0.65331 | 0 | 0 | 0.85 | 0.85 | 0.85 | 0.85 | 0.93566 | 0.012357 | 0.45998 | 0.17298 | 0
2025-09-23 09:00 | 69716.3535 | 61508.6837 | 7792.7245 | 414.9454 | 0.35194 | 0.2034 | 0.20511 | 0.17255 | 266 | 9 | Fall | 0.39166 | 0.40877 | 0.40877 | 0.92982 | 0.21991 | 0.20511 | 0.35194 | 0.44952 | 0.65113 | 0.85008 | 0.012252 | 0.0064921 | 0.17255 | 0.39032 | 0.65113 | 0 | 0 | 0.85 | 0.85 | 0.85 | 0.85 | 0.92982 | 0.012252 | 0.46381 | 0.24635 | 0
2025-09-23 10:00 | 69844.6518 | 59880.3982 | 9540.9577 | 423.2959 | 0.43089 | 0.2075 | 0.20977 | 0.16639 | 266 | 10 | Fall | 0.40411 | 0.42068 | 0.42068 | 0.92508 | 0.22175 | 0.20977 | 0.43089 | 0.57836 | 0.66261 | 0.85008 | 0.012218 | 0.0064921 | 0.16639 | 0.44411 | 0.66261 | 0 | 0 | 0.85 | 0.85 | 0.85 | 0.85 | 0.92508 | 0.012218 | 0.49846 | 0.30162 | 0
2025-09-23 11:00 | 68672.1585 | 57741.2327 | 10493.2621 | 437.6637 | 0.4739 | 0.21454 | 0.21749 | 0.1613 | 266 | 11 | Fall | 0.41644 | 0.43336 | 0.43336 | 0.9244 | 0.22921 | 0.21749 | 0.4739 | 0.61146 | 0.66261 | 0.85008 | 0.011903 | 0.0067811 | 0.1613 | 0.48314 | 0.66261 | 0 | 0 | 0.85 | 0.85 | 0.85 | 0.85 | 0.9244 | 0.011903 | 0.55063 | 0.33173 | 0
2025-09-23 12:00 | 68464.4188 | 57096.0778 | 10915.5422 | 452.7989 | 0.49297 | 0.22196 | 0.22498 | 0.16738 | 266 | 12 | Fall | 0.43539 | 0.4543 | 0.4543 | 0.92402 | 0.24522 | 0.22498 | 0.49297 | 0.64788 | 0.66261 | 0.85008 | 0.011903 | 0.0064921 | 0.16738 | 0.53927 | 0.66261 | 0 | 0 | 0.85 | 0.85 | 0.85 | 0.85 | 0.92402 | 0.011903 | 0.58716 | 0.34508 | 0
2025-09-23 13:00 | 68762.3841 | 57728.9425 | 10573.7736 | 459.668 | 0.47753 | 0.22533 | 0.22779 | 0.18078 | 266 | 13 | Fall | 0.46136 | 0.47855 | 0.47855 | 0.92234 | 0.2669 | 0.22779 | 0.47753 | 0.6577 | 0.66261 | 0.85008 | 0.011694 | 0.0098579 | 0.18078 | 0.58521 | 0.66261 | 0 | 0 | 0.85 | 0.85 | 0.85 | 0.85 | 0.92234 | 0.011694 | 0.60493 | 0.33427 | 0
2025-09-23 14:00 | 68861.448 | 59356.2839 | 9038.3008 | 466.8633 | 0.40819 | 0.22885 | 0.23111 | 0.18814 | 266 | 14 | Fall | 0.48366 | 0.49376 | 0.49376 | 0.92148 | 0.3113 | 0.23111 | 0.40819 | 0.654 | 0.66424 | 0.85008 | 0.011659 | 0.015065 | 0.18814 | 0.62713 | 0.66424 | 0 | 0 | 0.85 | 0.85 | 0.85 | 0.85 | 0.92148 | 0.011659 | 0.61302 | 0.28573 | 0
2025-09-23 15:00 | 68994.7434 | 61430.1036 | 7094.2003 | 470.4395 | 0.32039 | 0.23061 | 0.23285 | 0.18999 | 266 | 15 | Fall | 0.50654 | 0.50702 | 0.50702 | 0.92059 | 0.39325 | 0.23285 | 0.32039 | 0.65838 | 0.66424 | 0.85008 | 0.011415 | 0.018179 | 0.18999 | 0.6525 | 0.66424 | 0 | 0 | 0.85 | 0.85 | 0.85 | 0.85 | 0.92059 | 0.011415 | 0.63439 | 0.22427 | 0.00017779
2025-09-23 16:00 | 69653.5144 | 64583.5129 | 4604.67 | 465.3316 | 0.20796 | 0.2281 | 0.23014 | 0.19125 | 266 | 16 | Fall | 0.52814 | 0.52024 | 0.52024 | 0.92028 | 0.45282 | 0.23014 | 0.20796 | 0.66367 | 0.66641 | 0.85008 | 0.011903 | 0.018609 | 0.19125 | 0.68032 | 0.66641 | 0 | 0 | 0.85 | 0.85 | 0.85 | 0.85 | 0.92028 | 0.011903 | 0.64677 | 0.14557 | 0.03688
2025-09-23 17:00 | 69446.4817 | 67013.4236 | 1973.4259 | 459.6323 | 0.089124 | 0.22531 | 0.22691 | 0.19642 | 266 | 17 | Fall | 0.55921 | 0.52787 | 0.52787 | 0.92028 | 0.49849 | 0.22691 | 0.089124 | 0.6549 | 0.66641 | 0.85008 | 0.012497 | 0.02092 | 0.19642 | 0.69339 | 0.66641 | 0 | 0 | 0.85 | 0.85 | 0.85 | 0.85 | 0.92028 | 0.012497 | 0.65974 | 0.062387 | 0.46447
2025-09-23 18:00 | 69203.5297 | 68544.3228 | 172.8743 | 486.3326 | 0.0078074 | 0.2384 | 0.24019 | 0.20606 | 266 | 18 | Fall | 0.56981 | 0.53326 | 0.53326 | 0.92026 | 0.51472 | 0.24019 | 0.0078074 | 0.58607 | 0.66641 | 0.85008 | 0.012776 | 0.030806 | 0.20606 | 0.72066 | 0.66641 | 0 | 0 | 0.85 | 0.85 | 0.85 | 0.85 | 0.92026 | 0.012776 | 0.67697 | 0.0054651 | 0.42382
2025-09-23 19:00 | 67974.1975 | 67461.7382 | 0 | 512.4593 | 0 | 0.25121 | 0.25321 | 0.21506 | 266 | 19 | Fall | 0.58792 | 0.53844 | 0.53844 | 0.92081 | 0.51215 | 0.25321 | 0 | 0.30172 | 0.66641 | 0.85008 | 0.012985 | 0.040504 | 0.21506 | 0.70767 | 0.66641 | 0 | 0 | 0.85 | 0.85 | 0.85 | 0.85 | 0.92081 | 0.012985 | 0.6913 | 0 | 0.3403
2025-09-23 20:00 | 65892.8214 | 65364.2838 | 0 | 528.5376 | 0 | 0.25909 | 0.26114 | 0.22197 | 266 | 20 | Fall | 0.58769 | 0.53296 | 0.53296 | 0.92152 | 0.47501 | 0.26114 | 0 | 0.0006045 | 0.66641 | 0.85008 | 0.012671 | 0.027207 | 0.22197 | 0.69538 | 0.66641 | 0 | 0 | 0.85 | 0.85 | 0.85 | 0.85 | 0.92152 | 0.012671 | 0.69331 | 0 | 0.11348
2025-09-23 21:00 | 63358.3082 | 62824.1636 | 0 | 534.1446 | 0 | 0.26184 | 0.26375 | 0.2272 | 266 | 21 | Fall | 0.5589 | 0.51972 | 0.51972 | 0.92369 | 0.43894 | 0.26375 | 0 | 0 | 0.66478 | 0.85008 | 0.012741 | 0.015558 | 0.2272 | 0.62275 | 0.66478 | 0 | 0 | 0.85 | 0.85 | 0.85 | 0.85 | 0.92369 | 0.012741 | 0.67279 | 0 | 0.16147
2025-09-23 22:00 | 59558.2667 | 59027.8078 | 0 | 530.4589 | 0 | 0.26003 | 0.26156 | 0.23231 | 266 | 22 | Fall | 0.51728 | 0.4948 | 0.4948 | 0.92621 | 0.40003 | 0.26156 | 0 | 0 | 0.66478 | 0.85008 | 0.012881 | 0.0070257 | 0.23231 | 0.54639 | 0.66478 | 0 | 0 | 0.85 | 0.85 | 0.85 | 0.85 | 0.92621 | 0.012881 | 0.63052 | 0 | 0.1153
2025-09-23 23:00 | 55464.1831 | 54942.781 | 0 | 521.4021 | 0 | 0.25559 | 0.25688 | 0.23223 | 266 | 23 | Fall | 0.47532 | 0.45627 | 0.45627 | 0.92842 | 0.36928 | 0.25688 | 0 | 0 | 0.65567 | 0.85008 | 0.012252 | 0.0070257 | 0.23223 | 0.47566 | 0.65567 | 0 | 0 | 0.85 | 0.85 | 0.85 | 0.85 | 0.92842 | 0.012252 | 0.56646 | 0 | 0.067351
2025-09-24 00:00 | 53688.1501 | 53174.2314 | 0 | 513.9187 | 0 | 0.25192 | 0.253 | 0.23234 | 267 | 0 | Fall | 0.40086 | 0.41408 | 0.41408 | 0.9324 | 0.29275 | 0.253 | 0 | 0 | 0.65196 | 0.85008 | 0.011834 | 0.0070257 | 0.23234 | 0.40145 | 0.65196 | 0 | 0 | 0.85 | 0.85 | 0.85 | 0.85 | 0.9324 | 0.011834 | 0.52583 | 0 | 0.01542
2025-09-24 01:00 | 52976.5693 | 52468.0059 | 0 | 508.5634 | 0 | 0.2493 | 0.25017 | 0.23346 | 267 | 1 | Fall | 0.37675 | 0.40095 | 0.40095 | 0.93332 | 0.26062 | 0.25017 | 0 | 0 | 0.65196 | 0.85008 | 0.012078 | 0.0070257 | 0.23346 | 0.38521 | 0.65196 | 0 | 0 | 0.85 | 0.85 | 0.85 | 0.85 | 0.93332 | 0.012078 | 0.49927 | 0 | 0
2025-09-24 02:00 | 52779.5681 | 52269.8339 | 0 | 509.7342 | 0 | 0.24987 | 0.25059 | 0.23679 | 267 | 2 | Fall | 0.36036 | 0.37824 | 0.37824 | 0.93336 | 0.22473 | 0.25059 | 0 | 0 | 0.65196 | 0.85008 | 0.012357 | 0.0070257 | 0.23679 | 0.38017 | 0.65196 | 0 | 0 | 0.85 | 0.85 | 0.85 | 0.85 | 0.93336 | 0.012357 | 0.49291 | 0 | 0
2025-09-24 03:00 | 52875.657 | 52361.9538 | 0 | 513.7032 | 0 | 0.25182 | 0.25256 | 0.23831 | 267 | 3 | Fall | 0.34783 | 0.36163 | 0.36163 | 0.93289 | 0.18289 | 0.25256 | 0 | 0 | 0.64813 | 0.85008 | 0.012532 | 0.0070257 | 0.23831 | 0.37147 | 0.64813 | 0 | 0 | 0.85 | 0.85 | 0.85 | 0.85 | 0.93289 | 0.012532 | 0.48498 | 0 | 0
2025-09-24 04:00 | 53442.9416 | 52936.4153 | 0 | 506.5263 | 0 | 0.2483 | 0.24905 | 0.23475 | 267 | 4 | Fall | 0.34209 | 0.36519 | 0.36519 | 0.93361 | 0.16879 | 0.24905 | 0 | 0 | 0.65104 | 0.85008 | 0.012532 | 0.0070257 | 0.23475 | 0.37052 | 0.65104 | 0 | 0 | 0.85 | 0.85 | 0.85 | 0.85 | 0.93361 | 0.012532 | 0.48267 | 0 | 0
2025-09-24 05:00 | 57612.3593 | 57117.9864 | 0 | 494.373 | 0 | 0.24234 | 0.24296 | 0.23113 | 267 | 5 | Fall | 0.34482 | 0.37756 | 0.37756 | 0.93576 | 0.17276 | 0.24296 | 0 | 0 | 0.65104 | 0.85008 | 0.012497 | 0.0064921 | 0.23113 | 0.37314 | 0.65104 | 0 | 0 | 0.85 | 0.85 | 0.85 | 0.85 | 0.93576 | 0.012497 | 0.48379 | 0 | 0
2025-09-24 06:00 | 64585.5679 | 63842.2037 | 270.5054 | 472.8589 | 0.012217 | 0.23179 | 0.23233 | 0.22205 | 267 | 6 | Fall | 0.36517 | 0.39941 | 0.39941 | 0.93715 | 0.18574 | 0.23233 | 0.012217 | 0 | 0.65331 | 0.85008 | 0.012462 | 0.0064921 | 0.22205 | 0.36964 | 0.65331 | 0 | 0 | 0.85 | 0.85 | 0.85 | 0.85 | 0.93715 | 0.012462 | 0.46504 | 0.0085516 | 0
2025-09-24 07:00 | 69251.3853 | 65789.5196 | 3044.5407 | 417.325 | 0.1375 | 0.20457 | 0.20463 | 0.20352 | 267 | 7 | Fall | 0.38197 | 0.40891 | 0.40891 | 0.93839 | 0.20415 | 0.20463 | 0.1375 | 0 | 0.65331 | 0.85008 | 0.012392 | 0.0064921 | 0.20352 | 0.36205 | 0.65331 | 0 | 0 | 0.85 | 0.85 | 0.85 | 0.85 | 0.93839 | 0.012392 | 0.44968 | 0.096248 | 0
2025-09-24 08:00 | 68978.934 | 61783.6808 | 6775.9251 | 419.3281 | 0.30601 | 0.20555 | 0.2067 | 0.18485 | 267 | 8 | Fall | 0.39185 | 0.40697 | 0.40697 | 0.93566 | 0.21485 | 0.2067 | 0.30601 | 0.16223 | 0.65331 | 0.85008 | 0.012357 | 0.0064921 | 0.18485 | 0.40198 | 0.65331 | 0 | 0 | 0.85 | 0.85 | 0.85 | 0.85 | 0.93566 | 0.012357 | 0.45998 | 0.21421 | 0
2025-09-24 09:00 | 70056.121 | 59523.0473 | 10084.834 | 448.2397 | 0.45545 | 0.21973 | 0.22193 | 0.17995 | 267 | 9 | Fall | 0.39166 | 0.40877 | 0.40877 | 0.92982 | 0.21991 | 0.22193 | 0.45545 | 0.44952 | 0.65113 | 0.85008 | 0.012252 | 0.0064921 | 0.17995 | 0.39032 | 0.65113 | 0 | 0 | 0.85 | 0.85 | 0.85 | 0.85 | 0.92982 | 0.012252 | 0.46381 | 0.31882 | 0
2025-09-24 10:00 | 70528.997 | 57566.1715 | 12521.1509 | 441.6747 | 0.56548 | 0.21651 | 0.21897 | 0.17194 | 267 | 10 | Fall | 0.40411 | 0.42068 | 0.42068 | 0.92508 | 0.22175 | 0.21897 | 0.56548 | 0.57836 | 0.66261 | 0.85008 | 0.012218 | 0.0064921 | 0.17194 | 0.44411 | 0.66261 | 0 | 0 | 0.85 | 0.85 | 0.85 | 0.85 | 0.92508 | 0.012218 | 0.49846 | 0.39584 | 0
2025-09-24 11:00 | 69479.2116 | 55098.4461 | 13965.0346 | 415.731 | 0.63069 | 0.20379 | 0.20628 | 0.15884 | 267 | 11 | Fall | 0.41644 | 0.43336 | 0.43336 | 0.9244 | 0.22921 | 0.20628 | 0.63069 | 0.61146 | 0.66261 | 0.85008 | 0.011903 | 0.0067811 | 0.15884 | 0.48314 | 0.66261 | 0 | 0 | 0.85 | 0.85 | 0.85 | 0.85 | 0.9244 | 0.011903 | 0.55063 | 0.44148 | 0
2025-09-24 12:00 | 69519.8978 | 54787.9876 | 14342.2215 | 389.6886 | 0.64772 | 0.19102 | 0.19342 | 0.14772 | 267 | 12 | Fall | 0.43539 | 0.4543 | 0.4543 | 0.92402 | 0.24522 | 0.19342 | 0.64772 | 0.64788 | 0.66261 | 0.85008 | 0.011903 | 0.0064921 | 0.14772 | 0.53927 | 0.66261 | 0 | 0 | 0.85 | 0.85 | 0.85 | 0.85 | 0.92402 | 0.011903 | 0.58716 | 0.45341 | 0
2025-09-24 13:00 | 70132.3256 | 56054.0498 | 13706.8344 | 371.4413 | 0.61903 | 0.18208 | 0.18454 | 0.1376 | 267 | 13 | Fall | 0.46136 | 0.47855 | 0.47855 | 0.92234 | 0.2669 | 0.18454 | 0.61903 | 0.6577 | 0.66261 | 0.85008 | 0.011694 | 0.0098579 | 0.1376 | 0.58521 | 0.66261 | 0 | 0 | 0.85 | 0.85 | 0.85 | 0.85 | 0.92234 | 0.011694 | 0.60493 | 0.43332 | 0
2025-09-24 14:00 | 70578.2702 | 58250.2187 | 11966.2896 | 361.7619 | 0.54042 | 0.17733 | 0.17992 | 0.13061 | 267 | 14 | Fall | 0.48366 | 0.49376 | 0.49376 | 0.92148 | 0.3113 | 0.17992 | 0.54042 | 0.654 | 0.66424 | 0.85008 | 0.011659 | 0.015065 | 0.13061 | 0.62713 | 0.66424 | 0 | 0 | 0.85 | 0.85 | 0.85 | 0.85 | 0.92148 | 0.011659 | 0.61302 | 0.3783 | 0
2025-09-24 15:00 | 71160.3769 | 61615.165 | 9190.0157 | 355.1962 | 0.41504 | 0.17412 | 0.17671 | 0.12731 | 267 | 15 | Fall | 0.50654 | 0.50702 | 0.50702 | 0.92059 | 0.39325 | 0.17671 | 0.41504 | 0.65838 | 0.66424 | 0.85008 | 0.011415 | 0.018179 | 0.12731 | 0.6525 | 0.66424 | 0 | 0 | 0.85 | 0.85 | 0.85 | 0.85 | 0.92059 | 0.011415 | 0.63439 | 0.29053 | 0.00017779
2025-09-24 16:00 | 72598.9168 | 66662.6882 | 5588.1434 | 348.0852 | 0.25237 | 0.17063 | 0.17301 | 0.12763 | 267 | 16 | Fall | 0.52814 | 0.52024 | 0.52024 | 0.92028 | 0.45282 | 0.17301 | 0.25237 | 0.66367 | 0.66641 | 0.85008 | 0.011903 | 0.018609 | 0.12763 | 0.68032 | 0.66641 | 0 | 0 | 0.85 | 0.85 | 0.85 | 0.85 | 0.92028 | 0.011903 | 0.64677 | 0.17666 | 0.03688
2025-09-24 17:00 | 73719.8801 | 71148.8611 | 2231.5438 | 339.4753 | 0.10078 | 0.16641 | 0.16833 | 0.13173 | 267 | 17 | Fall | 0.55921 | 0.52787 | 0.52787 | 0.92028 | 0.49849 | 0.16833 | 0.10078 | 0.6549 | 0.66641 | 0.85008 | 0.012497 | 0.02092 | 0.13173 | 0.69339 | 0.66641 | 0 | 0 | 0.85 | 0.85 | 0.85 | 0.85 | 0.92028 | 0.012497 | 0.65974 | 0.070547 | 0.46447
2025-09-24 18:00 | 74809.4064 | 74276.6308 | 175.0439 | 357.7318 | 0.0079053 | 0.17536 | 0.17711 | 0.14376 | 267 | 18 | Fall | 0.56981 | 0.53326 | 0.53326 | 0.92026 | 0.51472 | 0.17711 | 0.0079053 | 0.58607 | 0.66641 | 0.85008 | 0.012776 | 0.030806 | 0.14376 | 0.72066 | 0.66641 | 0 | 0 | 0.85 | 0.85 | 0.85 | 0.85 | 0.92026 | 0.012776 | 0.67697 | 0.0055337 | 0.42382
2025-09-24 19:00 | 71667.1271 | 71292.0714 | 0 | 375.0557 | 0 | 0.18385 | 0.18532 | 0.15723 | 267 | 19 | Fall | 0.58792 | 0.53844 | 0.53844 | 0.92081 | 0.51215 | 0.18532 | 0 | 0.30172 | 0.66641 | 0.85008 | 0.012985 | 0.040504 | 0.15723 | 0.70767 | 0.66641 | 0 | 0 | 0.85 | 0.85 | 0.85 | 0.85 | 0.92081 | 0.012985 | 0.6913 | 0 | 0.3403
2025-09-24 20:00 | 68049.0084 | 67672.0092 | 0 | 376.9992 | 0 | 0.1848 | 0.18548 | 0.1725 | 267 | 20 | Fall | 0.58769 | 0.53296 | 0.53296 | 0.92152 | 0.47501 | 0.18548 | 0 | 0.0006045 | 0.66641 | 0.85008 | 0.012671 | 0.027207 | 0.1725 | 0.69538 | 0.66641 | 0 | 0 | 0.85 | 0.85 | 0.85 | 0.85 | 0.92152 | 0.012671 | 0.69331 | 0 | 0.11348
2025-09-24 21:00 | 64343.4656 | 63970.4287 | 0 | 373.0369 | 0 | 0.18286 | 0.18255 | 0.18846 | 267 | 21 | Fall | 0.5589 | 0.51972 | 0.51972 | 0.92369 | 0.43894 | 0.18255 | 0 | 0 | 0.66478 | 0.85008 | 0.012741 | 0.015558 | 0.18846 | 0.62275 | 0.66478 | 0 | 0 | 0.85 | 0.85 | 0.85 | 0.85 | 0.92369 | 0.012741 | 0.67279 | 0 | 0.16147
2025-09-24 22:00 | 59624.4601 | 59251.9787 | 0 | 372.4814 | 0 | 0.18259 | 0.18187 | 0.19562 | 267 | 22 | Fall | 0.51728 | 0.4948 | 0.4948 | 0.92621 | 0.40003 | 0.18187 | 0 | 0 | 0.66478 | 0.85008 | 0.012881 | 0.0070257 | 0.19562 | 0.54639 | 0.66478 | 0 | 0 | 0.85 | 0.85 | 0.85 | 0.85 | 0.92621 | 0.012881 | 0.63052 | 0 | 0.1153
2025-09-24 23:00 | 55464.1831 | 55102.16 | 0 | 362.0231 | 0 | 0.17746 | 0.17675 | 0.19042 | 267 | 23 | Fall | 0.47532 | 0.45627 | 0.45627 | 0.92842 | 0.36928 | 0.17675 | 0 | 0 | 0.65567 | 0.85008 | 0.012252 | 0.0070257 | 0.19042 | 0.47566 | 0.65567 | 0 | 0 | 0.85 | 0.85 | 0.85 | 0.85 | 0.92842 | 0.012252 | 0.56646 | 0 | 0.067351
2025-09-25 00:00 | 53688.1501 | 53336.9141 | 0 | 351.236 | 0 | 0.17217 | 0.17134 | 0.18723 | 268 | 0 | Fall | 0.40086 | 0.41408 | 0.41408 | 0.9324 | 0.29275 | 0.17134 | 0 | 0 | 0.65196 | 0.85008 | 0.011834 | 0.0070257 | 0.18723 | 0.40145 | 0.65196 | 0 | 0 | 0.85 | 0.85 | 0.85 | 0.85 | 0.9324 | 0.011834 | 0.52583 | 0 | 0.01542
2025-09-25 01:00 | 52976.5693 | 52626.7209 | 0 | 349.8485 | 0 | 0.17149 | 0.17068 | 0.18624 | 268 | 1 | Fall | 0.37675 | 0.40095 | 0.40095 | 0.93332 | 0.26062 | 0.17068 | 0 | 0 | 0.65196 | 0.85008 | 0.012078 | 0.0070257 | 0.18624 | 0.38521 | 0.65196 | 0 | 0 | 0.85 | 0.85 | 0.85 | 0.85 | 0.93332 | 0.012078 | 0.49927 | 0 | 0
2025-09-25 02:00 | 52779.5681 | 52426.4121 | 0 | 353.156 | 0 | 0.17312 | 0.17251 | 0.18412 | 268 | 2 | Fall | 0.36036 | 0.37824 | 0.37824 | 0.93336 | 0.22473 | 0.17251 | 0 | 0 | 0.65196 | 0.85008 | 0.012357 | 0.0070257 | 0.18412 | 0.38017 | 0.65196 | 0 | 0 | 0.85 | 0.85 | 0.85 | 0.85 | 0.93336 | 0.012357 | 0.49291 | 0 | 0
2025-09-25 03:00 | 52875.657 | 52521.8281 | 0 | 353.8289 | 0 | 0.17345 | 0.17283 | 0.18461 | 268 | 3 | Fall | 0.34783 | 0.36163 | 0.36163 | 0.93289 | 0.18289 | 0.17283 | 0 | 0 | 0.64813 | 0.85008 | 0.012532 | 0.0070257 | 0.18461 | 0.37147 | 0.64813 | 0 | 0 | 0.85 | 0.85 | 0.85 | 0.85 | 0.93289 | 0.012532 | 0.48498 | 0 | 0
2025-09-25 04:00 | 53442.9416 | 53098.1116 | 0 | 344.83 | 0 | 0.16903 | 0.16805 | 0.18688 | 268 | 4 | Fall | 0.34209 | 0.36519 | 0.36519 | 0.93361 | 0.16879 | 0.16805 | 0 | 0 | 0.65104 | 0.85008 | 0.012532 | 0.0070257 | 0.18688 | 0.37052 | 0.65104 | 0 | 0 | 0.85 | 0.85 | 0.85 | 0.85 | 0.93361 | 0.012532 | 0.48267 | 0 | 0
2025-09-25 05:00 | 57612.3593 | 57273.7169 | 0 | 338.6424 | 0 | 0.166 | 0.16483 | 0.18712 | 268 | 5 | Fall | 0.34482 | 0.37756 | 0.37756 | 0.93576 | 0.17276 | 0.16483 | 0 | 0 | 0.65104 | 0.85008 | 0.012497 | 0.0064921 | 0.18712 | 0.37314 | 0.65104 | 0 | 0 | 0.85 | 0.85 | 0.85 | 0.85 | 0.93576 | 0.012497 | 0.48379 | 0 | 0
2025-09-25 06:00 | 64585.5679 | 64088.5708 | 162.0521 | 334.945 | 0.0073186 | 0.16419 | 0.16333 | 0.17979 | 268 | 6 | Fall | 0.36517 | 0.39941 | 0.39941 | 0.93715 | 0.18574 | 0.16333 | 0.0073186 | 0 | 0.65331 | 0.85008 | 0.012462 | 0.0064921 | 0.17979 | 0.36964 | 0.65331 | 0 | 0 | 0.85 | 0.85 | 0.85 | 0.85 | 0.93715 | 0.012462 | 0.46504 | 0.005123 | 0
2025-09-25 07:00 | 70518.1867 | 68335.7349 | 1872.9304 | 309.5214 | 0.084585 | 0.15173 | 0.15119 | 0.16138 | 268 | 7 | Fall | 0.38197 | 0.40891 | 0.40891 | 0.93839 | 0.20415 | 0.15119 | 0.084585 | 0 | 0.65331 | 0.85008 | 0.012392 | 0.0064921 | 0.16138 | 0.36205 | 0.65331 | 0 | 0 | 0.85 | 0.85 | 0.85 | 0.85 | 0.93839 | 0.012392 | 0.44968 | 0.05921 | 0
2025-09-25 08:00 | 72483.8565 | 67679.676 | 4514.8697 | 289.3108 | 0.2039 | 0.14182 | 0.14201 | 0.13835 | 268 | 8 | Fall | 0.39185 | 0.40697 | 0.40697 | 0.93566 | 0.21485 | 0.14201 | 0.2039 | 0.16223 | 0.65331 | 0.85008 | 0.012357 | 0.0064921 | 0.13835 | 0.40198 | 0.65331 | 0 | 0 | 0.85 | 0.85 | 0.85 | 0.85 | 0.93566 | 0.012357 | 0.45998 | 0.14273 | 0
2025-09-25 09:00 | 73849.2629 | 66234.8441 | 7316.6015 | 297.8173 | 0.33043 | 0.14599 | 0.14683 | 0.13074 | 268 | 9 | Fall | 0.39166 | 0.40877 | 0.40877 | 0.92982 | 0.21991 | 0.14683 | 0.33043 | 0.44952 | 0.65113 | 0.85008 | 0.012252 | 0.0064921 | 0.13074 | 0.39032 | 0.65113 | 0 | 0 | 0.85 | 0.85 | 0.85 | 0.85 | 0.92982 | 0.012252 | 0.46381 | 0.2313 | 0
2025-09-25 10:00 | 73706.7608 | 63890.865 | 9524.5006 | 291.3952 | 0.43015 | 0.14284 | 0.14402 | 0.12153 | 268 | 10 | Fall | 0.40411 | 0.42068 | 0.42068 | 0.92508 | 0.22175 | 0.14402 | 0.43015 | 0.57836 | 0.66261 | 0.85008 | 0.012218 | 0.0064921 | 0.12153 | 0.44411 | 0.66261 | 0 | 0 | 0.85 | 0.85 | 0.85 | 0.85 | 0.92508 | 0.012218 | 0.49846 | 0.3011 | 0
2025-09-25 11:00 | 72468.9767 | 61393.8941 | 10797.5743 | 277.5084 | 0.48764 | 0.13603 | 0.13735 | 0.11223 | 268 | 11 | Fall | 0.41644 | 0.43336 | 0.43336 | 0.9244 | 0.22921 | 0.13735 | 0.48764 | 0.61146 | 0.66261 | 0.85008 | 0.011903 | 0.0067811 | 0.11223 | 0.48314 | 0.66261 | 0 | 0 | 0.85 | 0.85 | 0.85 | 0.85 | 0.9244 | 0.011903 | 0.55063 | 0.34135 | 0
2025-09-25 12:00 | 72567.3534 | 61113.5857 | 11189.9023 | 263.8654 | 0.50536 | 0.12935 | 0.13072 | 0.10449 | 268 | 12 | Fall | 0.43539 | 0.4543 | 0.4543 | 0.92402 | 0.24522 | 0.13072 | 0.50536 | 0.64788 | 0.66261 | 0.85008 | 0.011903 | 0.0064921 | 0.10449 | 0.53927 | 0.66261 | 0 | 0 | 0.85 | 0.85 | 0.85 | 0.85 | 0.92402 | 0.011903 | 0.58716 | 0.35375 | 0
2025-09-25 13:00 | 72880.9662 | 61753.1912 | 10876.9739 | 250.8011 | 0.49123 | 0.12294 | 0.12427 | 0.098893 | 268 | 13 | Fall | 0.46136 | 0.47855 | 0.47855 | 0.92234 | 0.2669 | 0.12427 | 0.49123 | 0.6577 | 0.66261 | 0.85008 | 0.011694 | 0.0098579 | 0.098893 | 0.58521 | 0.66261 | 0 | 0 | 0.85 | 0.85 | 0.85 | 0.85 | 0.92234 | 0.011694 | 0.60493 | 0.34386 | 0
2025-09-25 14:00 | 73011.6577 | 62931.1165 | 9840.5788 | 239.9624 | 0.44442 | 0.11763 | 0.11869 | 0.098491 | 268 | 14 | Fall | 0.48366 | 0.49376 | 0.49376 | 0.92148 | 0.3113 | 0.11869 | 0.44442 | 0.654 | 0.66424 | 0.85008 | 0.011659 | 0.015065 | 0.098491 | 0.62713 | 0.66424 | 0 | 0 | 0.85 | 0.85 | 0.85 | 0.85 | 0.92148 | 0.011659 | 0.61302 | 0.31109 | 0
2025-09-25 15:00 | 73438.6084 | 65307.4897 | 7887.8211 | 243.2976 | 0.35623 | 0.11926 | 0.12021 | 0.10208 | 268 | 15 | Fall | 0.50654 | 0.50702 | 0.50702 | 0.92059 | 0.39325 | 0.12021 | 0.35623 | 0.65838 | 0.66424 | 0.85008 | 0.011415 | 0.018179 | 0.10208 | 0.6525 | 0.66424 | 0 | 0 | 0.85 | 0.85 | 0.85 | 0.85 | 0.92059 | 0.011415 | 0.63439 | 0.24936 | 0.00017779
2025-09-25 16:00 | 75184.3743 | 69933.2891 | 4995.7043 | 255.3809 | 0.22562 | 0.12519 | 0.12614 | 0.10795 | 268 | 16 | Fall | 0.52814 | 0.52024 | 0.52024 | 0.92028 | 0.45282 | 0.12614 | 0.22562 | 0.66367 | 0.66641 | 0.85008 | 0.011903 | 0.018609 | 0.10795 | 0.68032 | 0.66641 | 0 | 0 | 0.85 | 0.85 | 0.85 | 0.85 | 0.92028 | 0.011903 | 0.64677 | 0.15793 | 0.03688
2025-09-25 17:00 | 76781.0733 | 74435.4356 | 2081.3547 | 264.283 | 0.093998 | 0.12955 | 0.13046 | 0.11312 | 268 | 17 | Fall | 0.55921 | 0.52787 | 0.52787 | 0.92028 | 0.49849 | 0.13046 | 0.093998 | 0.6549 | 0.66641 | 0.85008 | 0.012497 | 0.02092 | 0.11312 | 0.69339 | 0.66641 | 0 | 0 | 0.85 | 0.85 | 0.85 | 0.85 | 0.92028 | 0.012497 | 0.65974 | 0.065799 | 0.46447
2025-09-25 18:00 | 78800.0493 | 78357.195 | 156.0812 | 286.773 | 0.0070489 | 0.14058 | 0.14169 | 0.12043 | 268 | 18 | Fall | 0.56981 | 0.53326 | 0.53326 | 0.92026 | 0.51472 | 0.14169 | 0.0070489 | 0.58607 | 0.66641 | 0.85008 | 0.012776 | 0.030806 | 0.12043 | 0.72066 | 0.66641 | 0 | 0 | 0.85 | 0.85 | 0.85 | 0.85 | 0.92026 | 0.012776 | 0.67697 | 0.0049343 | 0.42382
2025-09-25 19:00 | 76405.0493 | 76099.8316 | 0 | 305.2177 | 0 | 0.14962 | 0.15071 | 0.12986 | 268 | 19 | Fall | 0.58792 | 0.53844 | 0.53844 | 0.92081 | 0.51215 | 0.15071 | 0 | 0.30172 | 0.66641 | 0.85008 | 0.012985 | 0.040504 | 0.12986 | 0.70767 | 0.66641 | 0 | 0 | 0.85 | 0.85 | 0.85 | 0.85 | 0.92081 | 0.012985 | 0.6913 | 0 | 0.3403
2025-09-25 20:00 | 73330.7384 | 73014.5454 | 0 | 316.1929 | 0 | 0.155 | 0.15599 | 0.13698 | 268 | 20 | Fall | 0.58769 | 0.53296 | 0.53296 | 0.92152 | 0.47501 | 0.15599 | 0 | 0.0006045 | 0.66641 | 0.85008 | 0.012671 | 0.027207 | 0.13698 | 0.69538 | 0.66641 | 0 | 0 | 0.85 | 0.85 | 0.85 | 0.85 | 0.92152 | 0.012671 | 0.69331 | 0 | 0.11348
2025-09-25 21:00 | 69877.0358 | 69554.4083 | 0 | 322.6275 | 0 | 0.15815 | 0.15911 | 0.14087 | 268 | 21 | Fall | 0.5589 | 0.51972 | 0.51972 | 0.92369 | 0.43894 | 0.15911 | 0 | 0 | 0.66478 | 0.85008 | 0.012741 | 0.015558 | 0.14087 | 0.62275 | 0.66478 | 0 | 0 | 0.85 | 0.85 | 0.85 | 0.85 | 0.92369 | 0.012741 | 0.67279 | 0 | 0.16147
2025-09-25 22:00 | 65340.504 | 65025.6054 | 0 | 314.8987 | 0 | 0.15436 | 0.15499 | 0.14304 | 268 | 22 | Fall | 0.51728 | 0.4948 | 0.4948 | 0.92621 | 0.40003 | 0.15499 | 0 | 0 | 0.66478 | 0.85008 | 0.012881 | 0.0070257 | 0.14304 | 0.54639 | 0.66478 | 0 | 0 | 0.85 | 0.85 | 0.85 | 0.85 | 0.92621 | 0.012881 | 0.63052 | 0 | 0.1153
2025-09-25 23:00 | 60709.9917 | 60407.3479 | 0 | 302.6438 | 0 | 0.14835 | 0.14838 | 0.14791 | 268 | 23 | Fall | 0.47532 | 0.45627 | 0.45627 | 0.92842 | 0.36928 | 0.14838 | 0 | 0 | 0.65567 | 0.85008 | 0.012252 | 0.0070257 | 0.14791 | 0.47566 | 0.65567 | 0 | 0 | 0.85 | 0.85 | 0.85 | 0.85 | 0.92842 | 0.012252 | 0.56646 | 0 | 0.067351
2025-09-26 00:00 | 58452.4919 | 58151.531 | 0 | 300.9609 | 0 | 0.14753 | 0.14713 | 0.15469 | 269 | 0 | Fall | 0.40086 | 0.41408 | 0.41408 | 0.9324 | 0.29275 | 0.14713 | 0 | 0 | 0.65196 | 0.85008 | 0.011834 | 0.0070257 | 0.15469 | 0.40145 | 0.65196 | 0 | 0 | 0.85 | 0.85 | 0.85 | 0.85 | 0.9324 | 0.011834 | 0.52583 | 0 | 0.01542
2025-09-26 01:00 | 57196.266 | 56893.6245 | 0 | 302.6415 | 0 | 0.14835 | 0.14792 | 0.15624 | 269 | 1 | Fall | 0.37675 | 0.40095 | 0.40095 | 0.93332 | 0.26062 | 0.14792 | 0 | 0 | 0.65196 | 0.85008 | 0.012078 | 0.0070257 | 0.15624 | 0.38521 | 0.65196 | 0 | 0 | 0.85 | 0.85 | 0.85 | 0.85 | 0.93332 | 0.012078 | 0.49927 | 0 | 0
2025-09-26 02:00 | 56411.6385 | 56109.6215 | 0 | 302.017 | 0 | 0.14805 | 0.14756 | 0.15694 | 269 | 2 | Fall | 0.36036 | 0.37824 | 0.37824 | 0.93336 | 0.22473 | 0.14756 | 0 | 0 | 0.65196 | 0.85008 | 0.012357 | 0.0070257 | 0.15694 | 0.38017 | 0.65196 | 0 | 0 | 0.85 | 0.85 | 0.85 | 0.85 | 0.93336 | 0.012357 | 0.49291 | 0 | 0
2025-09-26 03:00 | 55979.9856 | 55675.855 | 0 | 304.1306 | 0 | 0.14908 | 0.14874 | 0.15528 | 269 | 3 | Fall | 0.34783 | 0.36163 | 0.36163 | 0.93289 | 0.18289 | 0.14874 | 0 | 0 | 0.64813 | 0.85008 | 0.012532 | 0.0070257 | 0.15528 | 0.37147 | 0.64813 | 0 | 0 | 0.85 | 0.85 | 0.85 | 0.85 | 0.93289 | 0.012532 | 0.48498 | 0 | 0
2025-09-26 04:00 | 56202.1226 | 55893.3142 | 0 | 308.8084 | 0 | 0.15138 | 0.15105 | 0.15726 | 269 | 4 | Fall | 0.34209 | 0.36519 | 0.36519 | 0.93361 | 0.16879 | 0.15105 | 0 | 0 | 0.65104 | 0.85008 | 0.012532 | 0.0070257 | 0.15726 | 0.37052 | 0.65104 | 0 | 0 | 0.85 | 0.85 | 0.85 | 0.85 | 0.93361 | 0.012532 | 0.48267 | 0 | 0
2025-09-26 05:00 | 60041.9171 | 59732.8581 | 0 | 309.0589 | 0 | 0.1515 | 0.15103 | 0.15996 | 269 | 5 | Fall | 0.34482 | 0.37756 | 0.37756 | 0.93576 | 0.17276 | 0.15103 | 0 | 0 | 0.65104 | 0.85008 | 0.012497 | 0.0064921 | 0.15996 | 0.37314 | 0.65104 | 0 | 0 | 0.85 | 0.85 | 0.85 | 0.85 | 0.93576 | 0.012497 | 0.48379 | 0 | 0
2025-09-26 06:00 | 66832.3116 | 66407.7404 | 123.4591 | 301.1121 | 0.0055757 | 0.1476 | 0.14687 | 0.16082 | 269 | 6 | Fall | 0.36517 | 0.39941 | 0.39941 | 0.93715 | 0.18574 | 0.14687 | 0.0055757 | 0 | 0.65331 | 0.85008 | 0.012462 | 0.0064921 | 0.16082 | 0.36964 | 0.65331 | 0 | 0 | 0.85 | 0.85 | 0.85 | 0.85 | 0.93715 | 0.012462 | 0.46504 | 0.003903 | 0
2025-09-26 07:00 | 73819.8233 | 71996.3706 | 1541.0129 | 282.4398 | 0.069595 | 0.13845 | 0.13751 | 0.15544 | 269 | 7 | Fall | 0.38197 | 0.40891 | 0.40891 | 0.93839 | 0.20415 | 0.13751 | 0.069595 | 0 | 0.65331 | 0.85008 | 0.012392 | 0.0064921 | 0.15544 | 0.36205 | 0.65331 | 0 | 0 | 0.85 | 0.85 | 0.85 | 0.85 | 0.93839 | 0.012392 | 0.44968 | 0.048717 | 0
2025-09-26 08:00 | 74521.6883 | 70426.67 | 3825.0056 | 270.0128 | 0.17274 | 0.13236 | 0.13195 | 0.13982 | 269 | 8 | Fall | 0.39185 | 0.40697 | 0.40697 | 0.93566 | 0.21485 | 0.13195 | 0.17274 | 0.16223 | 0.65331 | 0.85008 | 0.012357 | 0.0064921 | 0.13982 | 0.40198 | 0.65331 | 0 | 0 | 0.85 | 0.85 | 0.85 | 0.85 | 0.93566 | 0.012357 | 0.45998 | 0.12092 | 0
2025-09-26 09:00 | 75142.8858 | 68685.0194 | 6167.996 | 289.8704 | 0.27856 | 0.14209 | 0.14213 | 0.1414 | 269 | 9 | Fall | 0.39166 | 0.40877 | 0.40877 | 0.92982 | 0.21991 | 0.14213 | 0.27856 | 0.44952 | 0.65113 | 0.85008 | 0.012252 | 0.0064921 | 0.1414 | 0.39032 | 0.65113 | 0 | 0 | 0.85 | 0.85 | 0.85 | 0.85 | 0.92982 | 0.012252 | 0.46381 | 0.19499 | 0
2025-09-26 10:00 | 74855.2597 | 66546.3582 | 8010.4695 | 298.4319 | 0.36177 | 0.14629 | 0.14649 | 0.14266 | 269 | 10 | Fall | 0.40411 | 0.42068 | 0.42068 | 0.92508 | 0.22175 | 0.14649 | 0.36177 | 0.57836 | 0.66261 | 0.85008 | 0.012218 | 0.0064921 | 0.14266 | 0.44411 | 0.66261 | 0 | 0 | 0.85 | 0.85 | 0.85 | 0.85 | 0.92508 | 0.012218 | 0.49846 | 0.25324 | 0
2025-09-26 11:00 | 73669.774 | 64077.2665 | 9288.4148 | 304.0927 | 0.41948 | 0.14907 | 0.1492 | 0.14657 | 269 | 11 | Fall | 0.41644 | 0.43336 | 0.43336 | 0.9244 | 0.22921 | 0.1492 | 0.41948 | 0.61146 | 0.66261 | 0.85008 | 0.011903 | 0.0067811 | 0.14657 | 0.48314 | 0.66261 | 0 | 0 | 0.85 | 0.85 | 0.85 | 0.85 | 0.9244 | 0.011903 | 0.55063 | 0.29364 | 0
2025-09-26 12:00 | 73622.8323 | 63516.1925 | 9805.5733 | 301.0666 | 0.44284 | 0.14758 | 0.148 | 0.14006 | 269 | 12 | Fall | 0.43539 | 0.4543 | 0.4543 | 0.92402 | 0.24522 | 0.148 | 0.44284 | 0.64788 | 0.66261 | 0.85008 | 0.011903 | 0.0064921 | 0.14006 | 0.53927 | 0.66261 | 0 | 0 | 0.85 | 0.85 | 0.85 | 0.85 | 0.92402 | 0.011903 | 0.58716 | 0.30999 | 0
2025-09-26 13:00 | 73714.1909 | 64079.1398 | 9344.5714 | 290.4797 | 0.42202 | 0.14239 | 0.14328 | 0.1264 | 269 | 13 | Fall | 0.46136 | 0.47855 | 0.47855 | 0.92234 | 0.2669 | 0.14328 | 0.42202 | 0.6577 | 0.66261 | 0.85008 | 0.011694 | 0.0098579 | 0.1264 | 0.58521 | 0.66261 | 0 | 0 | 0.85 | 0.85 | 0.85 | 0.85 | 0.92234 | 0.011694 | 0.60493 | 0.29541 | 0
2025-09-26 14:00 | 73585.1546 | 65209.7703 | 8094.2434 | 281.1409 | 0.36555 | 0.13781 | 0.1388 | 0.12005 | 269 | 14 | Fall | 0.48366 | 0.49376 | 0.49376 | 0.92148 | 0.3113 | 0.1388 | 0.36555 | 0.654 | 0.66424 | 0.85008 | 0.011659 | 0.015065 | 0.12005 | 0.62713 | 0.66424 | 0 | 0 | 0.85 | 0.85 | 0.85 | 0.85 | 0.92148 | 0.011659 | 0.61302 | 0.25589 | 0
2025-09-26 15:00 | 73813.9348 | 67379.6175 | 6150.127 | 284.1903 | 0.27775 | 0.13931 | 0.1404 | 0.11952 | 269 | 15 | Fall | 0.50654 | 0.50702 | 0.50702 | 0.92059 | 0.39325 | 0.1404 | 0.27775 | 0.65838 | 0.66424 | 0.85008 | 0.011415 | 0.018179 | 0.11952 | 0.6525 | 0.66424 | 0 | 0 | 0.85 | 0.85 | 0.85 | 0.85 | 0.92059 | 0.011415 | 0.63439 | 0.19443 | 0.00017779
2025-09-26 16:00 | 75399.4633 | 71226.519 | 3881.6554 | 291.2888 | 0.1753 | 0.14279 | 0.14398 | 0.12126 | 269 | 16 | Fall | 0.52814 | 0.52024 | 0.52024 | 0.92028 | 0.45282 | 0.14398 | 0.1753 | 0.66367 | 0.66641 | 0.85008 | 0.011903 | 0.018609 | 0.12126 | 0.68032 | 0.66641 | 0 | 0 | 0.85 | 0.85 | 0.85 | 0.85 | 0.92028 | 0.011903 | 0.64677 | 0.12271 | 0.03688
2025-09-26 17:00 | 76683.3484 | 74754.8729 | 1635.1922 | 293.2834 | 0.073849 | 0.14377 | 0.14496 | 0.12212 | 269 | 17 | Fall | 0.55921 | 0.52787 | 0.52787 | 0.92028 | 0.49849 | 0.14496 | 0.073849 | 0.6549 | 0.66641 | 0.85008 | 0.012497 | 0.02092 | 0.12212 | 0.69339 | 0.66641 | 0 | 0 | 0.85 | 0.85 | 0.85 | 0.85 | 0.92028 | 0.012497 | 0.65974 | 0.051694 | 0.46447
2025-09-26 18:00 | 78745.2718 | 78315.6289 | 118.5343 | 311.1086 | 0.0053532 | 0.1525 | 0.1539 | 0.12721 | 269 | 18 | Fall | 0.56981 | 0.53326 | 0.53326 | 0.92026 | 0.51472 | 0.1539 | 0.0053532 | 0.58607 | 0.66641 | 0.85008 | 0.012776 | 0.030806 | 0.12721 | 0.72066 | 0.66641 | 0 | 0 | 0.85 | 0.85 | 0.85 | 0.85 | 0.92026 | 0.012776 | 0.67697 | 0.0037473 | 0.42382
2025-09-26 19:00 | 76334.366 | 76009.0262 | 0 | 325.3398 | 0 | 0.15948 | 0.16102 | 0.13173 | 269 | 19 | Fall | 0.58792 | 0.53844 | 0.53844 | 0.92081 | 0.51215 | 0.16102 | 0 | 0.30172 | 0.66641 | 0.85008 | 0.012985 | 0.040504 | 0.13173 | 0.70767 | 0.66641 | 0 | 0 | 0.85 | 0.85 | 0.85 | 0.85 | 0.92081 | 0.012985 | 0.6913 | 0 | 0.3403
2025-09-26 20:00 | 73265.2082 | 72939.0456 | 0 | 326.1626 | 0 | 0.15988 | 0.16128 | 0.13471 | 269 | 20 | Fall | 0.58769 | 0.53296 | 0.53296 | 0.92152 | 0.47501 | 0.16128 | 0 | 0.0006045 | 0.66641 | 0.85008 | 0.012671 | 0.027207 | 0.13471 | 0.69538 | 0.66641 | 0 | 0 | 0.85 | 0.85 | 0.85 | 0.85 | 0.92152 | 0.012671 | 0.69331 | 0 | 0.11348
2025-09-26 21:00 | 69784.6997 | 69467.3059 | 0 | 317.3939 | 0 | 0.15559 | 0.15662 | 0.13696 | 269 | 21 | Fall | 0.5589 | 0.51972 | 0.51972 | 0.92369 | 0.43894 | 0.15662 | 0 | 0 | 0.66478 | 0.85008 | 0.012741 | 0.015558 | 0.13696 | 0.62275 | 0.66478 | 0 | 0 | 0.85 | 0.85 | 0.85 | 0.85 | 0.92369 | 0.012741 | 0.67279 | 0 | 0.16147
2025-09-26 22:00 | 65173.4197 | 64868.9494 | 0 | 304.4703 | 0 | 0.14925 | 0.14967 | 0.14175 | 269 | 22 | Fall | 0.51728 | 0.4948 | 0.4948 | 0.92621 | 0.40003 | 0.14967 | 0 | 0 | 0.66478 | 0.85008 | 0.012881 | 0.0070257 | 0.14175 | 0.54639 | 0.66478 | 0 | 0 | 0.85 | 0.85 | 0.85 | 0.85 | 0.92621 | 0.012881 | 0.63052 | 0 | 0.1153
2025-09-26 23:00 | 60375.8229 | 60084.6631 | 0 | 291.1599 | 0 | 0.14273 | 0.14253 | 0.1462 | 269 | 23 | Fall | 0.47532 | 0.45627 | 0.45627 | 0.92842 | 0.36928 | 0.14253 | 0 | 0 | 0.65567 | 0.85008 | 0.012252 | 0.0070257 | 0.1462 | 0.47566 | 0.65567 | 0 | 0 | 0.85 | 0.85 | 0.85 | 0.85 | 0.92842 | 0.012252 | 0.56646 | 0 | 0.067351
2025-09-27 00:00 | 36235.0495 | 35955.0384 | 0 | 280.0111 | 0 | 0.13726 | 0.13669 | 0.14762 | 270 | 0 | Spring | 0.27877 | 0.32807 | 0.32807 | 0.86806 | 0.41526 | 0.13669 | 0 | 0 | 0.64562 | 0.85008 | 0.0133 | 0.00079999 | 0.14762 | 0.22892 | 0.64562 | 0 | 0 | 0.85 | 0.85 | 0.85 | 0.85 | 0.86806 | 0.0133 | 0.36461 | 0 | 0.048952
2025-09-27 01:00 | 34817.5011 | 34545.2945 | 0 | 272.2065 | 0 | 0.13343 | 0.13277 | 0.14545 | 270 | 1 | Spring | 0.27126 | 0.31736 | 0.31736 | 0.87726 | 0.38 | 0.13277 | 0 | 0 | 0.64562 | 0.85008 | 0.012357 | 0.00079999 | 0.14545 | 0.2248 | 0.64562 | 0 | 0 | 0.85 | 0.85 | 0.85 | 0.85 | 0.87726 | 0.012357 | 0.36019 | 0 | 0
2025-09-27 02:00 | 34088.2625 | 33825.4336 | 0 | 262.8289 | 0 | 0.12884 | 0.12809 | 0.14237 | 270 | 2 | Spring | 0.2611 | 0.30561 | 0.30561 | 0.87644 | 0.34552 | 0.12809 | 0 | 0 | 0.64562 | 0.85008 | 0.012462 | 0.00079999 | 0.14237 | 0.21959 | 0.64562 | 0 | 0 | 0.85 | 0.85 | 0.85 | 0.85 | 0.87644 | 0.012462 | 0.35507 | 0 | 0.0076969
2025-09-27 03:00 | 33686.0274 | 33426.1511 | 0 | 259.8762 | 0 | 0.12739 | 0.12676 | 0.13872 | 270 | 3 | Spring | 0.25348 | 0.29808 | 0.29808 | 0.87591 | 0.33422 | 0.12676 | 0 | 0 | 0.64562 | 0.85008 | 0.013439 | 0.00079999 | 0.13872 | 0.21762 | 0.64562 | 0 | 0 | 0.85 | 0.85 | 0.85 | 0.85 | 0.87591 | 0.013439 | 0.3547 | 0 | 0
2025-09-27 04:00 | 33696.277 | 33436.2311 | 0 | 260.0459 | 0 | 0.12747 | 0.12702 | 0.13559 | 270 | 4 | Spring | 0.24517 | 0.29516 | 0.29516 | 0.87706 | 0.32769 | 0.12702 | 0 | 0 | 0.64562 | 0.85008 | 0.013579 | 0.00079999 | 0.13559 | 0.22054 | 0.64562 | 0 | 0 | 0.85 | 0.85 | 0.85 | 0.85 | 0.87706 | 0.013579 | 0.36068 | 0 | 0
2025-09-27 05:00 | 35151.3171 | 34893.3921 | 0 | 257.925 | 0 | 0.12643 | 0.126 | 0.13428 | 270 | 5 | Spring | 0.24319 | 0.29542 | 0.29542 | 0.87925 | 0.32324 | 0.126 | 0 | 0 | 0.64562 | 0.85008 | 0.013719 | 0.00079999 | 0.13428 | 0.24903 | 0.64562 | 0 | 0 | 0.85 | 0.85 | 0.85 | 0.85 | 0.87925 | 0.013719 | 0.38813 | 0 | 0
2025-09-27 06:00 | 36683.2676 | 36293.6719 | 139.4601 | 250.1357 | 0.0062983 | 0.12262 | 0.1222 | 0.13007 | 270 | 6 | Spring | 0.25416 | 0.29826 | 0.29826 | 0.88123 | 0.35611 | 0.1222 | 0.0062983 | 0 | 0.6501 | 0.85008 | 0.013404 | 0.00083936 | 0.13007 | 0.30317 | 0.6501 | 0 | 0 | 0.85 | 0.85 | 0.85 | 0.85 | 0.88123 | 0.013404 | 0.4151 | 0.0044088 | 0
2025-09-27 07:00 | 40613.0816 | 38579.3504 | 1810.9922 | 222.739 | 0.081788 | 0.10919 | 0.1087 | 0.11791 | 270 | 7 | Spring | 0.26383 | 0.30635 | 0.30635 | 0.88211 | 0.39696 | 0.1087 | 0.081788 | 0 | 0.65669 | 0.85008 | 0.012671 | 0.0010882 | 0.11791 | 0.29 | 0.65669 | 0 | 0 | 0.85 | 0.85 | 0.85 | 0.85 | 0.88211 | 0.012671 | 0.40054 | 0.057252 | 0.0096656
2025-09-27 08:00 | 44697.392 | 40088.6573 | 4403.4682 | 205.2664 | 0.19887 | 0.10062 | 0.10035 | 0.10559 | 270 | 8 | Spring | 0.26441 | 0.30255 | 0.30255 | 0.88442 | 0.42633 | 0.10035 | 0.19887 | 0 | 0.65669 | 0.85008 | 0.012183 | 0.0010228 | 0.10559 | 0.28372 | 0.65669 | 0 | 0 | 0.85 | 0.85 | 0.85 | 0.85 | 0.88442 | 0.012183 | 0.39226 | 0.13921 | 0.029613
2025-09-27 09:00 | 48660.8149 | 41180.7742 | 7256.596 | 223.4447 | 0.32772 | 0.10953 | 0.10973 | 0.10599 | 270 | 9 | Spring | 0.25911 | 0.30095 | 0.30095 | 0.88542 | 0.45108 | 0.10973 | 0.32772 | 0.38061 | 0.65642 | 0.85008 | 0.011659 | 0.00079999 | 0.10599 | 0.26073 | 0.65642 | 0 | 0 | 0.85 | 0.85 | 0.85 | 0.85 | 0.88542 | 0.011659 | 0.37528 | 0.22941 | 0
2025-09-27 10:00 | 50633.0792 | 40670.4143 | 9743.9 | 218.7649 | 0.44005 | 0.10724 | 0.10754 | 0.10181 | 270 | 10 | Spring | 0.26146 | 0.29721 | 0.29721 | 0.88641 | 0.4463 | 0.10754 | 0.44005 | 0.64871 | 0.65688 | 0.85008 | 0.011484 | 0.00079999 | 0.10181 | 0.27476 | 0.65688 | 0 | 0 | 0.85 | 0.85 | 0.85 | 0.85 | 0.88641 | 0.011484 | 0.37825 | 0.30804 | 0
2025-09-27 11:00 | 51703.0463 | 39926.0197 | 11569.1042 | 207.9224 | 0.52248 | 0.10192 | 0.10219 | 0.097018 | 270 | 11 | Spring | 0.25473 | 0.28311 | 0.28311 | 0.88809 | 0.41276 | 0.10219 | 0.52248 | 0.69148 | 0.65688 | 0.85008 | 0.01138 | 0.00079999 | 0.097018 | 0.29695 | 0.65688 | 0 | 0 | 0.85 | 0.85 | 0.85 | 0.85 | 0.88809 | 0.01138 | 0.38376 | 0.36574 | 0.0092363
2025-09-27 12:00 | 51765.8661 | 39252.4243 | 12316.8464 | 196.5954 | 0.55625 | 0.09637 | 0.096629 | 0.091687 | 270 | 12 | Spring | 0.24979 | 0.27224 | 0.27224 | 0.88874 | 0.38152 | 0.096629 | 0.55625 | 0.67553 | 0.65688 | 0.85008 | 0.011484 | 0.00080167 | 0.091687 | 0.31905 | 0.65688 | 0 | 0 | 0.85 | 0.85 | 0.85 | 0.85 | 0.88874 | 0.011484 | 0.39243 | 0.38938 | 0.0092363
2025-09-27 13:00 | 50498.3839 | 38373.7308 | 11935.6251 | 189.028 | 0.53904 | 0.092661 | 0.092993 | 0.086652 | 270 | 13 | Spring | 0.2448 | 0.25993 | 0.25993 | 0.88865 | 0.35645 | 0.092993 | 0.53904 | 0.66427 | 0.65688 | 0.85008 | 0.010123 | 0.00079999 | 0.086652 | 0.32335 | 0.65688 | 0 | 0 | 0.85 | 0.85 | 0.85 | 0.85 | 0.88865 | 0.010123 | 0.40028 | 0.37733 | 0.0092363
2025-09-27 14:00 | 50348.9219 | 39712.4324 | 10450.7242 | 185.7653 | 0.47198 | 0.091061 | 0.091406 | 0.08483 | 270 | 14 | Spring | 0.24385 | 0.25881 | 0.25881 | 0.88747 | 0.34975 | 0.091406 | 0.47198 | 0.65679 | 0.65688 | 0.85008 | 0.0099835 | 0.0013328 | 0.08483 | 0.32489 | 0.65688 | 0 | 0 | 0.85 | 0.85 | 0.85 | 0.85 | 0.88747 | 0.0099835 | 0.40115 | 0.33038 | 0.0094141
2025-09-27 15:00 | 50040.8387 | 41739.0824 | 8117.735 | 184.0213 | 0.36661 | 0.090207 | 0.090402 | 0.086679 | 270 | 15 | Spring | 0.24372 | 0.26351 | 0.26351 | 0.88663 | 0.34492 | 0.090402 | 0.36661 | 0.66692 | 0.65688 | 0.85008 | 0.010088 | 0.0013328 | 0.086679 | 0.33518 | 0.65688 | 0 | 0 | 0.85 | 0.85 | 0.85 | 0.85 | 0.88663 | 0.010088 | 0.4158 | 0.25663 | 0.0094141
2025-09-27 16:00 | 49519.9824 | 44241.0148 | 5094.5904 | 184.3772 | 0.23008 | 0.090381 | 0.090301 | 0.091821 | 270 | 16 | Spring | 0.24178 | 0.27908 | 0.27908 | 0.87629 | 0.34371 | 0.090301 | 0.23008 | 0.67652 | 0.66614 | 0.85008 | 0.010018 | 0.0013328 | 0.091821 | 0.36047 | 0.66614 | 0 | 0 | 0.85 | 0.85 | 0.85 | 0.85 | 0.87629 | 0.010018 | 0.43848 | 0.16106 | 0.0092363
2025-09-27 17:00 | 49040.0187 | 46777.1213 | 2070.5969 | 192.3005 | 0.093512 | 0.094265 | 0.094018 | 0.098732 | 270 | 17 | Spring | 0.24363 | 0.29823 | 0.29823 | 0.87688 | 0.36264 | 0.094018 | 0.093512 | 0.6679 | 0.66614 | 0.85008 | 0.010018 | 0.0035317 | 0.098732 | 0.37417 | 0.66614 | 0 | 0 | 0.85 | 0.85 | 0.85 | 0.85 | 0.87688 | 0.010018 | 0.48342 | 0.065459 | 0.28272
2025-09-27 18:00 | 49628.3333 | 49270.2454 | 134.1295 | 223.9584 | 0.0060576 | 0.10978 | 0.10967 | 0.11188 | 270 | 18 | Spring | 0.25066 | 0.31384 | 0.31384 | 0.87696 | 0.40118 | 0.10967 | 0.0060576 | 0.58773 | 0.66614 | 0.85008 | 0.010158 | 0.027398 | 0.11188 | 0.3962 | 0.66614 | 0 | 0 | 0.85 | 0.85 | 0.85 | 0.85 | 0.87696 | 0.010158 | 0.50599 | 0.0042403 | 0.42211
2025-09-27 19:00 | 48016.5509 | 47769.7609 | 0 | 246.79 | 0 | 0.12098 | 0.1208 | 0.12421 | 270 | 19 | Spring | 0.26664 | 0.33067 | 0.33067 | 0.8775 | 0.42487 | 0.1208 | 0 | 0.23069 | 0.66641 | 0.85008 | 0.010612 | 0.027398 | 0.12421 | 0.41363 | 0.66641 | 0 | 0 | 0.85 | 0.85 | 0.85 | 0.85 | 0.8775 | 0.010612 | 0.52452 | 0 | 0.39185
2025-09-27 20:00 | 46343.9507 | 46091.3133 | 0 | 252.6373 | 0 | 0.12384 | 0.12355 | 0.12913 | 270 | 20 | Spring | 0.28392 | 0.33907 | 0.33907 | 0.87706 | 0.44583 | 0.12355 | 0 | 0 | 0.66641 | 0.85008 | 0.010717 | 0.013216 | 0.12913 | 0.41376 | 0.66641 | 0 | 0 | 0.85 | 0.85 | 0.85 | 0.85 | 0.87706 | 0.010717 | 0.52178 | 0 | 0.34357
2025-09-27 21:00 | 43591.9393 | 43347.5267 | 0 | 244.4126 | 0 | 0.11981 | 0.11939 | 0.12739 | 270 | 21 | Spring | 0.28852 | 0.33774 | 0.33774 | 0.87764 | 0.44688 | 0.11939 | 0 | 0 | 0.66641 | 0.85008 | 0.010682 | 0.0013328 | 0.12739 | 0.40821 | 0.66641 | 0 | 0 | 0.85 | 0.85 | 0.85 | 0.85 | 0.87764 | 0.010682 | 0.49219 | 0 | 0.10075
2025-09-27 22:00 | 40406.7569 | 40178.0567 | 0 | 228.7002 | 0 | 0.11211 | 0.11137 | 0.12536 | 270 | 22 | Spring | 0.27883 | 0.33192 | 0.33192 | 0.87863 | 0.45017 | 0.11137 | 0 | 0 | 0.66641 | 0.85008 | 0.010717 | 0.0013328 | 0.12536 | 0.36384 | 0.66641 | 0 | 0 | 0.85 | 0.85 | 0.85 | 0.85 | 0.87863 | 0.010717 | 0.43629 | 0 | 0.081544
2025-09-27 23:00 | 36910.7916 | 36695.2662 | 0 | 215.5255 | 0 | 0.10565 | 0.10436 | 0.12889 | 270 | 23 | Spring | 0.26601 | 0.32932 | 0.32932 | 0.87267 | 0.42104 | 0.10436 | 0 | 0 | 0.65528 | 0.85008 | 0.011973 | 0.0013328 | 0.12889 | 0.30433 | 0.65528 | 0 | 0 | 0.85 | 0.85 | 0.85 | 0.85 | 0.87267 | 0.011973 | 0.38142 | 0 | 0.039465
2025-09-28 00:00 | 34291.5946 | 34084.9967 | 0 | 206.5979 | 0 | 0.10127 | 0.099542 | 0.13256 | 271 | 0 | Spring | 0.27877 | 0.32807 | 0.32807 | 0.86806 | 0.41526 | 0.099542 | 0 | 0 | 0.64562 | 0.85008 | 0.0133 | 0.00079999 | 0.13256 | 0.22892 | 0.64562 | 0 | 0 | 0.85 | 0.85 | 0.85 | 0.85 | 0.86806 | 0.0133 | 0.36461 | 0 | 0.048952
2025-09-28 01:00 | 33162.4624 | 32958.2321 | 0 | 204.2303 | 0 | 0.10011 | 0.098116 | 0.13621 | 271 | 1 | Spring | 0.27126 | 0.31736 | 0.31736 | 0.87726 | 0.38 | 0.098116 | 0 | 0 | 0.64562 | 0.85008 | 0.012357 | 0.00079999 | 0.13621 | 0.2248 | 0.64562 | 0 | 0 | 0.85 | 0.85 | 0.85 | 0.85 | 0.87726 | 0.012357 | 0.36019 | 0 | 0
2025-09-28 02:00 | 32647.8478 | 32441.4247 | 0 | 206.4231 | 0 | 0.10119 | 0.099181 | 0.13746 | 271 | 2 | Spring | 0.2611 | 0.30561 | 0.30561 | 0.87644 | 0.34552 | 0.099181 | 0 | 0 | 0.64562 | 0.85008 | 0.012462 | 0.00079999 | 0.13746 | 0.21959 | 0.64562 | 0 | 0 | 0.85 | 0.85 | 0.85 | 0.85 | 0.87644 | 0.012462 | 0.35507 | 0 | 0.0076969
2025-09-28 03:00 | 32329.6922 | 32114.0935 | 0 | 215.5986 | 0 | 0.10569 | 0.10402 | 0.13575 | 271 | 3 | Spring | 0.25348 | 0.29808 | 0.29808 | 0.87591 | 0.33422 | 0.10402 | 0 | 0 | 0.64562 | 0.85008 | 0.013439 | 0.00079999 | 0.13575 | 0.21762 | 0.64562 | 0 | 0 | 0.85 | 0.85 | 0.85 | 0.85 | 0.87591 | 0.013439 | 0.3547 | 0 | 0
2025-09-28 04:00 | 32331.0913 | 32107.5732 | 0 | 223.5182 | 0 | 0.10957 | 0.10816 | 0.135 | 271 | 4 | Spring | 0.24517 | 0.29516 | 0.29516 | 0.87706 | 0.32769 | 0.10816 | 0 | 0 | 0.64562 | 0.85008 | 0.013579 | 0.00079999 | 0.135 | 0.22054 | 0.64562 | 0 | 0 | 0.85 | 0.85 | 0.85 | 0.85 | 0.87706 | 0.013579 | 0.36068 | 0 | 0
2025-09-28 05:00 | 33830.0316 | 33600.957 | 0 | 229.0745 | 0 | 0.11229 | 0.11107 | 0.1343 | 271 | 5 | Spring | 0.24319 | 0.29542 | 0.29542 | 0.87925 | 0.32324 | 0.11107 | 0 | 0 | 0.64562 | 0.85008 | 0.013719 | 0.00079999 | 0.1343 | 0.24903 | 0.64562 | 0 | 0 | 0.85 | 0.85 | 0.85 | 0.85 | 0.87925 | 0.013719 | 0.38813 | 0 | 0
2025-09-28 06:00 | 35561.9288 | 35203.0954 | 130.342 | 228.4914 | 0.0058865 | 0.11201 | 0.11105 | 0.12921 | 271 | 6 | Spring | 0.25416 | 0.29826 | 0.29826 | 0.88123 | 0.35611 | 0.11105 | 0.0058865 | 0 | 0.6501 | 0.85008 | 0.013404 | 0.00083936 | 0.12921 | 0.30317 | 0.6501 | 0 | 0 | 0.85 | 0.85 | 0.85 | 0.85 | 0.88123 | 0.013404 | 0.4151 | 0.0041206 | 0
2025-09-28 07:00 | 39616.5981 | 37485.1772 | 1925.7618 | 205.6592 | 0.086971 | 0.10081 | 0.099844 | 0.11834 | 271 | 7 | Spring | 0.26383 | 0.30635 | 0.30635 | 0.88211 | 0.39696 | 0.099844 | 0.086971 | 0 | 0.65669 | 0.85008 | 0.012671 | 0.0010882 | 0.11834 | 0.29 | 0.65669 | 0 | 0 | 0.85 | 0.85 | 0.85 | 0.85 | 0.88211 | 0.012671 | 0.40054 | 0.06088 | 0.0096656
2025-09-28 08:00 | 43719.7214 | 38738.7292 | 4785.3176 | 195.6745 | 0.21611 | 0.095919 | 0.095384 | 0.10559 | 271 | 8 | Spring | 0.26441 | 0.30255 | 0.30255 | 0.88442 | 0.42633 | 0.095384 | 0.21611 | 0 | 0.65669 | 0.85008 | 0.012183 | 0.0010228 | 0.10559 | 0.28372 | 0.65669 | 0 | 0 | 0.85 | 0.85 | 0.85 | 0.85 | 0.88442 | 0.012183 | 0.39226 | 0.15128 | 0.029613
2025-09-28 09:00 | 47906.948 | 40141.1942 | 7572.0139 | 193.7399 | 0.34197 | 0.094971 | 0.09454 | 0.10275 | 271 | 9 | Spring | 0.25911 | 0.30095 | 0.30095 | 0.88542 | 0.45108 | 0.09454 | 0.34197 | 0.38061 | 0.65642 | 0.85008 | 0.011659 | 0.00079999 | 0.10275 | 0.26073 | 0.65642 | 0 | 0 | 0.85 | 0.85 | 0.85 | 0.85 | 0.88542 | 0.011659 | 0.37528 | 0.23938 | 0
2025-09-28 10:00 | 50172.24 | 40233.1468 | 9752.7234 | 186.3698 | 0.44045 | 0.091358 | 0.091045 | 0.097018 | 271 | 10 | Spring | 0.26146 | 0.29721 | 0.29721 | 0.88641 | 0.4463 | 0.091045 | 0.44045 | 0.64871 | 0.65688 | 0.85008 | 0.011484 | 0.00079999 | 0.097018 | 0.27476 | 0.65688 | 0 | 0 | 0.85 | 0.85 | 0.85 | 0.85 | 0.88641 | 0.011484 | 0.37825 | 0.30832 | 0
2025-09-28 11:00 | 51385.2261 | 40084.6254 | 11123.2186 | 177.3821 | 0.50235 | 0.086952 | 0.086766 | 0.090321 | 271 | 11 | Spring | 0.25473 | 0.28311 | 0.28311 | 0.88809 | 0.41276 | 0.086766 | 0.50235 | 0.69148 | 0.65688 | 0.85008 | 0.01138 | 0.00079999 | 0.090321 | 0.29695 | 0.65688 | 0 | 0 | 0.85 | 0.85 | 0.85 | 0.85 | 0.88809 | 0.01138 | 0.38376 | 0.35164 | 0.0092363
2025-09-28 12:00 | 51579.847 | 40120.6693 | 11292.763 | 166.4148 | 0.51 | 0.081576 | 0.081402 | 0.084723 | 271 | 12 | Spring | 0.24979 | 0.27224 | 0.27224 | 0.88874 | 0.38152 | 0.081402 | 0.51 | 0.67553 | 0.65688 | 0.85008 | 0.011484 | 0.00080167 | 0.084723 | 0.31905 | 0.65688 | 0 | 0 | 0.85 | 0.85 | 0.85 | 0.85 | 0.88874 | 0.011484 | 0.39243 | 0.357 | 0.0092363
2025-09-28 13:00 | 50264.8763 | 39627.5603 | 10481.9102 | 155.4058 | 0.47338 | 0.076179 | 0.076018 | 0.079098 | 271 | 13 | Spring | 0.2448 | 0.25993 | 0.25993 | 0.88865 | 0.35645 | 0.076018 | 0.47338 | 0.66427 | 0.65688 | 0.85008 | 0.010123 | 0.00079999 | 0.079098 | 0.32335 | 0.65688 | 0 | 0 | 0.85 | 0.85 | 0.85 | 0.85 | 0.88865 | 0.010123 | 0.40028 | 0.33137 | 0.0092363
2025-09-28 14:00 | 49814.363 | 40451.579 | 9215.1602 | 147.6238 | 0.41618 | 0.072365 | 0.07206 | 0.077866 | 271 | 14 | Spring | 0.24385 | 0.25881 | 0.25881 | 0.88747 | 0.34975 | 0.07206 | 0.41618 | 0.65679 | 0.65688 | 0.85008 | 0.0099835 | 0.0013328 | 0.077866 | 0.32489 | 0.65688 | 0 | 0 | 0.85 | 0.85 | 0.85 | 0.85 | 0.88747 | 0.0099835 | 0.40115 | 0.29132 | 0.0094141
2025-09-28 15:00 | 49183.1927 | 41591.2156 | 7447.7151 | 144.2621 | 0.33635 | 0.070717 | 0.070091 | 0.082018 | 271 | 15 | Spring | 0.24372 | 0.26351 | 0.26351 | 0.88663 | 0.34492 | 0.070091 | 0.33635 | 0.66692 | 0.65688 | 0.85008 | 0.010088 | 0.0013328 | 0.082018 | 0.33518 | 0.65688 | 0 | 0 | 0.85 | 0.85 | 0.85 | 0.85 | 0.88663 | 0.010088 | 0.4158 | 0.23545 | 0.0094141
2025-09-28 16:00 | 48248.7017 | 43179.8086 | 4922.6237 | 146.2693 | 0.22232 | 0.071701 | 0.070694 | 0.089893 | 271 | 16 | Spring | 0.24178 | 0.27908 | 0.27908 | 0.87629 | 0.34371 | 0.070694 | 0.22232 | 0.67652 | 0.66614 | 0.85008 | 0.010018 | 0.0013328 | 0.089893 | 0.36047 | 0.66614 | 0 | 0 | 0.85 | 0.85 | 0.85 | 0.85 | 0.87629 | 0.010018 | 0.43848 | 0.15562 | 0.0092363
2025-09-28 17:00 | 47712.5667 | 45526.3111 | 2033.3524 | 152.9032 | 0.09183 | 0.074953 | 0.073828 | 0.095277 | 271 | 17 | Spring | 0.24363 | 0.29823 | 0.29823 | 0.87688 | 0.36264 | 0.073828 | 0.09183 | 0.6679 | 0.66614 | 0.85008 | 0.010018 | 0.0035317 | 0.095277 | 0.37417 | 0.66614 | 0 | 0 | 0.85 | 0.85 | 0.85 | 0.85 | 0.87688 | 0.010018 | 0.48342 | 0.064281 | 0.28272
2025-09-28 18:00 | 48370.8167 | 48067.9813 | 123.7199 | 179.1155 | 0.0055874 | 0.087802 | 0.086987 | 0.10254 | 271 | 18 | Spring | 0.25066 | 0.31384 | 0.31384 | 0.87696 | 0.40118 | 0.086987 | 0.0055874 | 0.58773 | 0.66614 | 0.85008 | 0.010158 | 0.027398 | 0.10254 | 0.3962 | 0.66614 | 0 | 0 | 0.85 | 0.85 | 0.85 | 0.85 | 0.87696 | 0.010158 | 0.50599 | 0.0039112 | 0.42211
2025-09-28 19:00 | 46720.9426 | 46516.1441 | 0 | 204.7985 | 0 | 0.10039 | 0.10004 | 0.10666 | 271 | 19 | Spring | 0.26664 | 0.33067 | 0.33067 | 0.8775 | 0.42487 | 0.10004 | 0 | 0.23069 | 0.66641 | 0.85008 | 0.010612 | 0.027398 | 0.10666 | 0.41363 | 0.66641 | 0 | 0 | 0.85 | 0.85 | 0.85 | 0.85 | 0.8775 | 0.010612 | 0.52452 | 0 | 0.39185
2025-09-28 20:00 | 44862.9693 | 44645.5359 | 0 | 217.4334 | 0 | 0.10659 | 0.10653 | 0.10752 | 271 | 20 | Spring | 0.28392 | 0.33907 | 0.33907 | 0.87706 | 0.44583 | 0.10653 | 0 | 0 | 0.66641 | 0.85008 | 0.010717 | 0.013216 | 0.10752 | 0.41376 | 0.66641 | 0 | 0 | 0.85 | 0.85 | 0.85 | 0.85 | 0.87706 | 0.010717 | 0.52178 | 0 | 0.34357
2025-09-28 21:00 | 41962.8668 | 41738.5992 | 0 | 224.2675 | 0 | 0.10994 | 0.11017 | 0.1057 | 271 | 21 | Spring | 0.28852 | 0.33774 | 0.33774 | 0.87764 | 0.44688 | 0.11017 | 0 | 0 | 0.66641 | 0.85008 | 0.010682 | 0.0013328 | 0.1057 | 0.40821 | 0.66641 | 0 | 0 | 0.85 | 0.85 | 0.85 | 0.85 | 0.87764 | 0.010682 | 0.49219 | 0 | 0.10075
2025-09-28 22:00 | 38530.4103 | 38302.9995 | 0 | 227.4108 | 0 | 0.11148 | 0.11188 | 0.10422 | 271 | 22 | Spring | 0.27883 | 0.33192 | 0.33192 | 0.87863 | 0.45017 | 0.11188 | 0 | 0 | 0.66641 | 0.85008 | 0.010717 | 0.0013328 | 0.10422 | 0.36384 | 0.66641 | 0 | 0 | 0.85 | 0.85 | 0.85 | 0.85 | 0.87863 | 0.010717 | 0.43629 | 0 | 0.081544
2025-09-28 23:00 | 34776.6931 | 34549.8833 | 0 | 226.8099 | 0 | 0.11118 | 0.1116 | 0.10369 | 271 | 23 | Spring | 0.26601 | 0.32932 | 0.32932 | 0.87267 | 0.42104 | 0.1116 | 0 | 0 | 0.65528 | 0.85008 | 0.011973 | 0.0013328 | 0.10369 | 0.30433 | 0.65528 | 0 | 0 | 0.85 | 0.85 | 0.85 | 0.85 | 0.87267 | 0.011973 | 0.38142 | 0 | 0.039465
2025-09-29 00:00 | 53793.9161 | 53565.4603 | 0 | 228.4558 | 0 | 0.11199 | 0.11252 | 0.10237 | 272 | 0 | Fall | 0.40086 | 0.41408 | 0.41408 | 0.9324 | 0.29275 | 0.11252 | 0 | 0 | 0.65196 | 0.85008 | 0.011834 | 0.0070257 | 0.10237 | 0.40145 | 0.65196 | 0 | 0 | 0.85 | 0.85 | 0.85 | 0.85 | 0.9324 | 0.011834 | 0.52583 | 0 | 0.01542
2025-09-29 01:00 | 52976.5693 | 52745.2596 | 0 | 231.3098 | 0 | 0.11339 | 0.11405 | 0.10146 | 272 | 1 | Fall | 0.37675 | 0.40095 | 0.40095 | 0.93332 | 0.26062 | 0.11405 | 0 | 0 | 0.65196 | 0.85008 | 0.012078 | 0.0070257 | 0.10146 | 0.38521 | 0.65196 | 0 | 0 | 0.85 | 0.85 | 0.85 | 0.85 | 0.93332 | 0.012078 | 0.49927 | 0 | 0
2025-09-29 02:00 | 52779.5681 | 52548.7412 | 0 | 230.8269 | 0 | 0.11315 | 0.11385 | 0.10058 | 272 | 2 | Fall | 0.36036 | 0.37824 | 0.37824 | 0.93336 | 0.22473 | 0.11385 | 0 | 0 | 0.65196 | 0.85008 | 0.012357 | 0.0070257 | 0.10058 | 0.38017 | 0.65196 | 0 | 0 | 0.85 | 0.85 | 0.85 | 0.85 | 0.93336 | 0.012357 | 0.49291 | 0 | 0
2025-09-29 03:00 | 52875.657 | 52646.6645 | 0 | 228.9925 | 0 | 0.11225 | 0.113 | 0.098679 | 272 | 3 | Fall | 0.34783 | 0.36163 | 0.36163 | 0.93289 | 0.18289 | 0.113 | 0 | 0 | 0.64813 | 0.85008 | 0.012532 | 0.0070257 | 0.098679 | 0.37147 | 0.64813 | 0 | 0 | 0.85 | 0.85 | 0.85 | 0.85 | 0.93289 | 0.012532 | 0.48498 | 0 | 0
2025-09-29 04:00 | 53442.9416 | 53208.5047 | 0 | 234.4369 | 0 | 0.11492 | 0.11587 | 0.097661 | 272 | 4 | Fall | 0.34209 | 0.36519 | 0.36519 | 0.93361 | 0.16879 | 0.11587 | 0 | 0 | 0.65104 | 0.85008 | 0.012532 | 0.0070257 | 0.097661 | 0.37052 | 0.65104 | 0 | 0 | 0.85 | 0.85 | 0.85 | 0.85 | 0.93361 | 0.012532 | 0.48267 | 0 | 0
2025-09-29 05:00 | 57612.3593 | 57368.4328 | 0 | 243.9266 | 0 | 0.11957 | 0.1206 | 0.10106 | 272 | 5 | Fall | 0.34482 | 0.37756 | 0.37756 | 0.93576 | 0.17276 | 0.1206 | 0 | 0 | 0.65104 | 0.85008 | 0.012497 | 0.0064921 | 0.10106 | 0.37314 | 0.65104 | 0 | 0 | 0.85 | 0.85 | 0.85 | 0.85 | 0.93576 | 0.012497 | 0.48379 | 0 | 0
2025-09-29 06:00 | 64585.5679 | 64177.1662 | 158.0281 | 250.3736 | 0.0071369 | 0.12273 | 0.12383 | 0.10288 | 272 | 6 | Fall | 0.36517 | 0.39941 | 0.39941 | 0.93715 | 0.18574 | 0.12383 | 0.0071369 | 0 | 0.65331 | 0.85008 | 0.012462 | 0.0064921 | 0.10288 | 0.36964 | 0.65331 | 0 | 0 | 0.85 | 0.85 | 0.85 | 0.85 | 0.93715 | 0.012462 | 0.46504 | 0.0049958 | 0
2025-09-29 07:00 | 70621.2321 | 68006.2292 | 2385.5784 | 229.4245 | 0.10774 | 0.11246 | 0.11328 | 0.097634 | 272 | 7 | Fall | 0.38197 | 0.40891 | 0.40891 | 0.93839 | 0.20415 | 0.11328 | 0.10774 | 0 | 0.65331 | 0.85008 | 0.012392 | 0.0064921 | 0.097634 | 0.36205 | 0.65331 | 0 | 0 | 0.85 | 0.85 | 0.85 | 0.85 | 0.93839 | 0.012392 | 0.44968 | 0.075416 | 0
2025-09-29 08:00 | 72021.734 | 66076.4098 | 5733.7157 | 211.6085 | 0.25895 | 0.10373 | 0.10479 | 0.084643 | 272 | 8 | Fall | 0.39185 | 0.40697 | 0.40697 | 0.93566 | 0.21485 | 0.10479 | 0.25895 | 0.16223 | 0.65331 | 0.85008 | 0.012357 | 0.0064921 | 0.084643 | 0.40198 | 0.65331 | 0 | 0 | 0.85 | 0.85 | 0.85 | 0.85 | 0.93566 | 0.012357 | 0.45998 | 0.18126 | 0
2025-09-29 09:00 | 72760.336 | 63657.665 | 8881.5499 | 221.1211 | 0.40111 | 0.10839 | 0.10987 | 0.081723 | 272 | 9 | Fall | 0.39166 | 0.40877 | 0.40877 | 0.92982 | 0.21991 | 0.10987 | 0.40111 | 0.44952 | 0.65113 | 0.85008 | 0.012252 | 0.0064921 | 0.081723 | 0.39032 | 0.65113 | 0 | 0 | 0.85 | 0.85 | 0.85 | 0.85 | 0.92982 | 0.012252 | 0.46381 | 0.28078 | 0
2025-09-29 10:00 | 72461.9281 | 60935.8578 | 11301.4399 | 224.6305 | 0.5104 | 0.11011 | 0.11168 | 0.081857 | 272 | 10 | Fall | 0.40411 | 0.42068 | 0.42068 | 0.92508 | 0.22175 | 0.11168 | 0.5104 | 0.57836 | 0.66261 | 0.85008 | 0.012218 | 0.0064921 | 0.081857 | 0.44411 | 0.66261 | 0 | 0 | 0.85 | 0.85 | 0.85 | 0.85 | 0.92508 | 0.012218 | 0.49846 | 0.35728 | 0
2025-09-29 11:00 | 71093.3179 | 58123.7993 | 12743.0792 | 226.4394 | 0.5755 | 0.111 | 0.11256 | 0.082795 | 272 | 11 | Fall | 0.41644 | 0.43336 | 0.43336 | 0.9244 | 0.22921 | 0.11256 | 0.5755 | 0.61146 | 0.66261 | 0.85008 | 0.011903 | 0.0067811 | 0.082795 | 0.48314 | 0.66261 | 0 | 0 | 0.85 | 0.85 | 0.85 | 0.85 | 0.9244 | 0.011903 | 0.55063 | 0.40285 | 0
2025-09-29 12:00 | 70992.4508 | 57652.9226 | 13111.631 | 227.8972 | 0.59215 | 0.11171 | 0.11324 | 0.08408 | 272 | 12 | Fall | 0.43539 | 0.4543 | 0.4543 | 0.92402 | 0.24522 | 0.11324 | 0.59215 | 0.64788 | 0.66261 | 0.85008 | 0.011903 | 0.0064921 | 0.08408 | 0.53927 | 0.66261 | 0 | 0 | 0.85 | 0.85 | 0.85 | 0.85 | 0.92402 | 0.011903 | 0.58716 | 0.4145 | 0
2025-09-29 13:00 | 71303.344 | 58755.7657 | 12325.6408 | 221.9376 | 0.55665 | 0.10879 | 0.11005 | 0.086089 | 272 | 13 | Fall | 0.46136 | 0.47855 | 0.47855 | 0.92234 | 0.2669 | 0.11005 | 0.55665 | 0.6577 | 0.66261 | 0.85008 | 0.011694 | 0.0098579 | 0.086089 | 0.58521 | 0.66261 | 0 | 0 | 0.85 | 0.85 | 0.85 | 0.85 | 0.92234 | 0.011694 | 0.60493 | 0.38966 | 0
2025-09-29 14:00 | 71409.7795 | 60532.6001 | 10663.9403 | 213.2392 | 0.48161 | 0.10453 | 0.10559 | 0.085366 | 272 | 14 | Fall | 0.48366 | 0.49376 | 0.49376 | 0.92148 | 0.3113 | 0.10559 | 0.48161 | 0.654 | 0.66424 | 0.85008 | 0.011659 | 0.015065 | 0.085366 | 0.62713 | 0.66424 | 0 | 0 | 0.85 | 0.85 | 0.85 | 0.85 | 0.92148 | 0.011659 | 0.61302 | 0.33712 | 0
2025-09-29 15:00 | 71693.3405 | 63224.549 | 8262.4727 | 206.3188 | 0.37315 | 0.10114 | 0.10209 | 0.083839 | 272 | 15 | Fall | 0.50654 | 0.50702 | 0.50702 | 0.92059 | 0.39325 | 0.10209 | 0.37315 | 0.65838 | 0.66424 | 0.85008 | 0.011415 | 0.018179 | 0.083839 | 0.6525 | 0.66424 | 0 | 0 | 0.85 | 0.85 | 0.85 | 0.85 | 0.92059 | 0.011415 | 0.63439 | 0.2612 | 0.00017779
2025-09-29 16:00 | 72907.65 | 67434.4968 | 5272.2035 | 200.9496 | 0.2381 | 0.098505 | 0.099482 | 0.080839 | 272 | 16 | Fall | 0.52814 | 0.52024 | 0.52024 | 0.92028 | 0.45282 | 0.099482 | 0.2381 | 0.66367 | 0.66641 | 0.85008 | 0.011903 | 0.018609 | 0.080839 | 0.68032 | 0.66641 | 0 | 0 | 0.85 | 0.85 | 0.85 | 0.85 | 0.92028 | 0.011903 | 0.64677 | 0.16667 | 0.03688
2025-09-29 17:00 | 73451.6975 | 71059.4738 | 2188.74 | 203.4837 | 0.098848 | 0.099747 | 0.10077 | 0.081295 | 272 | 17 | Fall | 0.55921 | 0.52787 | 0.52787 | 0.92028 | 0.49849 | 0.10077 | 0.098848 | 0.6549 | 0.66641 | 0.85008 | 0.012497 | 0.02092 | 0.081295 | 0.69339 | 0.66641 | 0 | 0 | 0.85 | 0.85 | 0.85 | 0.85 | 0.92028 | 0.012497 | 0.65974 | 0.069194 | 0.46447
2025-09-29 18:00 | 73419.6807 | 73089.8976 | 117.3258 | 212.4574 | 0.0052987 | 0.10415 | 0.10527 | 0.083866 | 272 | 18 | Fall | 0.56981 | 0.53326 | 0.53326 | 0.92026 | 0.51472 | 0.10527 | 0.0052987 | 0.58607 | 0.66641 | 0.85008 | 0.012776 | 0.030806 | 0.083866 | 0.72066 | 0.66641 | 0 | 0 | 0.85 | 0.85 | 0.85 | 0.85 | 0.92026 | 0.012776 | 0.67697 | 0.0037091 | 0.42382
2025-09-29 19:00 | 70332.7123 | 70119.5887 | 0 | 213.1236 | 0 | 0.10447 | 0.10547 | 0.086464 | 272 | 19 | Fall | 0.58792 | 0.53844 | 0.53844 | 0.92081 | 0.51215 | 0.10547 | 0 | 0.30172 | 0.66641 | 0.85008 | 0.012985 | 0.040504 | 0.086464 | 0.70767 | 0.66641 | 0 | 0 | 0.85 | 0.85 | 0.85 | 0.85 | 0.92081 | 0.012985 | 0.6913 | 0 | 0.3403
2025-09-29 20:00 | 66797.3826 | 66587.6034 | 0 | 209.7791 | 0 | 0.10283 | 0.1035 | 0.090777 | 272 | 20 | Fall | 0.58769 | 0.53296 | 0.53296 | 0.92152 | 0.47501 | 0.1035 | 0 | 0.0006045 | 0.66641 | 0.85008 | 0.012671 | 0.027207 | 0.090777 | 0.69538 | 0.66641 | 0 | 0 | 0.85 | 0.85 | 0.85 | 0.85 | 0.92152 | 0.012671 | 0.69331 | 0 | 0.11348
2025-09-29 21:00 | 63358.3082 | 63152.0582 | 0 | 206.25 | 0 | 0.1011 | 0.10155 | 0.093 | 272 | 21 | Fall | 0.5589 | 0.51972 | 0.51972 | 0.92369 | 0.43894 | 0.10155 | 0 | 0 | 0.66478 | 0.85008 | 0.012741 | 0.015558 | 0.093 | 0.62275 | 0.66478 | 0 | 0 | 0.85 | 0.85 | 0.85 | 0.85 | 0.92369 | 0.012741 | 0.67279 | 0 | 0.16147
2025-09-29 22:00 | 59558.2667 | 59359.8795 | 0 | 198.3872 | 0 | 0.097249 | 0.097513 | 0.092464 | 272 | 22 | Fall | 0.51728 | 0.4948 | 0.4948 | 0.92621 | 0.40003 | 0.097513 | 0 | 0 | 0.66478 | 0.85008 | 0.012881 | 0.0070257 | 0.092464 | 0.54639 | 0.66478 | 0 | 0 | 0.85 | 0.85 | 0.85 | 0.85 | 0.92621 | 0.012881 | 0.63052 | 0 | 0.1153
2025-09-29 23:00 | 55464.1831 | 55271.2135 | 0 | 192.9696 | 0 | 0.094593 | 0.094942 | 0.088286 | 272 | 23 | Fall | 0.47532 | 0.45627 | 0.45627 | 0.92842 | 0.36928 | 0.094942 | 0 | 0 | 0.65567 | 0.85008 | 0.012252 | 0.0070257 | 0.088286 | 0.47566 | 0.65567 | 0 | 0 | 0.85 | 0.85 | 0.85 | 0.85 | 0.92842 | 0.012252 | 0.56646 | 0 | 0.067351
2025-09-30 00:00 | 53688.1501 | 53493.8903 | 0 | 194.2597 | 0 | 0.095225 | 0.095966 | 0.08183 | 273 | 0 | Fall | 0.40086 | 0.41408 | 0.41408 | 0.9324 | 0.29275 | 0.095966 | 0 | 0 | 0.65196 | 0.85008 | 0.011834 | 0.0070257 | 0.08183 | 0.40145 | 0.65196 | 0 | 0 | 0.85 | 0.85 | 0.85 | 0.85 | 0.9324 | 0.011834 | 0.52583 | 0 | 0.01542
2025-09-30 01:00 | 52976.5693 | 52776.1895 | 0 | 200.3798 | 0 | 0.098225 | 0.099161 | 0.081321 | 273 | 1 | Fall | 0.37675 | 0.40095 | 0.40095 | 0.93332 | 0.26062 | 0.099161 | 0 | 0 | 0.65196 | 0.85008 | 0.012078 | 0.0070257 | 0.081321 | 0.38521 | 0.65196 | 0 | 0 | 0.85 | 0.85 | 0.85 | 0.85 | 0.93332 | 0.012078 | 0.49927 | 0 | 0
2025-09-30 02:00 | 52779.5681 | 52567.118 | 0 | 212.4501 | 0 | 0.10414 | 0.10489 | 0.090696 | 273 | 2 | Fall | 0.36036 | 0.37824 | 0.37824 | 0.93336 | 0.22473 | 0.10489 | 0 | 0 | 0.65196 | 0.85008 | 0.012357 | 0.0070257 | 0.090696 | 0.38017 | 0.65196 | 0 | 0 | 0.85 | 0.85 | 0.85 | 0.85 | 0.93336 | 0.012357 | 0.49291 | 0 | 0
2025-09-30 03:00 | 52875.657 | 52646.6374 | 0 | 229.0195 | 0 | 0.11226 | 0.11244 | 0.1091 | 273 | 3 | Fall | 0.34783 | 0.36163 | 0.36163 | 0.93289 | 0.18289 | 0.11244 | 0 | 0 | 0.64813 | 0.85008 | 0.012532 | 0.0070257 | 0.1091 | 0.37147 | 0.64813 | 0 | 0 | 0.85 | 0.85 | 0.85 | 0.85 | 0.93289 | 0.012532 | 0.48498 | 0 | 0
2025-09-30 04:00 | 53442.9416 | 53195.9199 | 0 | 247.0217 | 0 | 0.12109 | 0.12058 | 0.13037 | 273 | 4 | Fall | 0.34209 | 0.36519 | 0.36519 | 0.93361 | 0.16879 | 0.12058 | 0 | 0 | 0.65104 | 0.85008 | 0.012532 | 0.0070257 | 0.13037 | 0.37052 | 0.65104 | 0 | 0 | 0.85 | 0.85 | 0.85 | 0.85 | 0.93361 | 0.012532 | 0.48267 | 0 | 0
2025-09-30 05:00 | 57612.3593 | 57346.5626 | 0 | 265.7968 | 0 | 0.13029 | 0.12935 | 0.14724 | 273 | 5 | Fall | 0.34482 | 0.37756 | 0.37756 | 0.93576 | 0.17276 | 0.12935 | 0 | 0 | 0.65104 | 0.85008 | 0.012497 | 0.0064921 | 0.14724 | 0.37314 | 0.65104 | 0 | 0 | 0.85 | 0.85 | 0.85 | 0.85 | 0.93576 | 0.012497 | 0.48379 | 0 | 0
2025-09-30 06:00 | 64585.5679 | 64196.4525 | 117.7931 | 271.3223 | 0.0053198 | 0.133 | 0.13199 | 0.15134 | 273 | 6 | Fall | 0.36517 | 0.39941 | 0.39941 | 0.93715 | 0.18574 | 0.13199 | 0.0053198 | 0 | 0.65331 | 0.85008 | 0.012462 | 0.0064921 | 0.15134 | 0.36964 | 0.65331 | 0 | 0 | 0.85 | 0.85 | 0.85 | 0.85 | 0.93715 | 0.012462 | 0.46504 | 0.0037238 | 0
2025-09-30 07:00 | 69446.8474 | 67274.5507 | 1922.1557 | 250.1411 | 0.086808 | 0.12262 | 0.12144 | 0.14392 | 273 | 7 | Fall | 0.38197 | 0.40891 | 0.40891 | 0.93839 | 0.20415 | 0.12144 | 0.086808 | 0 | 0.65331 | 0.85008 | 0.012392 | 0.0064921 | 0.14392 | 0.36205 | 0.65331 | 0 | 0 | 0.85 | 0.85 | 0.85 | 0.85 | 0.93839 | 0.012392 | 0.44968 | 0.060766 | 0
2025-09-30 08:00 | 70301.6114 | 65211.8153 | 4864.5562 | 225.2399 | 0.21969 | 0.11041 | 0.1087 | 0.14129 | 273 | 8 | Fall | 0.39185 | 0.40697 | 0.40697 | 0.93566 | 0.21485 | 0.1087 | 0.21969 | 0.16223 | 0.65331 | 0.85008 | 0.012357 | 0.0064921 | 0.14129 | 0.40198 | 0.65331 | 0 | 0 | 0.85 | 0.85 | 0.85 | 0.85 | 0.93566 | 0.012357 | 0.45998 | 0.15379 | 0
2025-09-30 09:00 | 72332.8416 | 64114.8863 | 7985.0968 | 232.8585 | 0.36062 | 0.11415 | 0.11212 | 0.1508 | 273 | 9 | Fall | 0.39166 | 0.40877 | 0.40877 | 0.92982 | 0.21991 | 0.11212 | 0.36062 | 0.44952 | 0.65113 | 0.85008 | 0.012252 | 0.0064921 | 0.1508 | 0.39032 | 0.65113 | 0 | 0 | 0.85 | 0.85 | 0.85 | 0.85 | 0.92982 | 0.012252 | 0.46381 | 0.25244 | 0
2025-09-30 10:00 | 72750.9295 | 61895.7553 | 10628.6034 | 226.5707 | 0.48001 | 0.11106 | 0.1089 | 0.15011 | 273 | 10 | Fall | 0.40411 | 0.42068 | 0.42068 | 0.92508 | 0.22175 | 0.1089 | 0.48001 | 0.57836 | 0.66261 | 0.85008 | 0.012218 | 0.0064921 | 0.15011 | 0.44411 | 0.66261 | 0 | 0 | 0.85 | 0.85 | 0.85 | 0.85 | 0.92508 | 0.012218 | 0.49846 | 0.33601 | 0
2025-09-30 11:00 | 71709.6131 | 59127.4861 | 12362.2041 | 219.9228 | 0.5583 | 0.10781 | 0.10581 | 0.14387 | 273 | 11 | Fall | 0.41644 | 0.43336 | 0.43336 | 0.9244 | 0.22921 | 0.10581 | 0.5583 | 0.61146 | 0.66261 | 0.85008 | 0.011903 | 0.0067811 | 0.14387 | 0.48314 | 0.66261 | 0 | 0 | 0.85 | 0.85 | 0.85 | 0.85 | 0.9244 | 0.011903 | 0.55063 | 0.39081 | 0
2025-09-30 12:00 | 71740.8814 | 58491.424 | 13033.0422 | 216.4151 | 0.5886 | 0.10609 | 0.10438 | 0.13685 | 273 | 12 | Fall | 0.43539 | 0.4543 | 0.4543 | 0.92402 | 0.24522 | 0.10438 | 0.5886 | 0.64788 | 0.66261 | 0.85008 | 0.011903 | 0.0064921 | 0.13685 | 0.53927 | 0.66261 | 0 | 0 | 0.85 | 0.85 | 0.85 | 0.85 | 0.92402 | 0.011903 | 0.58716 | 0.41202 | 0
2025-09-30 13:00 | 72091.5296 | 59296.9391 | 12579.7322 | 214.8583 | 0.56813 | 0.10532 | 0.10386 | 0.13173 | 273 | 13 | Fall | 0.46136 | 0.47855 | 0.47855 | 0.92234 | 0.2669 | 0.10386 | 0.56813 | 0.6577 | 0.66261 | 0.85008 | 0.011694 | 0.0098579 | 0.13173 | 0.58521 | 0.66261 | 0 | 0 | 0.85 | 0.85 | 0.85 | 0.85 | 0.92234 | 0.011694 | 0.60493 | 0.39769 | 0
2025-09-30 14:00 | 72222.9467 | 60920.1283 | 11080.7053 | 222.1132 | 0.50043 | 0.10888 | 0.10764 | 0.1313 | 273 | 14 | Fall | 0.48366 | 0.49376 | 0.49376 | 0.92148 | 0.3113 | 0.10764 | 0.50043 | 0.654 | 0.66424 | 0.85008 | 0.011659 | 0.015065 | 0.1313 | 0.62713 | 0.66424 | 0 | 0 | 0.85 | 0.85 | 0.85 | 0.85 | 0.92148 | 0.011659 | 0.61302 | 0.3503 | 0
2025-09-30 15:00 | 72562.8467 | 63498.24 | 8827.3867 | 237.22 | 0.39866 | 0.11628 | 0.11535 | 0.13312 | 273 | 15 | Fall | 0.50654 | 0.50702 | 0.50702 | 0.92059 | 0.39325 | 0.11535 | 0.39866 | 0.65838 | 0.66424 | 0.85008 | 0.011415 | 0.018179 | 0.13312 | 0.6525 | 0.66424 | 0 | 0 | 0.85 | 0.85 | 0.85 | 0.85 | 0.92059 | 0.011415 | 0.63439 | 0.27906 | 0.00017779
2025-09-30 16:00 | 74044.5489 | 68056.2327 | 5738.7385 | 249.5777 | 0.25917 | 0.12234 | 0.12156 | 0.13647 | 273 | 16 | Fall | 0.52814 | 0.52024 | 0.52024 | 0.92028 | 0.45282 | 0.12156 | 0.25917 | 0.66367 | 0.66641 | 0.85008 | 0.011903 | 0.018609 | 0.13647 | 0.68032 | 0.66641 | 0 | 0 | 0.85 | 0.85 | 0.85 | 0.85 | 0.92028 | 0.011903 | 0.64677 | 0.18142 | 0.03688
2025-09-30 17:00 | 75102.6051 | 72534.129 | 2309.8266 | 258.6495 | 0.10432 | 0.12679 | 0.12596 | 0.14178 | 273 | 17 | Fall | 0.55921 | 0.52787 | 0.52787 | 0.92028 | 0.49849 | 0.12596 | 0.10432 | 0.6549 | 0.66641 | 0.85008 | 0.012497 | 0.02092 | 0.14178 | 0.69339 | 0.66641 | 0 | 0 | 0.85 | 0.85 | 0.85 | 0.85 | 0.92028 | 0.012497 | 0.65974 | 0.073022 | 0.46447
2025-09-30 18:00 | 76115.9514 | 75710.7569 | 112.6185 | 292.576 | 0.0050861 | 0.14342 | 0.1432 | 0.14746 | 273 | 18 | Fall | 0.56981 | 0.53326 | 0.53326 | 0.92026 | 0.51472 | 0.1432 | 0.0050861 | 0.58607 | 0.66641 | 0.85008 | 0.012776 | 0.030806 | 0.14746 | 0.72066 | 0.66641 | 0 | 0 | 0.85 | 0.85 | 0.85 | 0.85 | 0.92026 | 0.012776 | 0.67697 | 0.0035603 | 0.42382
2025-09-30 19:00 | 73764.0646 | 73428.7946 | 0 | 335.27 | 0 | 0.16435 | 0.16493 | 0.15378 | 273 | 19 | Fall | 0.58792 | 0.53844 | 0.53844 | 0.92081 | 0.51215 | 0.16493 | 0 | 0.30172 | 0.66641 | 0.85008 | 0.012985 | 0.040504 | 0.15378 | 0.70767 | 0.66641 | 0 | 0 | 0.85 | 0.85 | 0.85 | 0.85 | 0.92081 | 0.012985 | 0.6913 | 0 | 0.3403
2025-09-30 20:00 | 70893.0168 | 70546.6028 | 0 | 346.414 | 0 | 0.16981 | 0.17054 | 0.15667 | 273 | 20 | Fall | 0.58769 | 0.53296 | 0.53296 | 0.92152 | 0.47501 | 0.17054 | 0 | 0.0006045 | 0.66641 | 0.85008 | 0.012671 | 0.027207 | 0.15667 | 0.69538 | 0.66641 | 0 | 0 | 0.85 | 0.85 | 0.85 | 0.85 | 0.92152 | 0.012671 | 0.69331 | 0 | 0.11348
2025-09-30 21:00 | 67825.8555 | 67487.9066 | 0 | 337.9489 | 0 | 0.16566 | 0.16624 | 0.15522 | 273 | 21 | Fall | 0.5589 | 0.51972 | 0.51972 | 0.92369 | 0.43894 | 0.16624 | 0 | 0 | 0.66478 | 0.85008 | 0.012741 | 0.015558 | 0.15522 | 0.62275 | 0.66478 | 0 | 0 | 0.85 | 0.85 | 0.85 | 0.85 | 0.92369 | 0.012741 | 0.67279 | 0 | 0.16147
2025-09-30 22:00 | 63289.3237 | 62959.4235 | 0 | 329.9002 | 0 | 0.16172 | 0.16206 | 0.15549 | 273 | 22 | Fall | 0.51728 | 0.4948 | 0.4948 | 0.92621 | 0.40003 | 0.16206 | 0 | 0 | 0.66478 | 0.85008 | 0.012881 | 0.0070257 | 0.15549 | 0.54639 | 0.66478 | 0 | 0 | 0.85 | 0.85 | 0.85 | 0.85 | 0.92621 | 0.012881 | 0.63052 | 0 | 0.1153
2025-09-30 23:00 | 58320.2456 | 57992.7722 | 0 | 327.4734 | 0 | 0.16053 | 0.16057 | 0.15967 | 273 | 23 | Fall | 0.47532 | 0.45627 | 0.45627 | 0.92842 | 0.36928 | 0.16057 | 0 | 0 | 0.65567 | 0.85008 | 0.012252 | 0.0070257 | 0.15967 | 0.47566 | 0.65567 | 0 | 0 | 0.85 | 0.85 | 0.85 | 0.85 | 0.92842 | 0.012252 | 0.56646 | 0 | 0.067351
2025-10-01 00:00 | 55257.6963 | 54925.9599 | 0 | 331.7365 | 0 | 0.16262 | 0.1626 | 0.16286 | 274 | 0 | Fall | 0.40086 | 0.41408 | 0.41408 | 0.9324 | 0.29275 | 0.1626 | 0 | 0 | 0.65196 | 0.85008 | 0.011834 | 0.0070257 | 0.16286 | 0.40145 | 0.65196 | 0 | 0 | 0.85 | 0.85 | 0.85 | 0.85 | 0.9324 | 0.011834 | 0.52583 | 0 | 0.01542
2025-10-01 01:00 | 53788.513 | 53452.5698 | 0 | 335.9432 | 0 | 0.16468 | 0.16475 | 0.16334 | 274 | 1 | Fall | 0.37675 | 0.40095 | 0.40095 | 0.93332 | 0.26062 | 0.16475 | 0 | 0 | 0.65196 | 0.85008 | 0.012078 | 0.0070257 | 0.16334 | 0.38521 | 0.65196 | 0 | 0 | 0.85 | 0.85 | 0.85 | 0.85 | 0.93332 | 0.012078 | 0.49927 | 0 | 0
2025-10-01 02:00 | 52981.5745 | 52642.3616 | 0 | 339.2129 | 0 | 0.16628 | 0.1665 | 0.16232 | 274 | 2 | Fall | 0.36036 | 0.37824 | 0.37824 | 0.93336 | 0.22473 | 0.1665 | 0 | 0 | 0.65196 | 0.85008 | 0.012357 | 0.0070257 | 0.16232 | 0.38017 | 0.65196 | 0 | 0 | 0.85 | 0.85 | 0.85 | 0.85 | 0.93336 | 0.012357 | 0.49291 | 0 | 0
2025-10-01 03:00 | 52741.5108 | 52400.8681 | 0 | 340.6427 | 0 | 0.16698 | 0.16744 | 0.15862 | 274 | 3 | Fall | 0.34783 | 0.36163 | 0.36163 | 0.93289 | 0.18289 | 0.16744 | 0 | 0 | 0.64813 | 0.85008 | 0.012532 | 0.0070257 | 0.15862 | 0.37147 | 0.64813 | 0 | 0 | 0.85 | 0.85 | 0.85 | 0.85 | 0.93289 | 0.012532 | 0.48498 | 0 | 0
2025-10-01 04:00 | 53285.0739 | 52941.6078 | 0 | 343.4661 | 0 | 0.16837 | 0.16891 | 0.15852 | 274 | 4 | Fall | 0.34209 | 0.36519 | 0.36519 | 0.93361 | 0.16879 | 0.16891 | 0 | 0 | 0.65104 | 0.85008 | 0.012532 | 0.0070257 | 0.15852 | 0.37052 | 0.65104 | 0 | 0 | 0.85 | 0.85 | 0.85 | 0.85 | 0.93361 | 0.012532 | 0.48267 | 0 | 0
2025-10-01 05:00 | 57453.1565 | 57102.6522 | 0 | 350.5042 | 0 | 0.17182 | 0.17245 | 0.16042 | 274 | 5 | Fall | 0.34482 | 0.37756 | 0.37756 | 0.93576 | 0.17276 | 0.17245 | 0 | 0 | 0.65104 | 0.85008 | 0.012497 | 0.0064921 | 0.16042 | 0.37314 | 0.65104 | 0 | 0 | 0.85 | 0.85 | 0.85 | 0.85 | 0.93576 | 0.012497 | 0.48379 | 0 | 0
2025-10-01 06:00 | 64377.7453 | 63872.7185 | 147.777 | 357.2498 | 0.0066739 | 0.17512 | 0.17594 | 0.16031 | 274 | 6 | Fall | 0.36517 | 0.39941 | 0.39941 | 0.93715 | 0.18574 | 0.17594 | 0.0066739 | 0 | 0.65331 | 0.85008 | 0.012462 | 0.0064921 | 0.16031 | 0.36964 | 0.65331 | 0 | 0 | 0.85 | 0.85 | 0.85 | 0.85 | 0.93715 | 0.012462 | 0.46504 | 0.0046717 | 0
2025-10-01 07:00 | 69174.8471 | 66225.9705 | 2616.6783 | 332.1984 | 0.11817 | 0.16284 | 0.16323 | 0.15592 | 274 | 7 | Fall | 0.38197 | 0.40891 | 0.40891 | 0.93839 | 0.20415 | 0.16323 | 0.11817 | 0 | 0.65331 | 0.85008 | 0.012392 | 0.0064921 | 0.15592 | 0.36205 | 0.65331 | 0 | 0 | 0.85 | 0.85 | 0.85 | 0.85 | 0.93839 | 0.012392 | 0.44968 | 0.082722 | 0
2025-10-01 08:00 | 69605.4156 | 63122.8154 | 6176.546 | 306.0541 | 0.27895 | 0.15003 | 0.15017 | 0.14748 | 274 | 8 | Fall | 0.39185 | 0.40697 | 0.40697 | 0.93566 | 0.21485 | 0.15017 | 0.27895 | 0.16223 | 0.65331 | 0.85008 | 0.012357 | 0.0064921 | 0.14748 | 0.40198 | 0.65331 | 0 | 0 | 0.85 | 0.85 | 0.85 | 0.85 | 0.93566 | 0.012357 | 0.45998 | 0.19526 | 0
2025-10-01 09:00 | 70058.8191 | 60448.7029 | 9288.9409 | 321.1754 | 0.41951 | 0.15744 | 0.15806 | 0.14617 | 274 | 9 | Fall | 0.39166 | 0.40877 | 0.40877 | 0.92982 | 0.21991 | 0.15806 | 0.41951 | 0.44952 | 0.65113 | 0.85008 | 0.012252 | 0.0064921 | 0.14617 | 0.39032 | 0.65113 | 0 | 0 | 0.85 | 0.85 | 0.85 | 0.85 | 0.92982 | 0.012252 | 0.46381 | 0.29366 | 0
2025-10-01 10:00 | 69616.1562 | 57752.7742 | 11546.0694 | 317.3127 | 0.52144 | 0.15555 | 0.15631 | 0.14164 | 274 | 10 | Fall | 0.40411 | 0.42068 | 0.42068 | 0.92508 | 0.22175 | 0.15631 | 0.52144 | 0.57836 | 0.66261 | 0.85008 | 0.012218 | 0.0064921 | 0.14164 | 0.44411 | 0.66261 | 0 | 0 | 0.85 | 0.85 | 0.85 | 0.85 | 0.92508 | 0.012218 | 0.49846 | 0.36501 | 0
2025-10-01 11:00 | 67492.3248 | 54247.3654 | 12940.7139 | 304.2455 | 0.58443 | 0.14914 | 0.14987 | 0.13602 | 274 | 11 | Fall | 0.41644 | 0.43336 | 0.43336 | 0.9244 | 0.22921 | 0.14987 | 0.58443 | 0.61146 | 0.66261 | 0.85008 | 0.011903 | 0.0067811 | 0.13602 | 0.48314 | 0.66261 | 0 | 0 | 0.85 | 0.85 | 0.85 | 0.85 | 0.9244 | 0.011903 | 0.55063 | 0.4091 | 0
2025-10-01 12:00 | 66833.9405 | 53147.3544 | 13396.807 | 289.7791 | 0.60503 | 0.14205 | 0.14271 | 0.13002 | 274 | 12 | Fall | 0.43539 | 0.4543 | 0.4543 | 0.92402 | 0.24522 | 0.14271 | 0.60503 | 0.64788 | 0.66261 | 0.85008 | 0.011903 | 0.0064921 | 0.13002 | 0.53927 | 0.66261 | 0 | 0 | 0.85 | 0.85 | 0.85 | 0.85 | 0.92402 | 0.011903 | 0.58716 | 0.42352 | 0
2025-10-01 13:00 | 66424.2829 | 53412.7294 | 12736.0241 | 275.5294 | 0.57518 | 0.13506 | 0.13526 | 0.13149 | 274 | 13 | Fall | 0.46136 | 0.47855 | 0.47855 | 0.92234 | 0.2669 | 0.13526 | 0.57518 | 0.6577 | 0.66261 | 0.85008 | 0.011694 | 0.0098579 | 0.13149 | 0.58521 | 0.66261 | 0 | 0 | 0.85 | 0.85 | 0.85 | 0.85 | 0.92234 | 0.011694 | 0.60493 | 0.40263 | 0
2025-10-01 14:00 | 65871.6853 | 54671.2375 | 10933.5796 | 266.8682 | 0.49378 | 0.13082 | 0.13062 | 0.13438 | 274 | 14 | Fall | 0.48366 | 0.49376 | 0.49376 | 0.92148 | 0.3113 | 0.13062 | 0.49378 | 0.654 | 0.66424 | 0.85008 | 0.011659 | 0.015065 | 0.13438 | 0.62713 | 0.66424 | 0 | 0 | 0.85 | 0.85 | 0.85 | 0.85 | 0.92148 | 0.011659 | 0.61302 | 0.34565 | 0
2025-10-01 15:00 | 65420.2972 | 56967.1421 | 8187.1034 | 266.0518 | 0.36975 | 0.13042 | 0.13008 | 0.13655 | 274 | 15 | Fall | 0.50654 | 0.50702 | 0.50702 | 0.92059 | 0.39325 | 0.13008 | 0.36975 | 0.65838 | 0.66424 | 0.85008 | 0.011415 | 0.018179 | 0.13655 | 0.6525 | 0.66424 | 0 | 0 | 0.85 | 0.85 | 0.85 | 0.85 | 0.92059 | 0.011415 | 0.63439 | 0.25882 | 0.00017779
2025-10-01 16:00 | 65622.7451 | 60260.5129 | 5091.5475 | 270.6847 | 0.22994 | 0.13269 | 0.13233 | 0.13921 | 274 | 16 | Fall | 0.52814 | 0.52024 | 0.52024 | 0.92028 | 0.45282 | 0.13233 | 0.22994 | 0.66367 | 0.66641 | 0.85008 | 0.011903 | 0.018609 | 0.13921 | 0.68032 | 0.66641 | 0 | 0 | 0.85 | 0.85 | 0.85 | 0.85 | 0.92028 | 0.011903 | 0.64677 | 0.16096 | 0.03688
2025-10-01 17:00 | 65787.6538 | 63488.8985 | 2026.8565 | 271.8987 | 0.091537 | 0.13328 | 0.13279 | 0.14221 | 274 | 17 | Fall | 0.55921 | 0.52787 | 0.52787 | 0.92028 | 0.49849 | 0.13279 | 0.091537 | 0.6549 | 0.66641 | 0.85008 | 0.012497 | 0.02092 | 0.14221 | 0.69339 | 0.66641 | 0 | 0 | 0.85 | 0.85 | 0.85 | 0.85 | 0.92028 | 0.012497 | 0.65974 | 0.064076 | 0.46447
2025-10-01 18:00 | 69623.6621 | 69248.3773 | 94.5728 | 280.712 | 0.0042711 | 0.1376 | 0.13693 | 0.14981 | 274 | 18 | Fall | 0.56981 | 0.53326 | 0.53326 | 0.92026 | 0.51472 | 0.13693 | 0.0042711 | 0.58607 | 0.66641 | 0.85008 | 0.012776 | 0.030806 | 0.14981 | 0.72066 | 0.66641 | 0 | 0 | 0.85 | 0.85 | 0.85 | 0.85 | 0.92026 | 0.012776 | 0.67697 | 0.0029898 | 0.42382
2025-10-01 19:00 | 68945.0913 | 68662.7893 | 0 | 282.302 | 0 | 0.13838 | 0.13765 | 0.15161 | 274 | 19 | Fall | 0.58792 | 0.53844 | 0.53844 | 0.92081 | 0.51215 | 0.13765 | 0 | 0.30172 | 0.66641 | 0.85008 | 0.012985 | 0.040504 | 0.15161 | 0.70767 | 0.66641 | 0 | 0 | 0.85 | 0.85 | 0.85 | 0.85 | 0.92081 | 0.012985 | 0.6913 | 0 | 0.3403
2025-10-01 20:00 | 67133.6096 | 66862.1718 | 0 | 271.4378 | 0 | 0.13306 | 0.13247 | 0.14371 | 274 | 20 | Fall | 0.58769 | 0.53296 | 0.53296 | 0.92152 | 0.47501 | 0.13247 | 0 | 0.0006045 | 0.66641 | 0.85008 | 0.012671 | 0.027207 | 0.14371 | 0.69538 | 0.66641 | 0 | 0 | 0.85 | 0.85 | 0.85 | 0.85 | 0.92152 | 0.012671 | 0.69331 | 0 | 0.11348
2025-10-01 21:00 | 64316.6288 | 64060.7012 | 0 | 255.9277 | 0 | 0.12545 | 0.12502 | 0.13339 | 274 | 21 | Fall | 0.5589 | 0.51972 | 0.51972 | 0.92369 | 0.43894 | 0.12502 | 0 | 0 | 0.66478 | 0.85008 | 0.012741 | 0.015558 | 0.13339 | 0.62275 | 0.66478 | 0 | 0 | 0.85 | 0.85 | 0.85 | 0.85 | 0.92369 | 0.012741 | 0.67279 | 0 | 0.16147
2025-10-01 22:00 | 59867.7291 | 59627.2171 | 0 | 240.512 | 0 | 0.1179 | 0.11774 | 0.1207 | 274 | 22 | Fall | 0.51728 | 0.4948 | 0.4948 | 0.92621 | 0.40003 | 0.11774 | 0 | 0 | 0.66478 | 0.85008 | 0.012881 | 0.0070257 | 0.1207 | 0.54639 | 0.66478 | 0 | 0 | 0.85 | 0.85 | 0.85 | 0.85 | 0.92621 | 0.012881 | 0.63052 | 0 | 0.1153
2025-10-01 23:00 | 55430.5494 | 55204.3096 | 0 | 226.2398 | 0 | 0.1109 | 0.11105 | 0.10816 | 274 | 23 | Fall | 0.47532 | 0.45627 | 0.45627 | 0.92842 | 0.36928 | 0.11105 | 0 | 0 | 0.65567 | 0.85008 | 0.012252 | 0.0070257 | 0.10816 | 0.47566 | 0.65567 | 0 | 0 | 0.85 | 0.85 | 0.85 | 0.85 | 0.92842 | 0.012252 | 0.56646 | 0 | 0.067351
2025-10-02 00:00 | 53564.3573 | 53346.7288 | 0 | 217.6286 | 0 | 0.10668 | 0.10694 | 0.10208 | 275 | 0 | Fall | 0.40086 | 0.41408 | 0.41408 | 0.9324 | 0.29275 | 0.10694 | 0 | 0 | 0.65196 | 0.85008 | 0.011834 | 0.0070257 | 0.10208 | 0.40145 | 0.65196 | 0 | 0 | 0.85 | 0.85 | 0.85 | 0.85 | 0.9324 | 0.011834 | 0.52583 | 0 | 0.01542
2025-10-02 01:00 | 52872.0182 | 52655.7182 | 0 | 216.3 | 0 | 0.10603 | 0.10647 | 0.098009 | 275 | 1 | Fall | 0.37675 | 0.40095 | 0.40095 | 0.93332 | 0.26062 | 0.10647 | 0 | 0 | 0.65196 | 0.85008 | 0.012078 | 0.0070257 | 0.098009 | 0.38521 | 0.65196 | 0 | 0 | 0.85 | 0.85 | 0.85 | 0.85 | 0.93332 | 0.012078 | 0.49927 | 0 | 0
2025-10-02 02:00 | 52754.7207 | 52536.6528 | 0 | 218.0679 | 0 | 0.1069 | 0.10778 | 0.090937 | 275 | 2 | Fall | 0.36036 | 0.37824 | 0.37824 | 0.93336 | 0.22473 | 0.10778 | 0 | 0 | 0.65196 | 0.85008 | 0.012357 | 0.0070257 | 0.090937 | 0.38017 | 0.65196 | 0 | 0 | 0.85 | 0.85 | 0.85 | 0.85 | 0.93336 | 0.012357 | 0.49291 | 0 | 0
2025-10-02 03:00 | 52741.5108 | 52520.2389 | 0 | 221.272 | 0 | 0.10847 | 0.10993 | 0.082045 | 275 | 3 | Fall | 0.34783 | 0.36163 | 0.36163 | 0.93289 | 0.18289 | 0.10993 | 0 | 0 | 0.64813 | 0.85008 | 0.012532 | 0.0070257 | 0.082045 | 0.37147 | 0.64813 | 0 | 0 | 0.85 | 0.85 | 0.85 | 0.85 | 0.93289 | 0.012532 | 0.48498 | 0 | 0
2025-10-02 04:00 | 53285.0739 | 53061.3771 | 0 | 223.6969 | 0 | 0.10966 | 0.11135 | 0.078937 | 275 | 4 | Fall | 0.34209 | 0.36519 | 0.36519 | 0.93361 | 0.16879 | 0.11135 | 0 | 0 | 0.65104 | 0.85008 | 0.012532 | 0.0070257 | 0.078937 | 0.37052 | 0.65104 | 0 | 0 | 0.85 | 0.85 | 0.85 | 0.85 | 0.93361 | 0.012532 | 0.48267 | 0 | 0
2025-10-02 05:00 | 57453.1565 | 57225.6842 | 0 | 227.4723 | 0 | 0.11151 | 0.1133 | 0.079018 | 275 | 5 | Fall | 0.34482 | 0.37756 | 0.37756 | 0.93576 | 0.17276 | 0.1133 | 0 | 0 | 0.65104 | 0.85008 | 0.012497 | 0.0064921 | 0.079018 | 0.37314 | 0.65104 | 0 | 0 | 0.85 | 0.85 | 0.85 | 0.85 | 0.93576 | 0.012497 | 0.48379 | 0 | 0
2025-10-02 06:00 | 64377.7453 | 64047.1585 | 102.505 | 228.0819 | 0.0046293 | 0.1118 | 0.1134 | 0.082902 | 275 | 6 | Fall | 0.36517 | 0.39941 | 0.39941 | 0.93715 | 0.18574 | 0.1134 | 0.0046293 | 0 | 0.65331 | 0.85008 | 0.012462 | 0.0064921 | 0.082902 | 0.36964 | 0.65331 | 0 | 0 | 0.85 | 0.85 | 0.85 | 0.85 | 0.93715 | 0.012462 | 0.46504 | 0.0032405 | 0
2025-10-02 07:00 | 68409.5525 | 66290.0143 | 1900.9725 | 218.5657 | 0.085852 | 0.10714 | 0.10788 | 0.093777 | 275 | 7 | Fall | 0.38197 | 0.40891 | 0.40891 | 0.93839 | 0.20415 | 0.10788 | 0.085852 | 0 | 0.65331 | 0.85008 | 0.012392 | 0.0064921 | 0.093777 | 0.36205 | 0.65331 | 0 | 0 | 0.85 | 0.85 | 0.85 | 0.85 | 0.93839 | 0.012392 | 0.44968 | 0.060096 | 0
2025-10-02 08:00 | 67109.2817 | 62155.957 | 4749.2605 | 204.0642 | 0.21449 | 0.10003 | 0.099924 | 0.10197 | 275 | 8 | Fall | 0.39185 | 0.40697 | 0.40697 | 0.93566 | 0.21485 | 0.099924 | 0.21449 | 0.16223 | 0.65331 | 0.85008 | 0.012357 | 0.0064921 | 0.10197 | 0.40198 | 0.65331 | 0 | 0 | 0.85 | 0.85 | 0.85 | 0.85 | 0.93566 | 0.012357 | 0.45998 | 0.15014 | 0
2025-10-02 09:00 | 66248.2489 | 58467.8719 | 7546.7789 | 233.5981 | 0.34083 | 0.11451 | 0.11451 | 0.11451 | 275 | 9 | Fall | 0.39166 | 0.40877 | 0.40877 | 0.92982 | 0.21991 | 0.11451 | 0.34083 | 0.44952 | 0.65113 | 0.85008 | 0.012252 | 0.0064921 | 0.11451 | 0.39032 | 0.65113 | 0 | 0 | 0.85 | 0.85 | 0.85 | 0.85 | 0.92982 | 0.012252 | 0.46381 | 0.23858 | 0
2025-10-02 10:00 | 65231.9549 | 55299.2981 | 9675.6924 | 256.9644 | 0.43697 | 0.12596 | 0.12534 | 0.13728 | 275 | 10 | Fall | 0.40411 | 0.42068 | 0.42068 | 0.92508 | 0.22175 | 0.12534 | 0.43697 | 0.57836 | 0.66261 | 0.85008 | 0.012218 | 0.0064921 | 0.13728 | 0.44411 | 0.66261 | 0 | 0 | 0.85 | 0.85 | 0.85 | 0.85 | 0.92508 | 0.012218 | 0.49846 | 0.30588 | 0
2025-10-02 11:00 | 62693.3843 | 51706.195 | 10717.0721 | 270.1171 | 0.484 | 0.13241 | 0.13102 | 0.1575 | 275 | 11 | Fall | 0.41644 | 0.43336 | 0.43336 | 0.9244 | 0.22921 | 0.13102 | 0.484 | 0.61146 | 0.66261 | 0.85008 | 0.011903 | 0.0067811 | 0.1575 | 0.48314 | 0.66261 | 0 | 0 | 0.85 | 0.85 | 0.85 | 0.85 | 0.9244 | 0.011903 | 0.55063 | 0.3388 | 0
2025-10-02 12:00 | 61634.6939 | 50510.3373 | 10850.1175 | 274.2392 | 0.49001 | 0.13443 | 0.13243 | 0.17062 | 275 | 12 | Fall | 0.43539 | 0.4543 | 0.4543 | 0.92402 | 0.24522 | 0.13243 | 0.49001 | 0.64788 | 0.66261 | 0.85008 | 0.011903 | 0.0064921 | 0.17062 | 0.53927 | 0.66261 | 0 | 0 | 0.85 | 0.85 | 0.85 | 0.85 | 0.92402 | 0.011903 | 0.58716 | 0.34301 | 0
2025-10-02 13:00 | 61626.8594 | 51157.5114 | 10198.3423 | 271.0058 | 0.46058 | 0.13285 | 0.1302 | 0.1807 | 275 | 13 | Fall | 0.46136 | 0.47855 | 0.47855 | 0.92234 | 0.2669 | 0.1302 | 0.46058 | 0.6577 | 0.66261 | 0.85008 | 0.011694 | 0.0098579 | 0.1807 | 0.58521 | 0.66261 | 0 | 0 | 0.85 | 0.85 | 0.85 | 0.85 | 0.92234 | 0.011694 | 0.60493 | 0.3224 | 0
2025-10-02 14:00 | 61996.0423 | 53057.8679 | 8668.6873 | 269.4871 | 0.3915 | 0.1321 | 0.12907 | 0.18683 | 275 | 14 | Fall | 0.48366 | 0.49376 | 0.49376 | 0.92148 | 0.3113 | 0.12907 | 0.3915 | 0.654 | 0.66424 | 0.85008 | 0.011659 | 0.015065 | 0.18683 | 0.62713 | 0.66424 | 0 | 0 | 0.85 | 0.85 | 0.85 | 0.85 | 0.92148 | 0.011659 | 0.61302 | 0.27405 | 0
2025-10-02 15:00 | 62332.2229 | 55540.4263 | 6514.7994 | 276.9973 | 0.29422 | 0.13578 | 0.13271 | 0.19133 | 275 | 15 | Fall | 0.50654 | 0.50702 | 0.50702 | 0.92059 | 0.39325 | 0.13271 | 0.29422 | 0.65838 | 0.66424 | 0.85008 | 0.011415 | 0.018179 | 0.19133 | 0.6525 | 0.66424 | 0 | 0 | 0.85 | 0.85 | 0.85 | 0.85 | 0.92059 | 0.011415 | 0.63439 | 0.20596 | 0.00017779
2025-10-02 16:00 | 63330.9657 | 58876.4629 | 4151.3095 | 303.1934 | 0.18748 | 0.14862 | 0.14599 | 0.19626 | 275 | 16 | Fall | 0.52814 | 0.52024 | 0.52024 | 0.92028 | 0.45282 | 0.14599 | 0.18748 | 0.66367 | 0.66641 | 0.85008 | 0.011903 | 0.018609 | 0.19626 | 0.68032 | 0.66641 | 0 | 0 | 0.85 | 0.85 | 0.85 | 0.85 | 0.92028 | 0.011903 | 0.64677 | 0.13124 | 0.03688
2025-10-02 17:00 | 65330.4894 | 63359.2254 | 1635.8769 | 335.387 | 0.07388 | 0.16441 | 0.16236 | 0.20135 | 275 | 17 | Fall | 0.55921 | 0.52787 | 0.52787 | 0.92028 | 0.49849 | 0.16236 | 0.07388 | 0.6549 | 0.66641 | 0.85008 | 0.012497 | 0.02092 | 0.20135 | 0.69339 | 0.66641 | 0 | 0 | 0.85 | 0.85 | 0.85 | 0.85 | 0.92028 | 0.012497 | 0.65974 | 0.051716 | 0.46447
2025-10-02 18:00 | 69623.6621 | 69194.5703 | 67.4045 | 361.6872 | 0.0030441 | 0.1773 | 0.1754 | 0.21161 | 275 | 18 | Fall | 0.56981 | 0.53326 | 0.53326 | 0.92026 | 0.51472 | 0.1754 | 0.0030441 | 0.58607 | 0.66641 | 0.85008 | 0.012776 | 0.030806 | 0.21161 | 0.72066 | 0.66641 | 0 | 0 | 0.85 | 0.85 | 0.85 | 0.85 | 0.92026 | 0.012776 | 0.67697 | 0.0021309 | 0.42382
2025-10-02 19:00 | 68945.0913 | 68574.2867 | 0 | 370.8045 | 0 | 0.18177 | 0.17976 | 0.21806 | 275 | 19 | Fall | 0.58792 | 0.53844 | 0.53844 | 0.92081 | 0.51215 | 0.17976 | 0 | 0.30172 | 0.66641 | 0.85008 | 0.012985 | 0.040504 | 0.21806 | 0.70767 | 0.66641 | 0 | 0 | 0.85 | 0.85 | 0.85 | 0.85 | 0.92081 | 0.012985 | 0.6913 | 0 | 0.3403
2025-10-02 20:00 | 67133.6096 | 66757.4995 | 0 | 376.1101 | 0 | 0.18437 | 0.18265 | 0.21538 | 275 | 20 | Fall | 0.58769 | 0.53296 | 0.53296 | 0.92152 | 0.47501 | 0.18265 | 0 | 0.0006045 | 0.66641 | 0.85008 | 0.012671 | 0.027207 | 0.21538 | 0.69538 | 0.66641 | 0 | 0 | 0.85 | 0.85 | 0.85 | 0.85 | 0.92152 | 0.012671 | 0.69331 | 0 | 0.11348
2025-10-02 21:00 | 64316.6288 | 63936.9607 | 0 | 379.6681 | 0 | 0.18611 | 0.185 | 0.20617 | 275 | 21 | Fall | 0.5589 | 0.51972 | 0.51972 | 0.92369 | 0.43894 | 0.185 | 0 | 0 | 0.66478 | 0.85008 | 0.012741 | 0.015558 | 0.20617 | 0.62275 | 0.66478 | 0 | 0 | 0.85 | 0.85 | 0.85 | 0.85 | 0.92369 | 0.012741 | 0.67279 | 0 | 0.16147
2025-10-02 22:00 | 59867.7291 | 59486.2208 | 0 | 381.5083 | 0 | 0.18701 | 0.18657 | 0.19505 | 275 | 22 | Fall | 0.51728 | 0.4948 | 0.4948 | 0.92621 | 0.40003 | 0.18657 | 0 | 0 | 0.66478 | 0.85008 | 0.012881 | 0.0070257 | 0.19505 | 0.54639 | 0.66478 | 0 | 0 | 0.85 | 0.85 | 0.85 | 0.85 | 0.92621 | 0.012881 | 0.63052 | 0 | 0.1153
2025-10-02 23:00 | 55430.5494 | 55036.2521 | 0 | 394.2973 | 0 | 0.19328 | 0.19316 | 0.19554 | 275 | 23 | Fall | 0.47532 | 0.45627 | 0.45627 | 0.92842 | 0.36928 | 0.19316 | 0 | 0 | 0.65567 | 0.85008 | 0.012252 | 0.0070257 | 0.19554 | 0.47566 | 0.65567 | 0 | 0 | 0.85 | 0.85 | 0.85 | 0.85 | 0.92842 | 0.012252 | 0.56646 | 0 | 0.067351
2025-10-03 00:00 | 53564.3573 | 53159.1017 | 0 | 405.2557 | 0 | 0.19865 | 0.1983 | 0.20504 | 276 | 0 | Fall | 0.40086 | 0.41408 | 0.41408 | 0.9324 | 0.29275 | 0.1983 | 0 | 0 | 0.65196 | 0.85008 | 0.011834 | 0.0070257 | 0.20504 | 0.40145 | 0.65196 | 0 | 0 | 0.85 | 0.85 | 0.85 | 0.85 | 0.9324 | 0.011834 | 0.52583 | 0 | 0.01542
2025-10-03 01:00 | 52872.0182 | 52456.5124 | 0 | 415.5058 | 0 | 0.20368 | 0.20318 | 0.21265 | 276 | 1 | Fall | 0.37675 | 0.40095 | 0.40095 | 0.93332 | 0.26062 | 0.20318 | 0 | 0 | 0.65196 | 0.85008 | 0.012078 | 0.0070257 | 0.21265 | 0.38521 | 0.65196 | 0 | 0 | 0.85 | 0.85 | 0.85 | 0.85 | 0.93332 | 0.012078 | 0.49927 | 0 | 0
2025-10-03 02:00 | 52754.7207 | 52331.7703 | 0 | 422.9504 | 0 | 0.20733 | 0.2065 | 0.22235 | 276 | 2 | Fall | 0.36036 | 0.37824 | 0.37824 | 0.93336 | 0.22473 | 0.2065 | 0 | 0 | 0.65196 | 0.85008 | 0.012357 | 0.0070257 | 0.22235 | 0.38017 | 0.65196 | 0 | 0 | 0.85 | 0.85 | 0.85 | 0.85 | 0.93336 | 0.012357 | 0.49291 | 0 | 0
2025-10-03 03:00 | 52741.5108 | 52314.2882 | 0 | 427.2227 | 0 | 0.20942 | 0.20825 | 0.23071 | 276 | 3 | Fall | 0.34783 | 0.36163 | 0.36163 | 0.93289 | 0.18289 | 0.20825 | 0 | 0 | 0.64813 | 0.85008 | 0.012532 | 0.0070257 | 0.23071 | 0.37147 | 0.64813 | 0 | 0 | 0.85 | 0.85 | 0.85 | 0.85 | 0.93289 | 0.012532 | 0.48498 | 0 | 0
2025-10-03 04:00 | 53285.0739 | 52845.5942 | 0 | 439.4797 | 0 | 0.21543 | 0.21405 | 0.24037 | 276 | 4 | Fall | 0.34209 | 0.36519 | 0.36519 | 0.93361 | 0.16879 | 0.21405 | 0 | 0 | 0.65104 | 0.85008 | 0.012532 | 0.0070257 | 0.24037 | 0.37052 | 0.65104 | 0 | 0 | 0.85 | 0.85 | 0.85 | 0.85 | 0.93361 | 0.012532 | 0.48267 | 0 | 0
2025-10-03 05:00 | 57453.1565 | 57003.3088 | 0 | 449.8476 | 0 | 0.22051 | 0.21879 | 0.25162 | 276 | 5 | Fall | 0.34482 | 0.37756 | 0.37756 | 0.93576 | 0.17276 | 0.21879 | 0 | 0 | 0.65104 | 0.85008 | 0.012497 | 0.0064921 | 0.25162 | 0.37314 | 0.65104 | 0 | 0 | 0.85 | 0.85 | 0.85 | 0.85 | 0.93576 | 0.012497 | 0.48379 | 0 | 0
2025-10-03 06:00 | 64377.7453 | 63846.2026 | 86.6267 | 444.9161 | 0.0039122 | 0.2181 | 0.2161 | 0.25417 | 276 | 6 | Fall | 0.36517 | 0.39941 | 0.39941 | 0.93715 | 0.18574 | 0.2161 | 0.0039122 | 0 | 0.65331 | 0.85008 | 0.012462 | 0.0064921 | 0.25417 | 0.36964 | 0.65331 | 0 | 0 | 0.85 | 0.85 | 0.85 | 0.85 | 0.93715 | 0.012462 | 0.46504 | 0.0027386 | 0
2025-10-03 07:00 | 68461.1582 | 66277.5777 | 1759.3356 | 424.2449 | 0.079455 | 0.20796 | 0.20592 | 0.24498 | 276 | 7 | Fall | 0.38197 | 0.40891 | 0.40891 | 0.93839 | 0.20415 | 0.20592 | 0.079455 | 0 | 0.65331 | 0.85008 | 0.012392 | 0.0064921 | 0.24498 | 0.36205 | 0.65331 | 0 | 0 | 0.85 | 0.85 | 0.85 | 0.85 | 0.93839 | 0.012392 | 0.44968 | 0.055619 | 0
2025-10-03 08:00 | 67109.2817 | 62488.7046 | 4202.1343 | 418.4428 | 0.18978 | 0.20512 | 0.20399 | 0.22559 | 276 | 8 | Fall | 0.39185 | 0.40697 | 0.40697 | 0.93566 | 0.21485 | 0.20399 | 0.18978 | 0.16223 | 0.65331 | 0.85008 | 0.012357 | 0.0064921 | 0.22559 | 0.40198 | 0.65331 | 0 | 0 | 0.85 | 0.85 | 0.85 | 0.85 | 0.93566 | 0.012357 | 0.45998 | 0.13284 | 0
2025-10-03 09:00 | 66248.2489 | 59236.5454 | 6571.1968 | 440.5067 | 0.29677 | 0.21593 | 0.21602 | 0.21439 | 276 | 9 | Fall | 0.39166 | 0.40877 | 0.40877 | 0.92982 | 0.21991 | 0.21602 | 0.29677 | 0.44952 | 0.65113 | 0.85008 | 0.012252 | 0.0064921 | 0.21439 | 0.39032 | 0.65113 | 0 | 0 | 0.85 | 0.85 | 0.85 | 0.85 | 0.92982 | 0.012252 | 0.46381 | 0.20774 | 0
2025-10-03 10:00 | 65231.9549 | 56109.7689 | 8658.9525 | 463.2336 | 0.39106 | 0.22708 | 0.22785 | 0.21303 | 276 | 10 | Fall | 0.40411 | 0.42068 | 0.42068 | 0.92508 | 0.22175 | 0.22785 | 0.39106 | 0.57836 | 0.66261 | 0.85008 | 0.012218 | 0.0064921 | 0.21303 | 0.44411 | 0.66261 | 0 | 0 | 0.85 | 0.85 | 0.85 | 0.85 | 0.92508 | 0.012218 | 0.49846 | 0.27374 | 0
2025-10-03 11:00 | 62693.3843 | 52345.617 | 9867.5755 | 480.1917 | 0.44564 | 0.23539 | 0.23673 | 0.2111 | 276 | 11 | Fall | 0.41644 | 0.43336 | 0.43336 | 0.9244 | 0.22921 | 0.23673 | 0.44564 | 0.61146 | 0.66261 | 0.85008 | 0.011903 | 0.0067811 | 0.2111 | 0.48314 | 0.66261 | 0 | 0 | 0.85 | 0.85 | 0.85 | 0.85 | 0.9244 | 0.011903 | 0.55063 | 0.31195 | 0
2025-10-03 12:00 | 61634.6939 | 51099.6238 | 10057.2593 | 477.8108 | 0.45421 | 0.23422 | 0.23579 | 0.2059 | 276 | 12 | Fall | 0.43539 | 0.4543 | 0.4543 | 0.92402 | 0.24522 | 0.23579 | 0.45421 | 0.64788 | 0.66261 | 0.85008 | 0.011903 | 0.0064921 | 0.2059 | 0.53927 | 0.66261 | 0 | 0 | 0.85 | 0.85 | 0.85 | 0.85 | 0.92402 | 0.011903 | 0.58716 | 0.31794 | 0
2025-10-03 13:00 | 61650.4754 | 51988.5596 | 9189.294 | 472.6218 | 0.41501 | 0.23168 | 0.23314 | 0.20531 | 276 | 13 | Fall | 0.46136 | 0.47855 | 0.47855 | 0.92234 | 0.2669 | 0.23314 | 0.41501 | 0.6577 | 0.66261 | 0.85008 | 0.011694 | 0.0098579 | 0.20531 | 0.58521 | 0.66261 | 0 | 0 | 0.85 | 0.85 | 0.85 | 0.85 | 0.92234 | 0.011694 | 0.60493 | 0.2905 | 0
2025-10-03 14:00 | 61711.9753 | 53280.7938 | 7963.7084 | 467.4731 | 0.35966 | 0.22915 | 0.23034 | 0.20764 | 276 | 14 | Fall | 0.48366 | 0.49376 | 0.49376 | 0.92148 | 0.3113 | 0.23034 | 0.35966 | 0.654 | 0.66424 | 0.85008 | 0.011659 | 0.015065 | 0.20764 | 0.62713 | 0.66424 | 0 | 0 | 0.85 | 0.85 | 0.85 | 0.85 | 0.92148 | 0.011659 | 0.61302 | 0.25176 | 0
2025-10-03 15:00 | 62139.3009 | 55176.6002 | 6502.5659 | 460.1348 | 0.29367 | 0.22556 | 0.22653 | 0.20802 | 276 | 15 | Fall | 0.50654 | 0.50702 | 0.50702 | 0.92059 | 0.39325 | 0.22653 | 0.29367 | 0.65838 | 0.66424 | 0.85008 | 0.011415 | 0.018179 | 0.20802 | 0.6525 | 0.66424 | 0 | 0 | 0.85 | 0.85 | 0.85 | 0.85 | 0.92059 | 0.011415 | 0.63439 | 0.20557 | 0.00017779
2025-10-03 16:00 | 63330.9657 | 58521.0577 | 4367.5277 | 442.3803 | 0.19725 | 0.21685 | 0.21747 | 0.20577 | 276 | 16 | Fall | 0.52814 | 0.52024 | 0.52024 | 0.92028 | 0.45282 | 0.21747 | 0.19725 | 0.66367 | 0.66641 | 0.85008 | 0.011903 | 0.018609 | 0.20577 | 0.68032 | 0.66641 | 0 | 0 | 0.85 | 0.85 | 0.85 | 0.85 | 0.92028 | 0.011903 | 0.64677 | 0.13807 | 0.03688
2025-10-03 17:00 | 65389.4674 | 63189.018 | 1764.7861 | 435.6633 | 0.079701 | 0.21356 | 0.21397 | 0.20614 | 276 | 17 | Fall | 0.55921 | 0.52787 | 0.52787 | 0.92028 | 0.49849 | 0.21397 | 0.079701 | 0.6549 | 0.66641 | 0.85008 | 0.012497 | 0.02092 | 0.20614 | 0.69339 | 0.66641 | 0 | 0 | 0.85 | 0.85 | 0.85 | 0.85 | 0.92028 | 0.012497 | 0.65974 | 0.055791 | 0.46447
2025-10-03 18:00 | 69623.6621 | 69107.0574 | 69.1331 | 447.4716 | 0.0031222 | 0.21935 | 0.21972 | 0.21271 | 276 | 18 | Fall | 0.56981 | 0.53326 | 0.53326 | 0.92026 | 0.51472 | 0.21972 | 0.0031222 | 0.58607 | 0.66641 | 0.85008 | 0.012776 | 0.030806 | 0.21271 | 0.72066 | 0.66641 | 0 | 0 | 0.85 | 0.85 | 0.85 | 0.85 | 0.92026 | 0.012776 | 0.67697 | 0.0021855 | 0.42382
2025-10-03 19:00 | 68945.0913 | 68498.849 | 0 | 446.2423 | 0 | 0.21875 | 0.21895 | 0.21501 | 276 | 19 | Fall | 0.58792 | 0.53844 | 0.53844 | 0.92081 | 0.51215 | 0.21895 | 0 | 0.30172 | 0.66641 | 0.85008 | 0.012985 | 0.040504 | 0.21501 | 0.70767 | 0.66641 | 0 | 0 | 0.85 | 0.85 | 0.85 | 0.85 | 0.92081 | 0.012985 | 0.6913 | 0 | 0.3403
2025-10-03 20:00 | 67133.6096 | 66696.3596 | 0 | 437.2501 | 0 | 0.21434 | 0.21447 | 0.2119 | 276 | 20 | Fall | 0.58769 | 0.53296 | 0.53296 | 0.92152 | 0.47501 | 0.21447 | 0 | 0.0006045 | 0.66641 | 0.85008 | 0.012671 | 0.027207 | 0.2119 | 0.69538 | 0.66641 | 0 | 0 | 0.85 | 0.85 | 0.85 | 0.85 | 0.92152 | 0.012671 | 0.69331 | 0 | 0.11348
2025-10-03 21:00 | 64316.6288 | 63883.3089 | 0 | 433.3199 | 0 | 0.21241 | 0.21252 | 0.21037 | 276 | 21 | Fall | 0.5589 | 0.51972 | 0.51972 | 0.92369 | 0.43894 | 0.21252 | 0 | 0 | 0.66478 | 0.85008 | 0.012741 | 0.015558 | 0.21037 | 0.62275 | 0.66478 | 0 | 0 | 0.85 | 0.85 | 0.85 | 0.85 | 0.92369 | 0.012741 | 0.67279 | 0 | 0.16147
2025-10-03 22:00 | 59867.7291 | 59432.8329 | 0 | 434.8962 | 0 | 0.21318 | 0.21333 | 0.21059 | 276 | 22 | Fall | 0.51728 | 0.4948 | 0.4948 | 0.92621 | 0.40003 | 0.21333 | 0 | 0 | 0.66478 | 0.85008 | 0.012881 | 0.0070257 | 0.21059 | 0.54639 | 0.66478 | 0 | 0 | 0.85 | 0.85 | 0.85 | 0.85 | 0.92621 | 0.012881 | 0.63052 | 0 | 0.1153
2025-10-03 23:00 | 55430.5494 | 54990.482 | 0 | 440.0674 | 0 | 0.21572 | 0.2159 | 0.21246 | 276 | 23 | Fall | 0.47532 | 0.45627 | 0.45627 | 0.92842 | 0.36928 | 0.2159 | 0 | 0 | 0.65567 | 0.85008 | 0.012252 | 0.0070257 | 0.21246 | 0.47566 | 0.65567 | 0 | 0 | 0.85 | 0.85 | 0.85 | 0.85 | 0.92842 | 0.012252 | 0.56646 | 0 | 0.067351
2025-10-04 00:00 | 32374.4709 | 31923.2159 | 0 | 451.255 | 0 | 0.2212 | 0.2214 | 0.21758 | 277 | 0 | Spring | 0.27877 | 0.32807 | 0.32807 | 0.86806 | 0.41526 | 0.2214 | 0 | 0 | 0.64562 | 0.85008 | 0.0133 | 0.00079999 | 0.21758 | 0.22892 | 0.64562 | 0 | 0 | 0.85 | 0.85 | 0.85 | 0.85 | 0.86806 | 0.0133 | 0.36461 | 0 | 0.048952
2025-10-04 01:00 | 31750.6036 | 31284.5731 | 0 | 466.0305 | 0 | 0.22845 | 0.22888 | 0.22066 | 277 | 1 | Spring | 0.27126 | 0.31736 | 0.31736 | 0.87726 | 0.38 | 0.22888 | 0 | 0 | 0.64562 | 0.85008 | 0.012357 | 0.00079999 | 0.22066 | 0.2248 | 0.64562 | 0 | 0 | 0.85 | 0.85 | 0.85 | 0.85 | 0.87726 | 0.012357 | 0.36019 | 0 | 0
2025-10-04 02:00 | 31631.2489 | 31150.8029 | 0 | 480.446 | 0 | 0.23551 | 0.23629 | 0.22146 | 277 | 2 | Spring | 0.2611 | 0.30561 | 0.30561 | 0.87644 | 0.34552 | 0.23629 | 0 | 0 | 0.64562 | 0.85008 | 0.012462 | 0.00079999 | 0.22146 | 0.21959 | 0.64562 | 0 | 0 | 0.85 | 0.85 | 0.85 | 0.85 | 0.87644 | 0.012462 | 0.35507 | 0 | 0.0076969
2025-10-04 03:00 | 31599.1588 | 31114.1129 | 0 | 485.0459 | 0 | 0.23777 | 0.23888 | 0.21763 | 277 | 3 | Spring | 0.25348 | 0.29808 | 0.29808 | 0.87591 | 0.33422 | 0.23888 | 0 | 0 | 0.64562 | 0.85008 | 0.013439 | 0.00079999 | 0.21763 | 0.21762 | 0.64562 | 0 | 0 | 0.85 | 0.85 | 0.85 | 0.85 | 0.87591 | 0.013439 | 0.3547 | 0 | 0
2025-10-04 04:00 | 31949.1148 | 31477.6364 | 0 | 471.4784 | 0 | 0.23112 | 0.23201 | 0.21496 | 277 | 4 | Spring | 0.24517 | 0.29516 | 0.29516 | 0.87706 | 0.32769 | 0.23201 | 0 | 0 | 0.64562 | 0.85008 | 0.013579 | 0.00079999 | 0.21496 | 0.22054 | 0.64562 | 0 | 0 | 0.85 | 0.85 | 0.85 | 0.85 | 0.87706 | 0.013579 | 0.36068 | 0 | 0
2025-10-04 05:00 | 34277.5012 | 33832.4469 | 0 | 445.0543 | 0 | 0.21816 | 0.21853 | 0.21153 | 277 | 5 | Spring | 0.24319 | 0.29542 | 0.29542 | 0.87925 | 0.32324 | 0.21853 | 0 | 0 | 0.64562 | 0.85008 | 0.013719 | 0.00079999 | 0.21153 | 0.24903 | 0.64562 | 0 | 0 | 0.85 | 0.85 | 0.85 | 0.85 | 0.87925 | 0.013719 | 0.38813 | 0 | 0
2025-10-04 06:00 | 36253.3146 | 35760.9269 | 64.6136 | 427.774 | 0.0029181 | 0.20969 | 0.20949 | 0.21335 | 277 | 6 | Spring | 0.25416 | 0.29826 | 0.29826 | 0.88123 | 0.35611 | 0.20949 | 0.0029181 | 0 | 0.6501 | 0.85008 | 0.013404 | 0.00083936 | 0.21335 | 0.30317 | 0.6501 | 0 | 0 | 0.85 | 0.85 | 0.85 | 0.85 | 0.88123 | 0.013404 | 0.4151 | 0.0020427 | 0
2025-10-04 07:00 | 37765.4758 | 36000.3472 | 1374.2723 | 390.8564 | 0.062065 | 0.1916 | 0.19059 | 0.20984 | 277 | 7 | Spring | 0.26383 | 0.30635 | 0.30635 | 0.88211 | 0.39696 | 0.19059 | 0.062065 | 0 | 0.65669 | 0.85008 | 0.012671 | 0.0010882 | 0.20984 | 0.29 | 0.65669 | 0 | 0 | 0.85 | 0.85 | 0.85 | 0.85 | 0.88211 | 0.012671 | 0.40054 | 0.043445 | 0.0096656
2025-10-04 08:00 | 39264.0943 | 35365.0512 | 3554.584 | 344.4592 | 0.16053 | 0.16885 | 0.16716 | 0.19939 | 277 | 8 | Spring | 0.26441 | 0.30255 | 0.30255 | 0.88442 | 0.42633 | 0.16716 | 0.16053 | 0 | 0.65669 | 0.85008 | 0.012183 | 0.0010228 | 0.19939 | 0.28372 | 0.65669 | 0 | 0 | 0.85 | 0.85 | 0.85 | 0.85 | 0.88442 | 0.012183 | 0.39226 | 0.11237 | 0.029613
2025-10-04 09:00 | 40773.5218 | 34325.3428 | 6060.4077 | 387.7713 | 0.2737 | 0.19008 | 0.18954 | 0.19987 | 277 | 9 | Spring | 0.25911 | 0.30095 | 0.30095 | 0.88542 | 0.45108 | 0.18954 | 0.2737 | 0.38061 | 0.65642 | 0.85008 | 0.011659 | 0.00079999 | 0.19987 | 0.26073 | 0.65642 | 0 | 0 | 0.85 | 0.85 | 0.85 | 0.85 | 0.88542 | 0.011659 | 0.37528 | 0.19159 | 0
2025-10-04 10:00 | 40858.9967 | 32291.4435 | 8171.213 | 396.3402 | 0.36903 | 0.19428 | 0.19392 | 0.20084 | 277 | 10 | Spring | 0.26146 | 0.29721 | 0.29721 | 0.88641 | 0.4463 | 0.19392 | 0.36903 | 0.64871 | 0.65688 | 0.85008 | 0.011484 | 0.00079999 | 0.20084 | 0.27476 | 0.65688 | 0 | 0 | 0.85 | 0.85 | 0.85 | 0.85 | 0.88641 | 0.011484 | 0.37825 | 0.25832 | 0
2025-10-04 11:00 | 42427.1993 | 32703.0026 | 9316.681 | 407.5157 | 0.42076 | 0.19976 | 0.19989 | 0.19749 | 277 | 11 | Spring | 0.25473 | 0.28311 | 0.28311 | 0.88809 | 0.41276 | 0.19989 | 0.42076 | 0.69148 | 0.65688 | 0.85008 | 0.01138 | 0.00079999 | 0.19749 | 0.29695 | 0.65688 | 0 | 0 | 0.85 | 0.85 | 0.85 | 0.85 | 0.88809 | 0.01138 | 0.38376 | 0.29453 | 0.0092363
2025-10-04 12:00 | 43216.6661 | 33163.6695 | 9627.3415 | 425.6551 | 0.43479 | 0.20865 | 0.20979 | 0.18809 | 277 | 12 | Spring | 0.24979 | 0.27224 | 0.27224 | 0.88874 | 0.38152 | 0.20979 | 0.43479 | 0.67553 | 0.65688 | 0.85008 | 0.011484 | 0.00080167 | 0.18809 | 0.31905 | 0.65688 | 0 | 0 | 0.85 | 0.85 | 0.85 | 0.85 | 0.88874 | 0.011484 | 0.39243 | 0.30435 | 0.0092363
2025-10-04 13:00 | 42020.9422 | 32599.3901 | 8998.2626 | 423.2895 | 0.40638 | 0.20749 | 0.20897 | 0.18086 | 277 | 13 | Spring | 0.2448 | 0.25993 | 0.25993 | 0.88865 | 0.35645 | 0.20897 | 0.40638 | 0.66427 | 0.65688 | 0.85008 | 0.010123 | 0.00079999 | 0.18086 | 0.32335 | 0.65688 | 0 | 0 | 0.85 | 0.85 | 0.85 | 0.85 | 0.88865 | 0.010123 | 0.40028 | 0.28447 | 0.0092363
2025-10-04 14:00 | 42111.3155 | 34065.6422 | 7635.8569 | 409.8165 | 0.34485 | 0.20089 | 0.2021 | 0.17906 | 277 | 14 | Spring | 0.24385 | 0.25881 | 0.25881 | 0.88747 | 0.34975 | 0.2021 | 0.34485 | 0.65679 | 0.65688 | 0.85008 | 0.0099835 | 0.0013328 | 0.17906 | 0.32489 | 0.65688 | 0 | 0 | 0.85 | 0.85 | 0.85 | 0.85 | 0.88747 | 0.0099835 | 0.40115 | 0.2414 | 0.0094141
2025-10-04 15:00 | 42094.4716 | 35829.2489 | 5857.2836 | 407.9391 | 0.26453 | 0.19997 | 0.20125 | 0.17676 | 277 | 15 | Spring | 0.24372 | 0.26351 | 0.26351 | 0.88663 | 0.34492 | 0.20125 | 0.26453 | 0.66692 | 0.65688 | 0.85008 | 0.010088 | 0.0013328 | 0.17676 | 0.33518 | 0.65688 | 0 | 0 | 0.85 | 0.85 | 0.85 | 0.85 | 0.88663 | 0.010088 | 0.4158 | 0.18517 | 0.0094141
2025-10-04 16:00 | 41808.4911 | 38084.1864 | 3323.2287 | 401.076 | 0.15008 | 0.19661 | 0.19776 | 0.17577 | 277 | 16 | Spring | 0.24178 | 0.27908 | 0.27908 | 0.87629 | 0.34371 | 0.19776 | 0.15008 | 0.67652 | 0.66614 | 0.85008 | 0.010018 | 0.0013328 | 0.17577 | 0.36047 | 0.66614 | 0 | 0 | 0.85 | 0.85 | 0.85 | 0.85 | 0.87629 | 0.010018 | 0.43848 | 0.10506 | 0.0092363
2025-10-04 17:00 | 41893.6157 | 40369.2074 | 1117.4888 | 406.9195 | 0.050468 | 0.19947 | 0.20039 | 0.18284 | 277 | 17 | Spring | 0.24363 | 0.29823 | 0.29823 | 0.87688 | 0.36264 | 0.20039 | 0.050468 | 0.6679 | 0.66614 | 0.85008 | 0.010018 | 0.0035317 | 0.18284 | 0.37417 | 0.66614 | 0 | 0 | 0.85 | 0.85 | 0.85 | 0.85 | 0.87688 | 0.010018 | 0.48342 | 0.035328 | 0.28272
2025-10-04 18:00 | 44480.6643 | 44005.0861 | 37.9083 | 437.6699 | 0.001712 | 0.21454 | 0.21522 | 0.20239 | 277 | 18 | Spring | 0.25066 | 0.31384 | 0.31384 | 0.87696 | 0.40118 | 0.21522 | 0.001712 | 0.58773 | 0.66614 | 0.85008 | 0.010158 | 0.027398 | 0.20239 | 0.3962 | 0.66614 | 0 | 0 | 0.85 | 0.85 | 0.85 | 0.85 | 0.87696 | 0.010158 | 0.50599 | 0.0011984 | 0.42211
2025-10-04 19:00 | 44492.0582 | 44035.2471 | 0 | 456.8111 | 0 | 0.22393 | 0.22446 | 0.21434 | 277 | 19 | Spring | 0.26664 | 0.33067 | 0.33067 | 0.8775 | 0.42487 | 0.22446 | 0 | 0.23069 | 0.66641 | 0.85008 | 0.010612 | 0.027398 | 0.21434 | 0.41363 | 0.66641 | 0 | 0 | 0.85 | 0.85 | 0.85 | 0.85 | 0.8775 | 0.010612 | 0.52452 | 0 | 0.39185
2025-10-04 20:00 | 43843.5776 | 43378.3183 | 0 | 465.2593 | 0 | 0.22807 | 0.22862 | 0.21817 | 277 | 20 | Spring | 0.28392 | 0.33907 | 0.33907 | 0.87706 | 0.44583 | 0.22862 | 0 | 0 | 0.66641 | 0.85008 | 0.010717 | 0.013216 | 0.21817 | 0.41376 | 0.66641 | 0 | 0 | 0.85 | 0.85 | 0.85 | 0.85 | 0.87706 | 0.010717 | 0.52178 | 0 | 0.34357
2025-10-04 21:00 | 41599.277 | 41132.7862 | 0 | 466.4908 | 0 | 0.22867 | 0.22912 | 0.22061 | 277 | 21 | Spring | 0.28852 | 0.33774 | 0.33774 | 0.87764 | 0.44688 | 0.22912 | 0 | 0 | 0.66641 | 0.85008 | 0.010682 | 0.0013328 | 0.22061 | 0.40821 | 0.66641 | 0 | 0 | 0.85 | 0.85 | 0.85 | 0.85 | 0.87764 | 0.010682 | 0.49219 | 0 | 0.10075
2025-10-04 22:00 | 38391.0259 | 37935.5104 | 0 | 455.5155 | 0 | 0.22329 | 0.22311 | 0.22655 | 277 | 22 | Spring | 0.27883 | 0.33192 | 0.33192 | 0.87863 | 0.45017 | 0.22311 | 0 | 0 | 0.66641 | 0.85008 | 0.010717 | 0.0013328 | 0.22655 | 0.36384 | 0.66641 | 0 | 0 | 0.85 | 0.85 | 0.85 | 0.85 | 0.87863 | 0.010717 | 0.43629 | 0 | 0.081544
2025-10-04 23:00 | 34819.6767 | 34367.5627 | 0 | 452.1141 | 0 | 0.22162 | 0.22118 | 0.22961 | 277 | 23 | Spring | 0.26601 | 0.32932 | 0.32932 | 0.87267 | 0.42104 | 0.22118 | 0 | 0 | 0.65528 | 0.85008 | 0.011973 | 0.0013328 | 0.22961 | 0.30433 | 0.65528 | 0 | 0 | 0.85 | 0.85 | 0.85 | 0.85 | 0.87267 | 0.011973 | 0.38142 | 0 | 0.039465
2025-10-05 00:00 | 32374.4709 | 31914.8986 | 0 | 459.5723 | 0 | 0.22528 | 0.22496 | 0.23108 | 278 | 0 | Spring | 0.27877 | 0.32807 | 0.32807 | 0.86806 | 0.41526 | 0.22496 | 0 | 0 | 0.64562 | 0.85008 | 0.0133 | 0.00079999 | 0.23108 | 0.22892 | 0.64562 | 0 | 0 | 0.85 | 0.85 | 0.85 | 0.85 | 0.86806 | 0.0133 | 0.36461 | 0 | 0.048952
2025-10-05 01:00 | 31750.6036 | 31277.1202 | 0 | 473.4833 | 0 | 0.2321 | 0.23179 | 0.2377 | 278 | 1 | Spring | 0.27126 | 0.31736 | 0.31736 | 0.87726 | 0.38 | 0.23179 | 0 | 0 | 0.64562 | 0.85008 | 0.012357 | 0.00079999 | 0.2377 | 0.2248 | 0.64562 | 0 | 0 | 0.85 | 0.85 | 0.85 | 0.85 | 0.87726 | 0.012357 | 0.36019 | 0 | 0
2025-10-05 02:00 | 31631.2489 | 31147.8496 | 0 | 483.3993 | 0 | 0.23696 | 0.23697 | 0.23673 | 278 | 2 | Spring | 0.2611 | 0.30561 | 0.30561 | 0.87644 | 0.34552 | 0.23697 | 0 | 0 | 0.64562 | 0.85008 | 0.012462 | 0.00079999 | 0.23673 | 0.21959 | 0.64562 | 0 | 0 | 0.85 | 0.85 | 0.85 | 0.85 | 0.87644 | 0.012462 | 0.35507 | 0 | 0.0076969
2025-10-05 03:00 | 31599.1588 | 31105.065 | 0 | 494.0938 | 0 | 0.2422 | 0.24262 | 0.2347 | 278 | 3 | Spring | 0.25348 | 0.29808 | 0.29808 | 0.87591 | 0.33422 | 0.24262 | 0 | 0 | 0.64562 | 0.85008 | 0.013439 | 0.00079999 | 0.2347 | 0.21762 | 0.64562 | 0 | 0 | 0.85 | 0.85 | 0.85 | 0.85 | 0.87591 | 0.013439 | 0.3547 | 0 | 0
2025-10-05 04:00 | 31949.1148 | 31454.2892 | 0 | 494.8256 | 0 | 0.24256 | 0.24296 | 0.23537 | 278 | 4 | Spring | 0.24517 | 0.29516 | 0.29516 | 0.87706 | 0.32769 | 0.24296 | 0 | 0 | 0.64562 | 0.85008 | 0.013579 | 0.00079999 | 0.23537 | 0.22054 | 0.64562 | 0 | 0 | 0.85 | 0.85 | 0.85 | 0.85 | 0.87706 | 0.013579 | 0.36068 | 0 | 0
2025-10-05 05:00 | 34277.5012 | 33786.4508 | 0 | 491.0504 | 0 | 0.24071 | 0.24069 | 0.2411 | 278 | 5 | Spring | 0.24319 | 0.29542 | 0.29542 | 0.87925 | 0.32324 | 0.24069 | 0 | 0 | 0.64562 | 0.85008 | 0.013719 | 0.00079999 | 0.2411 | 0.24903 | 0.64562 | 0 | 0 | 0.85 | 0.85 | 0.85 | 0.85 | 0.87925 | 0.013719 | 0.38813 | 0 | 0
2025-10-05 06:00 | 36253.3146 | 35696.6104 | 76.3897 | 480.3145 | 0.0034499 | 0.23545 | 0.2347 | 0.24892 | 278 | 6 | Spring | 0.25416 | 0.29826 | 0.29826 | 0.88123 | 0.35611 | 0.2347 | 0.0034499 | 0 | 0.6501 | 0.85008 | 0.013404 | 0.00083936 | 0.24892 | 0.30317 | 0.6501 | 0 | 0 | 0.85 | 0.85 | 0.85 | 0.85 | 0.88123 | 0.013404 | 0.4151 | 0.0024149 | 0
2025-10-05 07:00 | 37809.83 | 35374.9489 | 2005.1273 | 429.7538 | 0.090556 | 0.21066 | 0.20863 | 0.24747 | 278 | 7 | Spring | 0.26383 | 0.30635 | 0.30635 | 0.88211 | 0.39696 | 0.20863 | 0.090556 | 0 | 0.65669 | 0.85008 | 0.012671 | 0.0010882 | 0.24747 | 0.29 | 0.65669 | 0 | 0 | 0.85 | 0.85 | 0.85 | 0.85 | 0.88211 | 0.012671 | 0.40054 | 0.063389 | 0.0096656
2025-10-05 08:00 | 39264.0943 | 33663.8157 | 5191.7823 | 408.4963 | 0.23447 | 0.20024 | 0.19856 | 0.23062 | 278 | 8 | Spring | 0.26441 | 0.30255 | 0.30255 | 0.88442 | 0.42633 | 0.19856 | 0.23447 | 0 | 0.65669 | 0.85008 | 0.012183 | 0.0010228 | 0.23062 | 0.28372 | 0.65669 | 0 | 0 | 0.85 | 0.85 | 0.85 | 0.85 | 0.88442 | 0.012183 | 0.39226 | 0.16413 | 0.029613
2025-10-05 09:00 | 40773.5218 | 32101.7729 | 8244.7999 | 426.949 | 0.37235 | 0.20929 | 0.20877 | 0.21871 | 278 | 9 | Spring | 0.25911 | 0.30095 | 0.30095 | 0.88542 | 0.45108 | 0.20877 | 0.37235 | 0.38061 | 0.65642 | 0.85008 | 0.011659 | 0.00079999 | 0.21871 | 0.26073 | 0.65642 | 0 | 0 | 0.85 | 0.85 | 0.85 | 0.85 | 0.88542 | 0.011659 | 0.37528 | 0.26065 | 0
2025-10-05 10:00 | 42719.18 | 31705.965 | 10595.2059 | 418.009 | 0.4785 | 0.20491 | 0.20509 | 0.20156 | 278 | 10 | Spring | 0.26146 | 0.29721 | 0.29721 | 0.88641 | 0.4463 | 0.20509 | 0.4785 | 0.64871 | 0.65688 | 0.85008 | 0.011484 | 0.00079999 | 0.20156 | 0.27476 | 0.65688 | 0 | 0 | 0.85 | 0.85 | 0.85 | 0.85 | 0.88641 | 0.011484 | 0.37825 | 0.33495 | 0
2025-10-05 11:00 | 43868.5205 | 31455.339 | 11997.598 | 415.5835 | 0.54184 | 0.20372 | 0.20449 | 0.18978 | 278 | 11 | Spring | 0.25473 | 0.28311 | 0.28311 | 0.88809 | 0.41276 | 0.20449 | 0.54184 | 0.69148 | 0.65688 | 0.85008 | 0.01138 | 0.00079999 | 0.18978 | 0.29695 | 0.65688 | 0 | 0 | 0.85 | 0.85 | 0.85 | 0.85 | 0.88809 | 0.01138 | 0.38376 | 0.37929 | 0.0092363
2025-10-05 12:00 | 44076.5895 | 31113.9284 | 12548.3526 | 414.3084 | 0.56671 | 0.20309 | 0.20427 | 0.18185 | 278 | 12 | Spring | 0.24979 | 0.27224 | 0.27224 | 0.88874 | 0.38152 | 0.20427 | 0.56671 | 0.67553 | 0.65688 | 0.85008 | 0.011484 | 0.00080167 | 0.18185 | 0.31905 | 0.65688 | 0 | 0 | 0.85 | 0.85 | 0.85 | 0.85 | 0.88874 | 0.011484 | 0.39243 | 0.3967 | 0.0092363
2025-10-05 13:00 | 42455.1329 | 29942.3515 | 12103.1342 | 409.6471 | 0.5466 | 0.20081 | 0.20188 | 0.18147 | 278 | 13 | Spring | 0.2448 | 0.25993 | 0.25993 | 0.88865 | 0.35645 | 0.20188 | 0.5466 | 0.66427 | 0.65688 | 0.85008 | 0.010123 | 0.00079999 | 0.18147 | 0.32335 | 0.65688 | 0 | 0 | 0.85 | 0.85 | 0.85 | 0.85 | 0.88865 | 0.010123 | 0.40028 | 0.38262 | 0.0092363
2025-10-05 14:00 | 42207.6146 | 31091.007 | 10694.5862 | 422.0213 | 0.48299 | 0.20687 | 0.208 | 0.18643 | 278 | 14 | Spring | 0.24385 | 0.25881 | 0.25881 | 0.88747 | 0.34975 | 0.208 | 0.48299 | 0.65679 | 0.65688 | 0.85008 | 0.0099835 | 0.0013328 | 0.18643 | 0.32489 | 0.65688 | 0 | 0 | 0.85 | 0.85 | 0.85 | 0.85 | 0.88747 | 0.0099835 | 0.40115 | 0.33809 | 0.0094141
2025-10-05 15:00 | 42048.2208 | 33235.2981 | 8375.7436 | 437.1791 | 0.37827 | 0.2143 | 0.21528 | 0.19671 | 278 | 15 | Spring | 0.24372 | 0.26351 | 0.26351 | 0.88663 | 0.34492 | 0.21528 | 0.37827 | 0.66692 | 0.65688 | 0.85008 | 0.010088 | 0.0013328 | 0.19671 | 0.33518 | 0.65688 | 0 | 0 | 0.85 | 0.85 | 0.85 | 0.85 | 0.88663 | 0.010088 | 0.4158 | 0.26479 | 0.0094141
2025-10-05 16:00 | 42128.0129 | 36334.3189 | 5355.5677 | 438.1264 | 0.24187 | 0.21477 | 0.21479 | 0.21429 | 278 | 16 | Spring | 0.24178 | 0.27908 | 0.27908 | 0.87629 | 0.34371 | 0.21479 | 0.24187 | 0.67652 | 0.66614 | 0.85008 | 0.010018 | 0.0013328 | 0.21429 | 0.36047 | 0.66614 | 0 | 0 | 0.85 | 0.85 | 0.85 | 0.85 | 0.87629 | 0.010018 | 0.43848 | 0.16931 | 0.0092363
2025-10-05 17:00 | 42709.2425 | 40238.4834 | 2029.5461 | 441.2129 | 0.091658 | 0.21628 | 0.21496 | 0.24024 | 278 | 17 | Spring | 0.24363 | 0.29823 | 0.29823 | 0.87688 | 0.36264 | 0.21496 | 0.091658 | 0.6679 | 0.66614 | 0.85008 | 0.010018 | 0.0035317 | 0.24024 | 0.37417 | 0.66614 | 0 | 0 | 0.85 | 0.85 | 0.85 | 0.85 | 0.87688 | 0.010018 | 0.48342 | 0.064161 | 0.28272
2025-10-05 18:00 | 44480.6643 | 43951.4728 | 59.1736 | 470.0178 | 0.0026724 | 0.2304 | 0.22848 | 0.26521 | 278 | 18 | Spring | 0.25066 | 0.31384 | 0.31384 | 0.87696 | 0.40118 | 0.22848 | 0.0026724 | 0.58773 | 0.66614 | 0.85008 | 0.010158 | 0.027398 | 0.26521 | 0.3962 | 0.66614 | 0 | 0 | 0.85 | 0.85 | 0.85 | 0.85 | 0.87696 | 0.010158 | 0.50599 | 0.0018707 | 0.42211
2025-10-05 19:00 | 44492.0582 | 44001.2886 | 0 | 490.7696 | 0 | 0.24057 | 0.2387 | 0.27442 | 278 | 19 | Spring | 0.26664 | 0.33067 | 0.33067 | 0.8775 | 0.42487 | 0.2387 | 0 | 0.23069 | 0.66641 | 0.85008 | 0.010612 | 0.027398 | 0.27442 | 0.41363 | 0.66641 | 0 | 0 | 0.85 | 0.85 | 0.85 | 0.85 | 0.8775 | 0.010612 | 0.52452 | 0 | 0.39185
2025-10-05 20:00 | 43843.5776 | 43349.7163 | 0 | 493.8613 | 0 | 0.24209 | 0.24041 | 0.27246 | 278 | 20 | Spring | 0.28392 | 0.33907 | 0.33907 | 0.87706 | 0.44583 | 0.24041 | 0 | 0 | 0.66641 | 0.85008 | 0.010717 | 0.013216 | 0.27246 | 0.41376 | 0.66641 | 0 | 0 | 0.85 | 0.85 | 0.85 | 0.85 | 0.87706 | 0.010717 | 0.52178 | 0 | 0.34357
2025-10-05 21:00 | 41599.277 | 41105.4955 | 0 | 493.7814 | 0 | 0.24205 | 0.24063 | 0.26772 | 278 | 21 | Spring | 0.28852 | 0.33774 | 0.33774 | 0.87764 | 0.44688 | 0.24063 | 0 | 0 | 0.66641 | 0.85008 | 0.010682 | 0.0013328 | 0.26772 | 0.40821 | 0.66641 | 0 | 0 | 0.85 | 0.85 | 0.85 | 0.85 | 0.87764 | 0.010682 | 0.49219 | 0 | 0.10075
2025-10-05 22:00 | 38391.0259 | 37894.1247 | 0 | 496.9012 | 0 | 0.24358 | 0.24244 | 0.26421 | 278 | 22 | Spring | 0.27883 | 0.33192 | 0.33192 | 0.87863 | 0.45017 | 0.24244 | 0 | 0 | 0.66641 | 0.85008 | 0.010717 | 0.0013328 | 0.26421 | 0.36384 | 0.66641 | 0 | 0 | 0.85 | 0.85 | 0.85 | 0.85 | 0.87863 | 0.010717 | 0.43629 | 0 | 0.081544
2025-10-05 23:00 | 34819.6767 | 34328.0789 | 0 | 491.5979 | 0 | 0.24098 | 0.24019 | 0.25529 | 278 | 23 | Spring | 0.26601 | 0.32932 | 0.32932 | 0.87267 | 0.42104 | 0.24019 | 0 | 0 | 0.65528 | 0.85008 | 0.011973 | 0.0013328 | 0.25529 | 0.30433 | 0.65528 | 0 | 0 | 0.85 | 0.85 | 0.85 | 0.85 | 0.87267 | 0.011973 | 0.38142 | 0 | 0.039465
2025-10-06 00:00 | 53564.3573 | 53069.3844 | 0 | 494.9729 | 0 | 0.24263 | 0.24222 | 0.25018 | 279 | 0 | Fall | 0.40086 | 0.41408 | 0.41408 | 0.9324 | 0.29275 | 0.24222 | 0 | 0 | 0.65196 | 0.85008 | 0.011834 | 0.0070257 | 0.25018 | 0.40145 | 0.65196 | 0 | 0 | 0.85 | 0.85 | 0.85 | 0.85 | 0.9324 | 0.011834 | 0.52583 | 0 | 0.01542
2025-10-06 01:00 | 52872.0182 | 52366.6964 | 0 | 505.3218 | 0 | 0.24771 | 0.24762 | 0.24927 | 279 | 1 | Fall | 0.37675 | 0.40095 | 0.40095 | 0.93332 | 0.26062 | 0.24762 | 0 | 0 | 0.65196 | 0.85008 | 0.012078 | 0.0070257 | 0.24927 | 0.38521 | 0.65196 | 0 | 0 | 0.85 | 0.85 | 0.85 | 0.85 | 0.93332 | 0.012078 | 0.49927 | 0 | 0
2025-10-06 02:00 | 52754.7207 | 52256.2492 | 0 | 498.4714 | 0 | 0.24435 | 0.2441 | 0.24876 | 279 | 2 | Fall | 0.36036 | 0.37824 | 0.37824 | 0.93336 | 0.22473 | 0.2441 | 0 | 0 | 0.65196 | 0.85008 | 0.012357 | 0.0070257 | 0.24876 | 0.38017 | 0.65196 | 0 | 0 | 0.85 | 0.85 | 0.85 | 0.85 | 0.93336 | 0.012357 | 0.49291 | 0 | 0
2025-10-06 03:00 | 52741.5108 | 52238.4529 | 0 | 503.058 | 0 | 0.2466 | 0.24664 | 0.24589 | 279 | 3 | Fall | 0.34783 | 0.36163 | 0.36163 | 0.93289 | 0.18289 | 0.24664 | 0 | 0 | 0.64813 | 0.85008 | 0.012532 | 0.0070257 | 0.24589 | 0.37147 | 0.64813 | 0 | 0 | 0.85 | 0.85 | 0.85 | 0.85 | 0.93289 | 0.012532 | 0.48498 | 0 | 0
2025-10-06 04:00 | 53285.0739 | 52773.0142 | 0 | 512.0597 | 0 | 0.25101 | 0.25178 | 0.23711 | 279 | 4 | Fall | 0.34209 | 0.36519 | 0.36519 | 0.93361 | 0.16879 | 0.25178 | 0 | 0 | 0.65104 | 0.85008 | 0.012532 | 0.0070257 | 0.23711 | 0.37052 | 0.65104 | 0 | 0 | 0.85 | 0.85 | 0.85 | 0.85 | 0.93361 | 0.012532 | 0.48267 | 0 | 0
2025-10-06 05:00 | 57453.1565 | 56944.1235 | 0 | 509.033 | 0 | 0.24953 | 0.25085 | 0.22551 | 279 | 5 | Fall | 0.34482 | 0.37756 | 0.37756 | 0.93576 | 0.17276 | 0.25085 | 0 | 0 | 0.65104 | 0.85008 | 0.012497 | 0.0064921 | 0.22551 | 0.37314 | 0.65104 | 0 | 0 | 0.85 | 0.85 | 0.85 | 0.85 | 0.93576 | 0.012497 | 0.48379 | 0 | 0
2025-10-06 06:00 | 64377.7453 | 63819.936 | 64.5333 | 493.2761 | 0.0029145 | 0.2418 | 0.24354 | 0.21035 | 279 | 6 | Fall | 0.36517 | 0.39941 | 0.39941 | 0.93715 | 0.18574 | 0.24354 | 0.0029145 | 0 | 0.65331 | 0.85008 | 0.012462 | 0.0064921 | 0.21035 | 0.36964 | 0.65331 | 0 | 0 | 0.85 | 0.85 | 0.85 | 0.85 | 0.93715 | 0.012462 | 0.46504 | 0.0020401 | 0
2025-10-06 07:00 | 68630.6782 | 66452.5686 | 1710.4343 | 467.6753 | 0.077247 | 0.22925 | 0.23145 | 0.18956 | 279 | 7 | Fall | 0.38197 | 0.40891 | 0.40891 | 0.93839 | 0.20415 | 0.23145 | 0.077247 | 0 | 0.65331 | 0.85008 | 0.012392 | 0.0064921 | 0.18956 | 0.36205 | 0.65331 | 0 | 0 | 0.85 | 0.85 | 0.85 | 0.85 | 0.93839 | 0.012392 | 0.44968 | 0.054073 | 0
2025-10-06 08:00 | 67109.2817 | 62054.0458 | 4609.8463 | 445.3896 | 0.20819 | 0.21833 | 0.22124 | 0.16564 | 279 | 8 | Fall | 0.39185 | 0.40697 | 0.40697 | 0.93566 | 0.21485 | 0.22124 | 0.20819 | 0.16223 | 0.65331 | 0.85008 | 0.012357 | 0.0064921 | 0.16564 | 0.40198 | 0.65331 | 0 | 0 | 0.85 | 0.85 | 0.85 | 0.85 | 0.93566 | 0.012357 | 0.45998 | 0.14573 | 0
2025-10-06 09:00 | 66248.2489 | 58050.4987 | 7720.5927 | 477.1575 | 0.34868 | 0.2339 | 0.23828 | 0.15477 | 279 | 9 | Fall | 0.39166 | 0.40877 | 0.40877 | 0.92982 | 0.21991 | 0.23828 | 0.34868 | 0.44952 | 0.65113 | 0.85008 | 0.012252 | 0.0064921 | 0.15477 | 0.39032 | 0.65113 | 0 | 0 | 0.85 | 0.85 | 0.85 | 0.85 | 0.92982 | 0.012252 | 0.46381 | 0.24407 | 0
2025-10-06 10:00 | 65888.2005 | 55287.7272 | 10137.3125 | 463.1608 | 0.45782 | 0.22704 | 0.23131 | 0.14989 | 279 | 10 | Fall | 0.40411 | 0.42068 | 0.42068 | 0.92508 | 0.22175 | 0.23131 | 0.45782 | 0.57836 | 0.66261 | 0.85008 | 0.012218 | 0.0064921 | 0.14989 | 0.44411 | 0.66261 | 0 | 0 | 0.85 | 0.85 | 0.85 | 0.85 | 0.92508 | 0.012218 | 0.49846 | 0.32048 | 0
2025-10-06 11:00 | 63994.3368 | 52337.4195 | 11198.8953 | 458.0221 | 0.50576 | 0.22452 | 0.2285 | 0.15268 | 279 | 11 | Fall | 0.41644 | 0.43336 | 0.43336 | 0.9244 | 0.22921 | 0.2285 | 0.50576 | 0.61146 | 0.66261 | 0.85008 | 0.011903 | 0.0067811 | 0.15268 | 0.48314 | 0.66261 | 0 | 0 | 0.85 | 0.85 | 0.85 | 0.85 | 0.9244 | 0.011903 | 0.55063 | 0.35404 | 0
2025-10-06 12:00 | 63235.7676 | 52000.7233 | 10792.5752 | 442.4692 | 0.48741 | 0.2169 | 0.22018 | 0.15758 | 279 | 12 | Fall | 0.43539 | 0.4543 | 0.4543 | 0.92402 | 0.24522 | 0.22018 | 0.48741 | 0.64788 | 0.66261 | 0.85008 | 0.011903 | 0.0064921 | 0.15758 | 0.53927 | 0.66261 | 0 | 0 | 0.85 | 0.85 | 0.85 | 0.85 | 0.92402 | 0.011903 | 0.58716 | 0.34119 | 0
2025-10-06 13:00 | 62843.6461 | 52561.6104 | 9886.581 | 395.4547 | 0.4465 | 0.19385 | 0.19533 | 0.16714 | 279 | 13 | Fall | 0.46136 | 0.47855 | 0.47855 | 0.92234 | 0.2669 | 0.19533 | 0.4465 | 0.6577 | 0.66261 | 0.85008 | 0.011694 | 0.0098579 | 0.16714 | 0.58521 | 0.66261 | 0 | 0 | 0.85 | 0.85 | 0.85 | 0.85 | 0.92234 | 0.011694 | 0.60493 | 0.31255 | 0
2025-10-06 14:00 | 62596.1064 | 54062.6563 | 8134.3629 | 399.0872 | 0.36736 | 0.19563 | 0.19641 | 0.1815 | 279 | 14 | Fall | 0.48366 | 0.49376 | 0.49376 | 0.92148 | 0.3113 | 0.19641 | 0.36736 | 0.654 | 0.66424 | 0.85008 | 0.011659 | 0.015065 | 0.1815 | 0.62713 | 0.66424 | 0 | 0 | 0.85 | 0.85 | 0.85 | 0.85 | 0.92148 | 0.011659 | 0.61302 | 0.25715 | 0
2025-10-06 15:00 | 62795.5465 | 56861.8007 | 5539.6057 | 394.1401 | 0.25018 | 0.19321 | 0.19338 | 0.19007 | 279 | 15 | Fall | 0.50654 | 0.50702 | 0.50702 | 0.92059 | 0.39325 | 0.19338 | 0.25018 | 0.65838 | 0.66424 | 0.85008 | 0.011415 | 0.018179 | 0.19007 | 0.6525 | 0.66424 | 0 | 0 | 0.85 | 0.85 | 0.85 | 0.85 | 0.92059 | 0.011415 | 0.63439 | 0.17513 | 0.00017779
2025-10-06 16:00 | 63693.2157 | 59895.7859 | 3410.8257 | 386.6041 | 0.15404 | 0.18951 | 0.1892 | 0.19513 | 279 | 16 | Fall | 0.52814 | 0.52024 | 0.52024 | 0.92028 | 0.45282 | 0.1892 | 0.15404 | 0.66367 | 0.66641 | 0.85008 | 0.011903 | 0.018609 | 0.19513 | 0.68032 | 0.66641 | 0 | 0 | 0.85 | 0.85 | 0.85 | 0.85 | 0.92028 | 0.011903 | 0.64677 | 0.10783 | 0.03688
2025-10-06 17:00 | 65583.2045 | 63866.2396 | 1325.3391 | 391.6257 | 0.059855 | 0.19197 | 0.19169 | 0.19706 | 279 | 17 | Fall | 0.55921 | 0.52787 | 0.52787 | 0.92028 | 0.49849 | 0.19169 | 0.059855 | 0.6549 | 0.66641 | 0.85008 | 0.012497 | 0.02092 | 0.19706 | 0.69339 | 0.66641 | 0 | 0 | 0.85 | 0.85 | 0.85 | 0.85 | 0.92028 | 0.012497 | 0.65974 | 0.041898 | 0.46447
2025-10-06 18:00 | 69623.6621 | 69186.9015 | 36.5679 | 400.1927 | 0.0016515 | 0.19617 | 0.19619 | 0.19583 | 279 | 18 | Fall | 0.56981 | 0.53326 | 0.53326 | 0.92026 | 0.51472 | 0.19619 | 0.0016515 | 0.58607 | 0.66641 | 0.85008 | 0.012776 | 0.030806 | 0.19583 | 0.72066 | 0.66641 | 0 | 0 | 0.85 | 0.85 | 0.85 | 0.85 | 0.92026 | 0.012776 | 0.67697 | 0.001156 | 0.42382
2025-10-06 19:00 | 68945.0913 | 68559.1492 | 0 | 385.9421 | 0 | 0.18919 | 0.18952 | 0.18313 | 279 | 19 | Fall | 0.58792 | 0.53844 | 0.53844 | 0.92081 | 0.51215 | 0.18952 | 0 | 0.30172 | 0.66641 | 0.85008 | 0.012985 | 0.040504 | 0.18313 | 0.70767 | 0.66641 | 0 | 0 | 0.85 | 0.85 | 0.85 | 0.85 | 0.92081 | 0.012985 | 0.6913 | 0 | 0.3403
2025-10-06 20:00 | 67133.6096 | 66779.7281 | 0 | 353.8815 | 0 | 0.17347 | 0.17403 | 0.16331 | 279 | 20 | Fall | 0.58769 | 0.53296 | 0.53296 | 0.92152 | 0.47501 | 0.17403 | 0 | 0.0006045 | 0.66641 | 0.85008 | 0.012671 | 0.027207 | 0.16331 | 0.69538 | 0.66641 | 0 | 0 | 0.85 | 0.85 | 0.85 | 0.85 | 0.92152 | 0.012671 | 0.69331 | 0 | 0.11348
2025-10-06 21:00 | 64316.6288 | 63996.6579 | 0 | 319.9709 | 0 | 0.15685 | 0.15772 | 0.14108 | 279 | 21 | Fall | 0.5589 | 0.51972 | 0.51972 | 0.92369 | 0.43894 | 0.15772 | 0 | 0 | 0.66478 | 0.85008 | 0.012741 | 0.015558 | 0.14108 | 0.62275 | 0.66478 | 0 | 0 | 0.85 | 0.85 | 0.85 | 0.85 | 0.92369 | 0.012741 | 0.67279 | 0 | 0.16147
2025-10-06 22:00 | 59867.7291 | 59577.9589 | 0 | 289.7702 | 0 | 0.14204 | 0.14304 | 0.12412 | 279 | 22 | Fall | 0.51728 | 0.4948 | 0.4948 | 0.92621 | 0.40003 | 0.14304 | 0 | 0 | 0.66478 | 0.85008 | 0.012881 | 0.0070257 | 0.12412 | 0.54639 | 0.66478 | 0 | 0 | 0.85 | 0.85 | 0.85 | 0.85 | 0.92621 | 0.012881 | 0.63052 | 0 | 0.1153
2025-10-06 23:00 | 55430.5494 | 55164.9295 | 0 | 265.6199 | 0 | 0.13021 | 0.13106 | 0.11472 | 279 | 23 | Fall | 0.47532 | 0.45627 | 0.45627 | 0.92842 | 0.36928 | 0.13106 | 0 | 0 | 0.65567 | 0.85008 | 0.012252 | 0.0070257 | 0.11472 | 0.47566 | 0.65567 | 0 | 0 | 0.85 | 0.85 | 0.85 | 0.85 | 0.92842 | 0.012252 | 0.56646 | 0 | 0.067351
2025-10-07 00:00 | 53564.3573 | 53302.2074 | 0 | 262.15 | 0 | 0.1285 | 0.12917 | 0.11641 | 280 | 0 | Fall | 0.40086 | 0.41408 | 0.41408 | 0.9324 | 0.29275 | 0.12917 | 0 | 0 | 0.65196 | 0.85008 | 0.011834 | 0.0070257 | 0.11641 | 0.40145 | 0.65196 | 0 | 0 | 0.85 | 0.85 | 0.85 | 0.85 | 0.9324 | 0.011834 | 0.52583 | 0 | 0.01542
2025-10-07 01:00 | 52872.0182 | 52599.783 | 0 | 272.2352 | 0 | 0.13345 | 0.13367 | 0.12937 | 280 | 1 | Fall | 0.37675 | 0.40095 | 0.40095 | 0.93332 | 0.26062 | 0.13367 | 0 | 0 | 0.65196 | 0.85008 | 0.012078 | 0.0070257 | 0.12937 | 0.38521 | 0.65196 | 0 | 0 | 0.85 | 0.85 | 0.85 | 0.85 | 0.93332 | 0.012078 | 0.49927 | 0 | 0
2025-10-07 02:00 | 52754.7207 | 52462.6953 | 0 | 292.0254 | 0 | 0.14315 | 0.14312 | 0.14376 | 280 | 2 | Fall | 0.36036 | 0.37824 | 0.37824 | 0.93336 | 0.22473 | 0.14312 | 0 | 0 | 0.65196 | 0.85008 | 0.012357 | 0.0070257 | 0.14376 | 0.38017 | 0.65196 | 0 | 0 | 0.85 | 0.85 | 0.85 | 0.85 | 0.93336 | 0.012357 | 0.49291 | 0 | 0
2025-10-07 03:00 | 52741.5108 | 52426.2942 | 0 | 315.2166 | 0 | 0.15452 | 0.15445 | 0.15581 | 280 | 3 | Fall | 0.34783 | 0.36163 | 0.36163 | 0.93289 | 0.18289 | 0.15445 | 0 | 0 | 0.64813 | 0.85008 | 0.012532 | 0.0070257 | 0.15581 | 0.37147 | 0.64813 | 0 | 0 | 0.85 | 0.85 | 0.85 | 0.85 | 0.93289 | 0.012532 | 0.48498 | 0 | 0
2025-10-07 04:00 | 53285.0739 | 52955.6497 | 0 | 329.4243 | 0 | 0.16148 | 0.16148 | 0.16157 | 280 | 4 | Fall | 0.34209 | 0.36519 | 0.36519 | 0.93361 | 0.16879 | 0.16148 | 0 | 0 | 0.65104 | 0.85008 | 0.012532 | 0.0070257 | 0.16157 | 0.37052 | 0.65104 | 0 | 0 | 0.85 | 0.85 | 0.85 | 0.85 | 0.93361 | 0.012532 | 0.48267 | 0 | 0
2025-10-07 05:00 | 57453.1565 | 57114.3752 | 0 | 338.7813 | 0 | 0.16607 | 0.16608 | 0.16591 | 280 | 5 | Fall | 0.34482 | 0.37756 | 0.37756 | 0.93576 | 0.17276 | 0.16608 | 0 | 0 | 0.65104 | 0.85008 | 0.012497 | 0.0064921 | 0.16591 | 0.37314 | 0.65104 | 0 | 0 | 0.85 | 0.85 | 0.85 | 0.85 | 0.93576 | 0.012497 | 0.48379 | 0 | 0
2025-10-07 06:00 | 64377.7453 | 63997.2729 | 46.3436 | 334.1289 | 0.002093 | 0.16379 | 0.16355 | 0.16816 | 280 | 6 | Fall | 0.36517 | 0.39941 | 0.39941 | 0.93715 | 0.18574 | 0.16355 | 0.002093 | 0 | 0.65331 | 0.85008 | 0.012462 | 0.0064921 | 0.16816 | 0.36964 | 0.65331 | 0 | 0 | 0.85 | 0.85 | 0.85 | 0.85 | 0.93715 | 0.012462 | 0.46504 | 0.0014651 | 0
2025-10-07 07:00 | 68692.6458 | 66793.3337 | 1588.0994 | 311.2126 | 0.071722 | 0.15256 | 0.15222 | 0.15868 | 280 | 7 | Fall | 0.38197 | 0.40891 | 0.40891 | 0.93839 | 0.20415 | 0.15222 | 0.071722 | 0 | 0.65331 | 0.85008 | 0.012392 | 0.0064921 | 0.15868 | 0.36205 | 0.65331 | 0 | 0 | 0.85 | 0.85 | 0.85 | 0.85 | 0.93839 | 0.012392 | 0.44968 | 0.050205 | 0
2025-10-07 08:00 | 67109.2817 | 62427.7269 | 4391.7015 | 289.8532 | 0.19834 | 0.14208 | 0.14231 | 0.13797 | 280 | 8 | Fall | 0.39185 | 0.40697 | 0.40697 | 0.93566 | 0.21485 | 0.14231 | 0.19834 | 0.16223 | 0.65331 | 0.85008 | 0.012357 | 0.0064921 | 0.13797 | 0.40198 | 0.65331 | 0 | 0 | 0.85 | 0.85 | 0.85 | 0.85 | 0.93566 | 0.012357 | 0.45998 | 0.13884 | 0
2025-10-07 09:00 | 66248.2489 | 59277.4526 | 6675.6374 | 295.1588 | 0.30149 | 0.14469 | 0.14557 | 0.12876 | 280 | 9 | Fall | 0.39166 | 0.40877 | 0.40877 | 0.92982 | 0.21991 | 0.14557 | 0.30149 | 0.44952 | 0.65113 | 0.85008 | 0.012252 | 0.0064921 | 0.12876 | 0.39032 | 0.65113 | 0 | 0 | 0.85 | 0.85 | 0.85 | 0.85 | 0.92982 | 0.012252 | 0.46381 | 0.21104 | 0
2025-10-07 10:00 | 65231.9549 | 56981.4655 | 7958.9055 | 291.5839 | 0.35944 | 0.14293 | 0.14416 | 0.12075 | 280 | 10 | Fall | 0.40411 | 0.42068 | 0.42068 | 0.92508 | 0.22175 | 0.14416 | 0.35944 | 0.57836 | 0.66261 | 0.85008 | 0.012218 | 0.0064921 | 0.12075 | 0.44411 | 0.66261 | 0 | 0 | 0.85 | 0.85 | 0.85 | 0.85 | 0.92508 | 0.012218 | 0.49846 | 0.25161 | 0
2025-10-07 11:00 | 63253.3403 | 54504.4683 | 8459.3497 | 289.5223 | 0.38204 | 0.14192 | 0.14338 | 0.11563 | 280 | 11 | Fall | 0.41644 | 0.43336 | 0.43336 | 0.9244 | 0.22921 | 0.14338 | 0.38204 | 0.61146 | 0.66261 | 0.85008 | 0.011903 | 0.0067811 | 0.11563 | 0.48314 | 0.66261 | 0 | 0 | 0.85 | 0.85 | 0.85 | 0.85 | 0.9244 | 0.011903 | 0.55063 | 0.26743 | 0
2025-10-07 12:00 | 63451.6121 | 54715.336 | 8449.23 | 287.0461 | 0.38158 | 0.14071 | 0.14181 | 0.1208 | 280 | 12 | Fall | 0.43539 | 0.4543 | 0.4543 | 0.92402 | 0.24522 | 0.14181 | 0.38158 | 0.64788 | 0.66261 | 0.85008 | 0.011903 | 0.0064921 | 0.1208 | 0.53927 | 0.66261 | 0 | 0 | 0.85 | 0.85 | 0.85 | 0.85 | 0.92402 | 0.011903 | 0.58716 | 0.26711 | 0
2025-10-07 13:00 | 63906.3665 | 55812.3881 | 7804.8207 | 289.1578 | 0.35248 | 0.14174 | 0.14239 | 0.13002 | 280 | 13 | Fall | 0.46136 | 0.47855 | 0.47855 | 0.92234 | 0.2669 | 0.14239 | 0.35248 | 0.6577 | 0.66261 | 0.85008 | 0.011694 | 0.0098579 | 0.13002 | 0.58521 | 0.66261 | 0 | 0 | 0.85 | 0.85 | 0.85 | 0.85 | 0.92234 | 0.011694 | 0.60493 | 0.24674 | 0
2025-10-07 14:00 | 64061.5839 | 57029.4286 | 6736.1511 | 296.0042 | 0.30422 | 0.1451 | 0.14525 | 0.14247 | 280 | 14 | Fall | 0.48366 | 0.49376 | 0.49376 | 0.92148 | 0.3113 | 0.14525 | 0.30422 | 0.654 | 0.66424 | 0.85008 | 0.011659 | 0.015065 | 0.14247 | 0.62713 | 0.66424 | 0 | 0 | 0.85 | 0.85 | 0.85 | 0.85 | 0.92148 | 0.011659 | 0.61302 | 0.21295 | 0
2025-10-07 15:00 | 64233.8739 | 58844.0871 | 5087.9647 | 301.8222 | 0.22978 | 0.14795 | 0.14719 | 0.16165 | 280 | 15 | Fall | 0.50654 | 0.50702 | 0.50702 | 0.92059 | 0.39325 | 0.14719 | 0.22978 | 0.65838 | 0.66424 | 0.85008 | 0.011415 | 0.018179 | 0.16165 | 0.6525 | 0.66424 | 0 | 0 | 0.85 | 0.85 | 0.85 | 0.85 | 0.92059 | 0.011415 | 0.63439 | 0.16085 | 0.00017779
2025-10-07 16:00 | 64937.0661 | 61712.7713 | 2916.5791 | 307.7156 | 0.13172 | 0.15084 | 0.14926 | 0.17936 | 280 | 16 | Fall | 0.52814 | 0.52024 | 0.52024 | 0.92028 | 0.45282 | 0.14926 | 0.13172 | 0.66367 | 0.66641 | 0.85008 | 0.011903 | 0.018609 | 0.17936 | 0.68032 | 0.66641 | 0 | 0 | 0.85 | 0.85 | 0.85 | 0.85 | 0.92028 | 0.011903 | 0.64677 | 0.092203 | 0.03688
2025-10-07 17:00 | 65666.76 | 64327.139 | 1020.2149 | 319.4061 | 0.046075 | 0.15657 | 0.15479 | 0.18881 | 280 | 17 | Fall | 0.55921 | 0.52787 | 0.52787 | 0.92028 | 0.49849 | 0.15479 | 0.046075 | 0.6549 | 0.66641 | 0.85008 | 0.012497 | 0.02092 | 0.18881 | 0.69339 | 0.66641 | 0 | 0 | 0.85 | 0.85 | 0.85 | 0.85 | 0.92028 | 0.012497 | 0.65974 | 0.032252 | 0.46447
2025-10-07 18:00 | 69623.6621 | 69263.5037 | 22.6166 | 337.5417 | 0.0010214 | 0.16546 | 0.16403 | 0.19136 | 280 | 18 | Fall | 0.56981 | 0.53326 | 0.53326 | 0.92026 | 0.51472 | 0.16403 | 0.0010214 | 0.58607 | 0.66641 | 0.85008 | 0.012776 | 0.030806 | 0.19136 | 0.72066 | 0.66641 | 0 | 0 | 0.85 | 0.85 | 0.85 | 0.85 | 0.92026 | 0.012776 | 0.67697 | 0.00071499 | 0.42382
2025-10-07 19:00 | 68945.0913 | 68603.6926 | 0 | 341.3987 | 0 | 0.16735 | 0.16632 | 0.18603 | 280 | 19 | Fall | 0.58792 | 0.53844 | 0.53844 | 0.92081 | 0.51215 | 0.16632 | 0 | 0.30172 | 0.66641 | 0.85008 | 0.012985 | 0.040504 | 0.18603 | 0.70767 | 0.66641 | 0 | 0 | 0.85 | 0.85 | 0.85 | 0.85 | 0.92081 | 0.012985 | 0.6913 | 0 | 0.3403
2025-10-07 20:00 | 67133.6096 | 66802.6492 | 0 | 330.9604 | 0 | 0.16224 | 0.16102 | 0.18429 | 280 | 20 | Fall | 0.58769 | 0.53296 | 0.53296 | 0.92152 | 0.47501 | 0.16102 | 0 | 0.0006045 | 0.66641 | 0.85008 | 0.012671 | 0.027207 | 0.18429 | 0.69538 | 0.66641 | 0 | 0 | 0.85 | 0.85 | 0.85 | 0.85 | 0.92152 | 0.012671 | 0.69331 | 0 | 0.11348
2025-10-07 21:00 | 64316.6288 | 63996.2576 | 0 | 320.3712 | 0 | 0.15704 | 0.15565 | 0.18222 | 280 | 21 | Fall | 0.5589 | 0.51972 | 0.51972 | 0.92369 | 0.43894 | 0.15565 | 0 | 0 | 0.66478 | 0.85008 | 0.012741 | 0.015558 | 0.18222 | 0.62275 | 0.66478 | 0 | 0 | 0.85 | 0.85 | 0.85 | 0.85 | 0.92369 | 0.012741 | 0.67279 | 0 | 0.16147
2025-10-07 22:00 | 59867.7291 | 59556.8307 | 0 | 310.8984 | 0 | 0.1524 | 0.15089 | 0.17971 | 280 | 22 | Fall | 0.51728 | 0.4948 | 0.4948 | 0.92621 | 0.40003 | 0.15089 | 0 | 0 | 0.66478 | 0.85008 | 0.012881 | 0.0070257 | 0.17971 | 0.54639 | 0.66478 | 0 | 0 | 0.85 | 0.85 | 0.85 | 0.85 | 0.92621 | 0.012881 | 0.63052 | 0 | 0.1153
2025-10-07 23:00 | 55430.5494 | 55125.8968 | 0 | 304.6526 | 0 | 0.14934 | 0.14792 | 0.17504 | 280 | 23 | Fall | 0.47532 | 0.45627 | 0.45627 | 0.92842 | 0.36928 | 0.14792 | 0 | 0 | 0.65567 | 0.85008 | 0.012252 | 0.0070257 | 0.17504 | 0.47566 | 0.65567 | 0 | 0 | 0.85 | 0.85 | 0.85 | 0.85 | 0.92842 | 0.012252 | 0.56646 | 0 | 0.067351
2025-10-08 00:00 | 53564.3573 | 53242.2169 | 0 | 322.1404 | 0 | 0.15791 | 0.15676 | 0.17879 | 281 | 0 | Fall | 0.40086 | 0.41408 | 0.41408 | 0.9324 | 0.29275 | 0.15676 | 0 | 0 | 0.65196 | 0.85008 | 0.011834 | 0.0070257 | 0.17879 | 0.40145 | 0.65196 | 0 | 0 | 0.85 | 0.85 | 0.85 | 0.85 | 0.9324 | 0.011834 | 0.52583 | 0 | 0.01542
2025-10-08 01:00 | 52872.0182 | 52517.5371 | 0 | 354.4811 | 0 | 0.17377 | 0.17271 | 0.19288 | 281 | 1 | Fall | 0.37675 | 0.40095 | 0.40095 | 0.93332 | 0.26062 | 0.17271 | 0 | 0 | 0.65196 | 0.85008 | 0.012078 | 0.0070257 | 0.19288 | 0.38521 | 0.65196 | 0 | 0 | 0.85 | 0.85 | 0.85 | 0.85 | 0.93332 | 0.012078 | 0.49927 | 0 | 0
2025-10-08 02:00 | 52754.7207 | 52373.4158 | 0 | 381.3049 | 0 | 0.18691 | 0.18585 | 0.20622 | 281 | 2 | Fall | 0.36036 | 0.37824 | 0.37824 | 0.93336 | 0.22473 | 0.18585 | 0 | 0 | 0.65196 | 0.85008 | 0.012357 | 0.0070257 | 0.20622 | 0.38017 | 0.65196 | 0 | 0 | 0.85 | 0.85 | 0.85 | 0.85 | 0.93336 | 0.012357 | 0.49291 | 0 | 0
2025-10-08 03:00 | 52741.5108 | 52333.7998 | 0 | 407.7111 | 0 | 0.19986 | 0.19888 | 0.21747 | 281 | 3 | Fall | 0.34783 | 0.36163 | 0.36163 | 0.93289 | 0.18289 | 0.19888 | 0 | 0 | 0.64813 | 0.85008 | 0.012532 | 0.0070257 | 0.21747 | 0.37147 | 0.64813 | 0 | 0 | 0.85 | 0.85 | 0.85 | 0.85 | 0.93289 | 0.012532 | 0.48498 | 0 | 0
2025-10-08 04:00 | 53285.0739 | 52855.0342 | 0 | 430.0397 | 0 | 0.2108 | 0.20999 | 0.22546 | 281 | 4 | Fall | 0.34209 | 0.36519 | 0.36519 | 0.93361 | 0.16879 | 0.20999 | 0 | 0 | 0.65104 | 0.85008 | 0.012532 | 0.0070257 | 0.22546 | 0.37052 | 0.65104 | 0 | 0 | 0.85 | 0.85 | 0.85 | 0.85 | 0.93361 | 0.012532 | 0.48267 | 0 | 0
2025-10-08 05:00 | 57453.1565 | 57010.0305 | 0 | 443.126 | 0 | 0.21722 | 0.2165 | 0.23017 | 281 | 5 | Fall | 0.34482 | 0.37756 | 0.37756 | 0.93576 | 0.17276 | 0.2165 | 0 | 0 | 0.65104 | 0.85008 | 0.012497 | 0.0064921 | 0.23017 | 0.37314 | 0.65104 | 0 | 0 | 0.85 | 0.85 | 0.85 | 0.85 | 0.93576 | 0.012497 | 0.48379 | 0 | 0
2025-10-08 06:00 | 64377.7453 | 63914.8758 | 28.567 | 434.3025 | 0.0012901 | 0.21289 | 0.21234 | 0.22283 | 281 | 6 | Fall | 0.36517 | 0.39941 | 0.39941 | 0.93715 | 0.18574 | 0.21234 | 0.0012901 | 0 | 0.65331 | 0.85008 | 0.012462 | 0.0064921 | 0.22283 | 0.36964 | 0.65331 | 0 | 0 | 0.85 | 0.85 | 0.85 | 0.85 | 0.93715 | 0.012462 | 0.46504 | 0.0009031 | 0
2025-10-08 07:00 | 68757.6623 | 67187.0535 | 1166.9425 | 403.6664 | 0.052701 | 0.19788 | 0.19748 | 0.20507 | 281 | 7 | Fall | 0.38197 | 0.40891 | 0.40891 | 0.93839 | 0.20415 | 0.19748 | 0.052701 | 0 | 0.65331 | 0.85008 | 0.012392 | 0.0064921 | 0.20507 | 0.36205 | 0.65331 | 0 | 0 | 0.85 | 0.85 | 0.85 | 0.85 | 0.93839 | 0.012392 | 0.44968 | 0.036891 | 0
2025-10-08 08:00 | 67109.2817 | 63226.3133 | 3516.1213 | 366.8471 | 0.1588 | 0.17983 | 0.17996 | 0.17743 | 281 | 8 | Fall | 0.39185 | 0.40697 | 0.40697 | 0.93566 | 0.21485 | 0.17996 | 0.1588 | 0.16223 | 0.65331 | 0.85008 | 0.012357 | 0.0064921 | 0.17743 | 0.40198 | 0.65331 | 0 | 0 | 0.85 | 0.85 | 0.85 | 0.85 | 0.93566 | 0.012357 | 0.45998 | 0.11116 | 0
2025-10-08 09:00 | 66248.2489 | 59738.1701 | 6121.8289 | 388.2498 | 0.27647 | 0.19032 | 0.19153 | 0.1684 | 281 | 9 | Fall | 0.39166 | 0.40877 | 0.40877 | 0.92982 | 0.21991 | 0.19153 | 0.27647 | 0.44952 | 0.65113 | 0.85008 | 0.012252 | 0.0064921 | 0.1684 | 0.39032 | 0.65113 | 0 | 0 | 0.85 | 0.85 | 0.85 | 0.85 | 0.92982 | 0.012252 | 0.46381 | 0.19353 | 0
2025-10-08 10:00 | 65980.4154 | 56939.2036 | 8638.8724 | 402.3394 | 0.39015 | 0.19723 | 0.19902 | 0.16471 | 281 | 10 | Fall | 0.40411 | 0.42068 | 0.42068 | 0.92508 | 0.22175 | 0.19902 | 0.39015 | 0.57836 | 0.66261 | 0.85008 | 0.012218 | 0.0064921 | 0.16471 | 0.44411 | 0.66261 | 0 | 0 | 0.85 | 0.85 | 0.85 | 0.85 | 0.92508 | 0.012218 | 0.49846 | 0.2731 | 0
2025-10-08 11:00 | 64347.769 | 53316.5675 | 10632.3142 | 398.8874 | 0.48018 | 0.19553 | 0.19758 | 0.15857 | 281 | 11 | Fall | 0.41644 | 0.43336 | 0.43336 | 0.9244 | 0.22921 | 0.19758 | 0.48018 | 0.61146 | 0.66261 | 0.85008 | 0.011903 | 0.0067811 | 0.15857 | 0.48314 | 0.66261 | 0 | 0 | 0.85 | 0.85 | 0.85 | 0.85 | 0.9244 | 0.011903 | 0.55063 | 0.33612 | 0
2025-10-08 12:00 | 64100.2935 | 52021.005 | 11687.523 | 391.7656 | 0.52783 | 0.19204 | 0.19432 | 0.1508 | 281 | 12 | Fall | 0.43539 | 0.4543 | 0.4543 | 0.92402 | 0.24522 | 0.19432 | 0.52783 | 0.64788 | 0.66261 | 0.85008 | 0.011903 | 0.0064921 | 0.1508 | 0.53927 | 0.66261 | 0 | 0 | 0.85 | 0.85 | 0.85 | 0.85 | 0.92402 | 0.011903 | 0.58716 | 0.36948 | 0
2025-10-08 13:00 | 64364.0673 | 52649.782 | 11331.1315 | 383.1538 | 0.51174 | 0.18782 | 0.19031 | 0.1429 | 281 | 13 | Fall | 0.46136 | 0.47855 | 0.47855 | 0.92234 | 0.2669 | 0.19031 | 0.51174 | 0.6577 | 0.66261 | 0.85008 | 0.011694 | 0.0098579 | 0.1429 | 0.58521 | 0.66261 | 0 | 0 | 0.85 | 0.85 | 0.85 | 0.85 | 0.92234 | 0.011694 | 0.60493 | 0.35822 | 0
2025-10-08 14:00 | 64514.1093 | 54421.533 | 9713.8543 | 378.722 | 0.4387 | 0.18565 | 0.18832 | 0.13741 | 281 | 14 | Fall | 0.48366 | 0.49376 | 0.49376 | 0.92148 | 0.3113 | 0.18832 | 0.4387 | 0.654 | 0.66424 | 0.85008 | 0.011659 | 0.015065 | 0.13741 | 0.62713 | 0.66424 | 0 | 0 | 0.85 | 0.85 | 0.85 | 0.85 | 0.92148 | 0.011659 | 0.61302 | 0.30709 | 0
2025-10-08 15:00 | 64780.4158 | 57132.0711 | 7268.5783 | 379.7664 | 0.32826 | 0.18616 | 0.18888 | 0.13701 | 281 | 15 | Fall | 0.50654 | 0.50702 | 0.50702 | 0.92059 | 0.39325 | 0.18888 | 0.32826 | 0.65838 | 0.66424 | 0.85008 | 0.011415 | 0.018179 | 0.13701 | 0.6525 | 0.66424 | 0 | 0 | 0.85 | 0.85 | 0.85 | 0.85 | 0.92059 | 0.011415 | 0.63439 | 0.22978 | 0.00017779
2025-10-08 16:00 | 65614.9385 | 60858.6884 | 4378.6897 | 377.5605 | 0.19775 | 0.18508 | 0.18743 | 0.14253 | 281 | 16 | Fall | 0.52814 | 0.52024 | 0.52024 | 0.92028 | 0.45282 | 0.18743 | 0.19775 | 0.66367 | 0.66641 | 0.85008 | 0.011903 | 0.018609 | 0.14253 | 0.68032 | 0.66641 | 0 | 0 | 0.85 | 0.85 | 0.85 | 0.85 | 0.92028 | 0.011903 | 0.64677 | 0.13843 | 0.03688
2025-10-08 17:00 | 66633.7524 | 64802.1073 | 1445.7497 | 385.8953 | 0.065293 | 0.18916 | 0.19121 | 0.1522 | 281 | 17 | Fall | 0.55921 | 0.52787 | 0.52787 | 0.92028 | 0.49849 | 0.19121 | 0.065293 | 0.6549 | 0.66641 | 0.85008 | 0.012497 | 0.02092 | 0.1522 | 0.69339 | 0.66641 | 0 | 0 | 0.85 | 0.85 | 0.85 | 0.85 | 0.92028 | 0.012497 | 0.65974 | 0.045705 | 0.46447
2025-10-08 18:00 | 69623.6621 | 69180.6289 | 25.4503 | 417.5829 | 0.0011494 | 0.2047 | 0.20662 | 0.16998 | 281 | 18 | Fall | 0.56981 | 0.53326 | 0.53326 | 0.92026 | 0.51472 | 0.20662 | 0.0011494 | 0.58607 | 0.66641 | 0.85008 | 0.012776 | 0.030806 | 0.16998 | 0.72066 | 0.66641 | 0 | 0 | 0.85 | 0.85 | 0.85 | 0.85 | 0.92026 | 0.012776 | 0.67697 | 0.00080457 | 0.42382
2025-10-08 19:00 | 68945.0913 | 68514.5145 | 0 | 430.5768 | 0 | 0.21107 | 0.21232 | 0.18836 | 281 | 19 | Fall | 0.58792 | 0.53844 | 0.53844 | 0.92081 | 0.51215 | 0.21232 | 0 | 0.30172 | 0.66641 | 0.85008 | 0.012985 | 0.040504 | 0.18836 | 0.70767 | 0.66641 | 0 | 0 | 0.85 | 0.85 | 0.85 | 0.85 | 0.92081 | 0.012985 | 0.6913 | 0 | 0.3403
2025-10-08 20:00 | 67133.6096 | 66704.9392 | 0 | 428.6704 | 0 | 0.21013 | 0.21072 | 0.19958 | 281 | 20 | Fall | 0.58769 | 0.53296 | 0.53296 | 0.92152 | 0.47501 | 0.21072 | 0 | 0.0006045 | 0.66641 | 0.85008 | 0.012671 | 0.027207 | 0.19958 | 0.69538 | 0.66641 | 0 | 0 | 0.85 | 0.85 | 0.85 | 0.85 | 0.92152 | 0.012671 | 0.69331 | 0 | 0.11348
2025-10-08 21:00 | 64316.6288 | 63898.7872 | 0 | 417.8416 | 0 | 0.20482 | 0.20493 | 0.2029 | 281 | 21 | Fall | 0.5589 | 0.51972 | 0.51972 | 0.92369 | 0.43894 | 0.20493 | 0 | 0 | 0.66478 | 0.85008 | 0.012741 | 0.015558 | 0.2029 | 0.62275 | 0.66478 | 0 | 0 | 0.85 | 0.85 | 0.85 | 0.85 | 0.92369 | 0.012741 | 0.67279 | 0 | 0.16147
2025-10-08 22:00 | 59867.7291 | 59466.797 | 0 | 400.9321 | 0 | 0.19654 | 0.19605 | 0.20529 | 281 | 22 | Fall | 0.51728 | 0.4948 | 0.4948 | 0.92621 | 0.40003 | 0.19605 | 0 | 0 | 0.66478 | 0.85008 | 0.012881 | 0.0070257 | 0.20529 | 0.54639 | 0.66478 | 0 | 0 | 0.85 | 0.85 | 0.85 | 0.85 | 0.92621 | 0.012881 | 0.63052 | 0 | 0.1153
2025-10-08 23:00 | 55430.5494 | 55047.7434 | 0 | 382.806 | 0 | 0.18765 | 0.18639 | 0.21046 | 281 | 23 | Fall | 0.47532 | 0.45627 | 0.45627 | 0.92842 | 0.36928 | 0.18639 | 0 | 0 | 0.65567 | 0.85008 | 0.012252 | 0.0070257 | 0.21046 | 0.47566 | 0.65567 | 0 | 0 | 0.85 | 0.85 | 0.85 | 0.85 | 0.92842 | 0.012252 | 0.56646 | 0 | 0.067351
2025-10-09 00:00 | 53564.3573 | 53186.3845 | 0 | 377.9728 | 0 | 0.18528 | 0.18364 | 0.21501 | 282 | 0 | Fall | 0.40086 | 0.41408 | 0.41408 | 0.9324 | 0.29275 | 0.18364 | 0 | 0 | 0.65196 | 0.85008 | 0.011834 | 0.0070257 | 0.21501 | 0.40145 | 0.65196 | 0 | 0 | 0.85 | 0.85 | 0.85 | 0.85 | 0.9324 | 0.011834 | 0.52583 | 0 | 0.01542
2025-10-09 01:00 | 52872.0182 | 52488.7882 | 0 | 383.23 | 0 | 0.18786 | 0.18603 | 0.22096 | 282 | 1 | Fall | 0.37675 | 0.40095 | 0.40095 | 0.93332 | 0.26062 | 0.18603 | 0 | 0 | 0.65196 | 0.85008 | 0.012078 | 0.0070257 | 0.22096 | 0.38521 | 0.65196 | 0 | 0 | 0.85 | 0.85 | 0.85 | 0.85 | 0.93332 | 0.012078 | 0.49927 | 0 | 0
2025-10-09 02:00 | 52754.7207 | 52361.6285 | 0 | 393.0921 | 0 | 0.19269 | 0.19093 | 0.22457 | 282 | 2 | Fall | 0.36036 | 0.37824 | 0.37824 | 0.93336 | 0.22473 | 0.19093 | 0 | 0 | 0.65196 | 0.85008 | 0.012357 | 0.0070257 | 0.22457 | 0.38017 | 0.65196 | 0 | 0 | 0.85 | 0.85 | 0.85 | 0.85 | 0.93336 | 0.012357 | 0.49291 | 0 | 0
2025-10-09 03:00 | 52741.5108 | 52341.7104 | 0 | 399.8004 | 0 | 0.19598 | 0.19424 | 0.22738 | 282 | 3 | Fall | 0.34783 | 0.36163 | 0.36163 | 0.93289 | 0.18289 | 0.19424 | 0 | 0 | 0.64813 | 0.85008 | 0.012532 | 0.0070257 | 0.22738 | 0.37147 | 0.64813 | 0 | 0 | 0.85 | 0.85 | 0.85 | 0.85 | 0.93289 | 0.012532 | 0.48498 | 0 | 0
2025-10-09 04:00 | 53285.0739 | 52880.934 | 0 | 404.1399 | 0 | 0.19811 | 0.19651 | 0.22693 | 282 | 4 | Fall | 0.34209 | 0.36519 | 0.36519 | 0.93361 | 0.16879 | 0.19651 | 0 | 0 | 0.65104 | 0.85008 | 0.012532 | 0.0070257 | 0.22693 | 0.37052 | 0.65104 | 0 | 0 | 0.85 | 0.85 | 0.85 | 0.85 | 0.93361 | 0.012532 | 0.48267 | 0 | 0
2025-10-09 05:00 | 57453.1565 | 57048.9099 | 0 | 404.2466 | 0 | 0.19816 | 0.19677 | 0.22321 | 282 | 5 | Fall | 0.34482 | 0.37756 | 0.37756 | 0.93576 | 0.17276 | 0.19677 | 0 | 0 | 0.65104 | 0.85008 | 0.012497 | 0.0064921 | 0.22321 | 0.37314 | 0.65104 | 0 | 0 | 0.85 | 0.85 | 0.85 | 0.85 | 0.93576 | 0.012497 | 0.48379 | 0 | 0
2025-10-09 06:00 | 64377.7453 | 63960.9145 | 29.2772 | 387.5536 | 0.0013222 | 0.18998 | 0.18882 | 0.21091 | 282 | 6 | Fall | 0.36517 | 0.39941 | 0.39941 | 0.93715 | 0.18574 | 0.18882 | 0.0013222 | 0 | 0.65331 | 0.85008 | 0.012462 | 0.0064921 | 0.21091 | 0.36964 | 0.65331 | 0 | 0 | 0.85 | 0.85 | 0.85 | 0.85 | 0.93715 | 0.012462 | 0.46504 | 0.00092555 | 0
2025-10-09 07:00 | 68825.9455 | 67293.0437 | 1186.1635 | 346.7383 | 0.05357 | 0.16997 | 0.16881 | 0.19093 | 282 | 7 | Fall | 0.38197 | 0.40891 | 0.40891 | 0.93839 | 0.20415 | 0.16881 | 0.05357 | 0 | 0.65331 | 0.85008 | 0.012392 | 0.0064921 | 0.19093 | 0.36205 | 0.65331 | 0 | 0 | 0.85 | 0.85 | 0.85 | 0.85 | 0.93839 | 0.012392 | 0.44968 | 0.037499 | 0
2025-10-09 08:00 | 67109.2817 | 63249.3978 | 3561.3553 | 298.5287 | 0.16084 | 0.14634 | 0.14551 | 0.16136 | 282 | 8 | Fall | 0.39185 | 0.40697 | 0.40697 | 0.93566 | 0.21485 | 0.14551 | 0.16084 | 0.16223 | 0.65331 | 0.85008 | 0.012357 | 0.0064921 | 0.16136 | 0.40198 | 0.65331 | 0 | 0 | 0.85 | 0.85 | 0.85 | 0.85 | 0.93566 | 0.012357 | 0.45998 | 0.11259 | 0
2025-10-09 09:00 | 66248.2489 | 59587.6013 | 6343.6767 | 316.9708 | 0.28649 | 0.15538 | 0.15511 | 0.16023 | 282 | 9 | Fall | 0.39166 | 0.40877 | 0.40877 | 0.92982 | 0.21991 | 0.15511 | 0.28649 | 0.44952 | 0.65113 | 0.85008 | 0.012252 | 0.0064921 | 0.16023 | 0.39032 | 0.65113 | 0 | 0 | 0.85 | 0.85 | 0.85 | 0.85 | 0.92982 | 0.012252 | 0.46381 | 0.20055 | 0
2025-10-09 10:00 | 66255.9355 | 57666.2323 | 8278.6886 | 311.0146 | 0.37388 | 0.15246 | 0.15254 | 0.15102 | 282 | 10 | Fall | 0.40411 | 0.42068 | 0.42068 | 0.92508 | 0.22175 | 0.15254 | 0.37388 | 0.57836 | 0.66261 | 0.85008 | 0.012218 | 0.0064921 | 0.15102 | 0.44411 | 0.66261 | 0 | 0 | 0.85 | 0.85 | 0.85 | 0.85 | 0.92508 | 0.012218 | 0.49846 | 0.26172 | 0
2025-10-09 11:00 | 64654.9578 | 55230.4875 | 9125.397 | 299.0733 | 0.41212 | 0.1466 | 0.14699 | 0.13958 | 282 | 11 | Fall | 0.41644 | 0.43336 | 0.43336 | 0.9244 | 0.22921 | 0.14699 | 0.41212 | 0.61146 | 0.66261 | 0.85008 | 0.011903 | 0.0067811 | 0.13958 | 0.48314 | 0.66261 | 0 | 0 | 0.85 | 0.85 | 0.85 | 0.85 | 0.9244 | 0.011903 | 0.55063 | 0.28848 | 0
2025-10-09 12:00 | 64370.0991 | 54962.5178 | 9114.9339 | 292.6474 | 0.41165 | 0.14345 | 0.14406 | 0.13251 | 282 | 12 | Fall | 0.43539 | 0.4543 | 0.4543 | 0.92402 | 0.24522 | 0.14406 | 0.41165 | 0.64788 | 0.66261 | 0.85008 | 0.011903 | 0.0064921 | 0.13251 | 0.53927 | 0.66261 | 0 | 0 | 0.85 | 0.85 | 0.85 | 0.85 | 0.92402 | 0.011903 | 0.58716 | 0.28815 | 0
2025-10-09 13:00 | 64521.5074 | 55577.9573 | 8657.1819 | 286.3681 | 0.39098 | 0.14038 | 0.14121 | 0.12536 | 282 | 13 | Fall | 0.46136 | 0.47855 | 0.47855 | 0.92234 | 0.2669 | 0.14121 | 0.39098 | 0.6577 | 0.66261 | 0.85008 | 0.011694 | 0.0098579 | 0.12536 | 0.58521 | 0.66261 | 0 | 0 | 0.85 | 0.85 | 0.85 | 0.85 | 0.92234 | 0.011694 | 0.60493 | 0.27368 | 0
2025-10-09 14:00 | 64584.5755 | 56946.6824 | 7359.5591 | 278.334 | 0.33237 | 0.13644 | 0.13725 | 0.12177 | 282 | 14 | Fall | 0.48366 | 0.49376 | 0.49376 | 0.92148 | 0.3113 | 0.13725 | 0.33237 | 0.654 | 0.66424 | 0.85008 | 0.011659 | 0.015065 | 0.12177 | 0.62713 | 0.66424 | 0 | 0 | 0.85 | 0.85 | 0.85 | 0.85 | 0.92148 | 0.011659 | 0.61302 | 0.23266 | 0
2025-10-09 15:00 | 64819.7759 | 59169.4182 | 5376.5309 | 273.8268 | 0.24281 | 0.13423 | 0.13496 | 0.12102 | 282 | 15 | Fall | 0.50654 | 0.50702 | 0.50702 | 0.92059 | 0.39325 | 0.13496 | 0.24281 | 0.65838 | 0.66424 | 0.85008 | 0.011415 | 0.018179 | 0.12102 | 0.6525 | 0.66424 | 0 | 0 | 0.85 | 0.85 | 0.85 | 0.85 | 0.92059 | 0.011415 | 0.63439 | 0.16997 | 0.00017779
2025-10-09 16:00 | 65689.1011 | 62181.8529 | 3232.6859 | 274.5624 | 0.14599 | 0.13459 | 0.13542 | 0.11954 | 282 | 16 | Fall | 0.52814 | 0.52024 | 0.52024 | 0.92028 | 0.45282 | 0.13542 | 0.14599 | 0.66367 | 0.66641 | 0.85008 | 0.011903 | 0.018609 | 0.11954 | 0.68032 | 0.66641 | 0 | 0 | 0.85 | 0.85 | 0.85 | 0.85 | 0.92028 | 0.011903 | 0.64677 | 0.1022 | 0.03688
2025-10-09 17:00 | 66800.9055 | 65467.6907 | 1045.4404 | 287.7744 | 0.047214 | 0.14107 | 0.14189 | 0.12616 | 282 | 17 | Fall | 0.55921 | 0.52787 | 0.52787 | 0.92028 | 0.49849 | 0.14189 | 0.047214 | 0.6549 | 0.66641 | 0.85008 | 0.012497 | 0.02092 | 0.12616 | 0.69339 | 0.66641 | 0 | 0 | 0.85 | 0.85 | 0.85 | 0.85 | 0.92028 | 0.012497 | 0.65974 | 0.03305 | 0.46447
2025-10-09 18:00 | 69623.6621 | 69296.378 | 16.8624 | 310.4217 | 0.00076154 | 0.15217 | 0.15308 | 0.13567 | 282 | 18 | Fall | 0.56981 | 0.53326 | 0.53326 | 0.92026 | 0.51472 | 0.15308 | 0.00076154 | 0.58607 | 0.66641 | 0.85008 | 0.012776 | 0.030806 | 0.13567 | 0.72066 | 0.66641 | 0 | 0 | 0.85 | 0.85 | 0.85 | 0.85 | 0.92026 | 0.012776 | 0.67697 | 0.00053308 | 0.42382
2025-10-09 19:00 | 68945.0913 | 68621.0486 | 0 | 324.0427 | 0 | 0.15884 | 0.15929 | 0.15083 | 282 | 19 | Fall | 0.58792 | 0.53844 | 0.53844 | 0.92081 | 0.51215 | 0.15929 | 0 | 0.30172 | 0.66641 | 0.85008 | 0.012985 | 0.040504 | 0.15083 | 0.70767 | 0.66641 | 0 | 0 | 0.85 | 0.85 | 0.85 | 0.85 | 0.92081 | 0.012985 | 0.6913 | 0 | 0.3403
2025-10-09 20:00 | 67133.6096 | 66799.0565 | 0 | 334.5532 | 0 | 0.164 | 0.16359 | 0.1714 | 282 | 20 | Fall | 0.58769 | 0.53296 | 0.53296 | 0.92152 | 0.47501 | 0.16359 | 0 | 0.0006045 | 0.66641 | 0.85008 | 0.012671 | 0.027207 | 0.1714 | 0.69538 | 0.66641 | 0 | 0 | 0.85 | 0.85 | 0.85 | 0.85 | 0.92152 | 0.012671 | 0.69331 | 0 | 0.11348
2025-10-09 21:00 | 64316.6288 | 63965.6004 | 0 | 351.0284 | 0 | 0.17207 | 0.17136 | 0.18493 | 282 | 21 | Fall | 0.5589 | 0.51972 | 0.51972 | 0.92369 | 0.43894 | 0.17136 | 0 | 0 | 0.66478 | 0.85008 | 0.012741 | 0.015558 | 0.18493 | 0.62275 | 0.66478 | 0 | 0 | 0.85 | 0.85 | 0.85 | 0.85 | 0.92369 | 0.012741 | 0.67279 | 0 | 0.16147
2025-10-09 22:00 | 59867.7291 | 59492.7649 | 0 | 374.9642 | 0 | 0.18381 | 0.18337 | 0.1916 | 282 | 22 | Fall | 0.51728 | 0.4948 | 0.4948 | 0.92621 | 0.40003 | 0.18337 | 0 | 0 | 0.66478 | 0.85008 | 0.012881 | 0.0070257 | 0.1916 | 0.54639 | 0.66478 | 0 | 0 | 0.85 | 0.85 | 0.85 | 0.85 | 0.92621 | 0.012881 | 0.63052 | 0 | 0.1153
2025-10-09 23:00 | 55430.5494 | 55025.6057 | 0 | 404.9437 | 0 | 0.1985 | 0.19834 | 0.2014 | 282 | 23 | Fall | 0.47532 | 0.45627 | 0.45627 | 0.92842 | 0.36928 | 0.19834 | 0 | 0 | 0.65567 | 0.85008 | 0.012252 | 0.0070257 | 0.2014 | 0.47566 | 0.65567 | 0 | 0 | 0.85 | 0.85 | 0.85 | 0.85 | 0.92842 | 0.012252 | 0.56646 | 0 | 0.067351
2025-10-10 00:00 | 53564.3573 | 53137.4915 | 0 | 426.8659 | 0 | 0.20925 | 0.20877 | 0.21793 | 283 | 0 | Fall | 0.40086 | 0.41408 | 0.41408 | 0.9324 | 0.29275 | 0.20877 | 0 | 0 | 0.65196 | 0.85008 | 0.011834 | 0.0070257 | 0.21793 | 0.40145 | 0.65196 | 0 | 0 | 0.85 | 0.85 | 0.85 | 0.85 | 0.9324 | 0.011834 | 0.52583 | 0 | 0.01542
2025-10-10 01:00 | 52872.0182 | 52424.5151 | 0 | 447.503 | 0 | 0.21936 | 0.21881 | 0.22934 | 283 | 1 | Fall | 0.37675 | 0.40095 | 0.40095 | 0.93332 | 0.26062 | 0.21881 | 0 | 0 | 0.65196 | 0.85008 | 0.012078 | 0.0070257 | 0.22934 | 0.38521 | 0.65196 | 0 | 0 | 0.85 | 0.85 | 0.85 | 0.85 | 0.93332 | 0.012078 | 0.49927 | 0 | 0
2025-10-10 02:00 | 52754.7207 | 52281.8342 | 0 | 472.8865 | 0 | 0.23181 | 0.23131 | 0.24083 | 283 | 2 | Fall | 0.36036 | 0.37824 | 0.37824 | 0.93336 | 0.22473 | 0.23131 | 0 | 0 | 0.65196 | 0.85008 | 0.012357 | 0.0070257 | 0.24083 | 0.38017 | 0.65196 | 0 | 0 | 0.85 | 0.85 | 0.85 | 0.85 | 0.93336 | 0.012357 | 0.49291 | 0 | 0
2025-10-10 03:00 | 52741.5108 | 52235.5541 | 0 | 505.9568 | 0 | 0.24802 | 0.2475 | 0.25738 | 283 | 3 | Fall | 0.34783 | 0.36163 | 0.36163 | 0.93289 | 0.18289 | 0.2475 | 0 | 0 | 0.64813 | 0.85008 | 0.012532 | 0.0070257 | 0.25738 | 0.37147 | 0.64813 | 0 | 0 | 0.85 | 0.85 | 0.85 | 0.85 | 0.93289 | 0.012532 | 0.48498 | 0 | 0
2025-10-10 04:00 | 53285.0739 | 52749.3471 | 0 | 535.7268 | 0 | 0.26261 | 0.26243 | 0.26596 | 283 | 4 | Fall | 0.34209 | 0.36519 | 0.36519 | 0.93361 | 0.16879 | 0.26243 | 0 | 0 | 0.65104 | 0.85008 | 0.012532 | 0.0070257 | 0.26596 | 0.37052 | 0.65104 | 0 | 0 | 0.85 | 0.85 | 0.85 | 0.85 | 0.93361 | 0.012532 | 0.48267 | 0 | 0
2025-10-10 05:00 | 57453.1565 | 56890.9767 | 0 | 562.1798 | 0 | 0.27558 | 0.27595 | 0.26893 | 283 | 5 | Fall | 0.34482 | 0.37756 | 0.37756 | 0.93576 | 0.17276 | 0.27595 | 0 | 0 | 0.65104 | 0.85008 | 0.012497 | 0.0064921 | 0.26893 | 0.37314 | 0.65104 | 0 | 0 | 0.85 | 0.85 | 0.85 | 0.85 | 0.93576 | 0.012497 | 0.48379 | 0 | 0
2025-10-10 06:00 | 64377.7453 | 63776.5082 | 34.7236 | 566.5136 | 0.0015682 | 0.2777 | 0.27876 | 0.25862 | 283 | 6 | Fall | 0.36517 | 0.39941 | 0.39941 | 0.93715 | 0.18574 | 0.27876 | 0.0015682 | 0 | 0.65331 | 0.85008 | 0.012462 | 0.0064921 | 0.25862 | 0.36964 | 0.65331 | 0 | 0 | 0.85 | 0.85 | 0.85 | 0.85 | 0.93715 | 0.012462 | 0.46504 | 0.0010977 | 0
2025-10-10 07:00 | 68897.734 | 66609.4751 | 1733.0367 | 555.2223 | 0.078267 | 0.27217 | 0.27354 | 0.24745 | 283 | 7 | Fall | 0.38197 | 0.40891 | 0.40891 | 0.93839 | 0.20415 | 0.27354 | 0.078267 | 0 | 0.65331 | 0.85008 | 0.012392 | 0.0064921 | 0.24745 | 0.36205 | 0.65331 | 0 | 0 | 0.85 | 0.85 | 0.85 | 0.85 | 0.93839 | 0.012392 | 0.44968 | 0.054787 | 0
2025-10-10 08:00 | 67109.2817 | 61457.0175 | 5105.894 | 546.3702 | 0.23059 | 0.26783 | 0.26956 | 0.23657 | 283 | 8 | Fall | 0.39185 | 0.40697 | 0.40697 | 0.93566 | 0.21485 | 0.26956 | 0.23059 | 0.16223 | 0.65331 | 0.85008 | 0.012357 | 0.0064921 | 0.23657 | 0.40198 | 0.65331 | 0 | 0 | 0.85 | 0.85 | 0.85 | 0.85 | 0.93566 | 0.012357 | 0.45998 | 0.16141 | 0
2025-10-10 09:00 | 66248.2489 | 57149.0019 | 8511.1377 | 588.1093 | 0.38438 | 0.28829 | 0.29117 | 0.23614 | 283 | 9 | Fall | 0.39166 | 0.40877 | 0.40877 | 0.92982 | 0.21991 | 0.29117 | 0.38438 | 0.44952 | 0.65113 | 0.85008 | 0.012252 | 0.0064921 | 0.23614 | 0.39032 | 0.65113 | 0 | 0 | 0.85 | 0.85 | 0.85 | 0.85 | 0.92982 | 0.012252 | 0.46381 | 0.26907 | 0
2025-10-10 10:00 | 65829.7228 | 54243.7361 | 10989.0775 | 596.9092 | 0.49629 | 0.2926 | 0.29598 | 0.23164 | 283 | 10 | Fall | 0.40411 | 0.42068 | 0.42068 | 0.92508 | 0.22175 | 0.29598 | 0.49629 | 0.57836 | 0.66261 | 0.85008 | 0.012218 | 0.0064921 | 0.23164 | 0.44411 | 0.66261 | 0 | 0 | 0.85 | 0.85 | 0.85 | 0.85 | 0.92508 | 0.012218 | 0.49846 | 0.3474 | 0
2025-10-10 11:00 | 64231.0593 | 51305.1686 | 12338.5158 | 587.375 | 0.55723 | 0.28793 | 0.2916 | 0.22165 | 283 | 11 | Fall | 0.41644 | 0.43336 | 0.43336 | 0.9244 | 0.22921 | 0.2916 | 0.55723 | 0.61146 | 0.66261 | 0.85008 | 0.011903 | 0.0067811 | 0.22165 | 0.48314 | 0.66261 | 0 | 0 | 0.85 | 0.85 | 0.85 | 0.85 | 0.9244 | 0.011903 | 0.55063 | 0.39006 | 0
2025-10-10 12:00 | 63963.6686 | 50789.688 | 12600.3285 | 573.6521 | 0.56906 | 0.2812 | 0.28501 | 0.21244 | 283 | 12 | Fall | 0.43539 | 0.4543 | 0.4543 | 0.92402 | 0.24522 | 0.28501 | 0.56906 | 0.64788 | 0.66261 | 0.85008 | 0.011903 | 0.0064921 | 0.21244 | 0.53927 | 0.66261 | 0 | 0 | 0.85 | 0.85 | 0.85 | 0.85 | 0.92402 | 0.011903 | 0.58716 | 0.39834 | 0
2025-10-10 13:00 | 64263.9804 | 52041.8035 | 11663.1252 | 559.0516 | 0.52673 | 0.27404 | 0.27775 | 0.207 | 283 | 13 | Fall | 0.46136 | 0.47855 | 0.47855 | 0.92234 | 0.2669 | 0.27775 | 0.52673 | 0.6577 | 0.66261 | 0.85008 | 0.011694 | 0.0098579 | 0.207 | 0.58521 | 0.66261 | 0 | 0 | 0.85 | 0.85 | 0.85 | 0.85 | 0.92234 | 0.011694 | 0.60493 | 0.36871 | 0
2025-10-10 14:00 | 64554.8476 | 54345.016 | 9661.6275 | 548.204 | 0.43634 | 0.26873 | 0.27213 | 0.20724 | 283 | 14 | Fall | 0.48366 | 0.49376 | 0.49376 | 0.92148 | 0.3113 | 0.27213 | 0.43634 | 0.654 | 0.66424 | 0.85008 | 0.011659 | 0.015065 | 0.20724 | 0.62713 | 0.66424 | 0 | 0 | 0.85 | 0.85 | 0.85 | 0.85 | 0.92148 | 0.011659 | 0.61302 | 0.30544 | 0
2025-10-10 15:00 | 65064.9325 | 57818.3921 | 6705.3991 | 541.1414 | 0.30283 | 0.26527 | 0.26839 | 0.20874 | 283 | 15 | Fall | 0.50654 | 0.50702 | 0.50702 | 0.92059 | 0.39325 | 0.26839 | 0.30283 | 0.65838 | 0.66424 | 0.85008 | 0.011415 | 0.018179 | 0.20874 | 0.6525 | 0.66424 | 0 | 0 | 0.85 | 0.85 | 0.85 | 0.85 | 0.92059 | 0.011415 | 0.63439 | 0.21198 | 0.00017779
2025-10-10 16:00 | 66275.8967 | 61934.8001 | 3810.5173 | 530.5793 | 0.17209 | 0.26009 | 0.26283 | 0.21056 | 283 | 16 | Fall | 0.52814 | 0.52024 | 0.52024 | 0.92028 | 0.45282 | 0.26283 | 0.17209 | 0.66367 | 0.66641 | 0.85008 | 0.011903 | 0.018609 | 0.21056 | 0.68032 | 0.66641 | 0 | 0 | 0.85 | 0.85 | 0.85 | 0.85 | 0.92028 | 0.011903 | 0.64677 | 0.12046 | 0.03688
2025-10-10 17:00 | 67807.9032 | 66081.8684 | 1205.1712 | 520.8635 | 0.054428 | 0.25533 | 0.25742 | 0.21739 | 283 | 17 | Fall | 0.55921 | 0.52787 | 0.52787 | 0.92028 | 0.49849 | 0.25742 | 0.054428 | 0.6549 | 0.66641 | 0.85008 | 0.012497 | 0.02092 | 0.21739 | 0.69339 | 0.66641 | 0 | 0 | 0.85 | 0.85 | 0.85 | 0.85 | 0.92028 | 0.012497 | 0.65974 | 0.0381 | 0.46447
2025-10-10 18:00 | 69623.6621 | 69085.8831 | 14.8907 | 522.8883 | 0.00067249 | 0.25632 | 0.25771 | 0.23124 | 283 | 18 | Fall | 0.56981 | 0.53326 | 0.53326 | 0.92026 | 0.51472 | 0.25771 | 0.00067249 | 0.58607 | 0.66641 | 0.85008 | 0.012776 | 0.030806 | 0.23124 | 0.72066 | 0.66641 | 0 | 0 | 0.85 | 0.85 | 0.85 | 0.85 | 0.92026 | 0.012776 | 0.67697 | 0.00047074 | 0.42382
2025-10-10 19:00 | 68945.0913 | 68436.0004 | 0 | 509.0909 | 0 | 0.24955 | 0.24985 | 0.24421 | 283 | 19 | Fall | 0.58792 | 0.53844 | 0.53844 | 0.92081 | 0.51215 | 0.24985 | 0 | 0.30172 | 0.66641 | 0.85008 | 0.012985 | 0.040504 | 0.24421 | 0.70767 | 0.66641 | 0 | 0 | 0.85 | 0.85 | 0.85 | 0.85 | 0.92081 | 0.012985 | 0.6913 | 0 | 0.3403
2025-10-10 20:00 | 67133.6096 | 66643.9111 | 0 | 489.6985 | 0 | 0.24005 | 0.23928 | 0.25387 | 283 | 20 | Fall | 0.58769 | 0.53296 | 0.53296 | 0.92152 | 0.47501 | 0.23928 | 0 | 0.0006045 | 0.66641 | 0.85008 | 0.012671 | 0.027207 | 0.25387 | 0.69538 | 0.66641 | 0 | 0 | 0.85 | 0.85 | 0.85 | 0.85 | 0.92152 | 0.012671 | 0.69331 | 0 | 0.11348
2025-10-10 21:00 | 64316.6288 | 63840.1522 | 0 | 476.4766 | 0 | 0.23357 | 0.23193 | 0.26314 | 283 | 21 | Fall | 0.5589 | 0.51972 | 0.51972 | 0.92369 | 0.43894 | 0.23193 | 0 | 0 | 0.66478 | 0.85008 | 0.012741 | 0.015558 | 0.26314 | 0.62275 | 0.66478 | 0 | 0 | 0.85 | 0.85 | 0.85 | 0.85 | 0.92369 | 0.012741 | 0.67279 | 0 | 0.16147
2025-10-10 22:00 | 59867.7291 | 59403.2833 | 0 | 464.4459 | 0 | 0.22767 | 0.2254 | 0.26866 | 283 | 22 | Fall | 0.51728 | 0.4948 | 0.4948 | 0.92621 | 0.40003 | 0.2254 | 0 | 0 | 0.66478 | 0.85008 | 0.012881 | 0.0070257 | 0.26866 | 0.54639 | 0.66478 | 0 | 0 | 0.85 | 0.85 | 0.85 | 0.85 | 0.92621 | 0.012881 | 0.63052 | 0 | 0.1153
2025-10-10 23:00 | 55430.5494 | 54981.5568 | 0 | 448.9926 | 0 | 0.22009 | 0.21773 | 0.26287 | 283 | 23 | Fall | 0.47532 | 0.45627 | 0.45627 | 0.92842 | 0.36928 | 0.21773 | 0 | 0 | 0.65567 | 0.85008 | 0.012252 | 0.0070257 | 0.26287 | 0.47566 | 0.65567 | 0 | 0 | 0.85 | 0.85 | 0.85 | 0.85 | 0.92842 | 0.012252 | 0.56646 | 0 | 0.067351
2025-10-11 00:00 | 32374.4709 | 31932.4693 | 0 | 442.0017 | 0 | 0.21667 | 0.21435 | 0.25851 | 284 | 0 | Spring | 0.27877 | 0.32807 | 0.32807 | 0.86806 | 0.41526 | 0.21435 | 0 | 0 | 0.64562 | 0.85008 | 0.0133 | 0.00079999 | 0.25851 | 0.22892 | 0.64562 | 0 | 0 | 0.85 | 0.85 | 0.85 | 0.85 | 0.86806 | 0.0133 | 0.36461 | 0 | 0.048952
2025-10-11 01:00 | 31750.6036 | 31308.4953 | 0 | 442.1083 | 0 | 0.21672 | 0.21461 | 0.25479 | 284 | 1 | Spring | 0.27126 | 0.31736 | 0.31736 | 0.87726 | 0.38 | 0.21461 | 0 | 0 | 0.64562 | 0.85008 | 0.012357 | 0.00079999 | 0.25479 | 0.2248 | 0.64562 | 0 | 0 | 0.85 | 0.85 | 0.85 | 0.85 | 0.87726 | 0.012357 | 0.36019 | 0 | 0
2025-10-11 02:00 | 31631.2489 | 31189.6018 | 0 | 441.6471 | 0 | 0.21649 | 0.21461 | 0.25047 | 284 | 2 | Spring | 0.2611 | 0.30561 | 0.30561 | 0.87644 | 0.34552 | 0.21461 | 0 | 0 | 0.64562 | 0.85008 | 0.012462 | 0.00079999 | 0.25047 | 0.21959 | 0.64562 | 0 | 0 | 0.85 | 0.85 | 0.85 | 0.85 | 0.87644 | 0.012462 | 0.35507 | 0 | 0.0076969
2025-10-11 03:00 | 31599.1588 | 31163.9772 | 0 | 435.1816 | 0 | 0.21332 | 0.21122 | 0.25138 | 284 | 3 | Spring | 0.25348 | 0.29808 | 0.29808 | 0.87591 | 0.33422 | 0.21122 | 0 | 0 | 0.64562 | 0.85008 | 0.013439 | 0.00079999 | 0.25138 | 0.21762 | 0.64562 | 0 | 0 | 0.85 | 0.85 | 0.85 | 0.85 | 0.87591 | 0.013439 | 0.3547 | 0 | 0
2025-10-11 04:00 | 31949.1148 | 31511.1773 | 0 | 437.9375 | 0 | 0.21468 | 0.21248 | 0.25428 | 284 | 4 | Spring | 0.24517 | 0.29516 | 0.29516 | 0.87706 | 0.32769 | 0.21248 | 0 | 0 | 0.64562 | 0.85008 | 0.013579 | 0.00079999 | 0.25428 | 0.22054 | 0.64562 | 0 | 0 | 0.85 | 0.85 | 0.85 | 0.85 | 0.87706 | 0.013579 | 0.36068 | 0 | 0
2025-10-11 05:00 | 34277.5012 | 33834.8598 | 0 | 442.6415 | 0 | 0.21698 | 0.21502 | 0.25251 | 284 | 5 | Spring | 0.24319 | 0.29542 | 0.29542 | 0.87925 | 0.32324 | 0.21502 | 0 | 0 | 0.64562 | 0.85008 | 0.013719 | 0.00079999 | 0.25251 | 0.24903 | 0.64562 | 0 | 0 | 0.85 | 0.85 | 0.85 | 0.85 | 0.87925 | 0.013719 | 0.38813 | 0 | 0
2025-10-11 06:00 | 36253.3146 | 35790.5755 | 27.7653 | 434.9738 | 0.0012539 | 0.21322 | 0.21138 | 0.24654 | 284 | 6 | Spring | 0.25416 | 0.29826 | 0.29826 | 0.88123 | 0.35611 | 0.21138 | 0.0012539 | 0 | 0.6501 | 0.85008 | 0.013404 | 0.00083936 | 0.24654 | 0.30317 | 0.6501 | 0 | 0 | 0.85 | 0.85 | 0.85 | 0.85 | 0.88123 | 0.013404 | 0.4151 | 0.00087776 | 0
2025-10-11 07:00 | 38125.4746 | 36174.1331 | 1545.1644 | 406.1771 | 0.069783 | 0.19911 | 0.19692 | 0.23871 | 284 | 7 | Spring | 0.26383 | 0.30635 | 0.30635 | 0.88211 | 0.39696 | 0.19692 | 0.069783 | 0 | 0.65669 | 0.85008 | 0.012671 | 0.0010882 | 0.23871 | 0.29 | 0.65669 | 0 | 0 | 0.85 | 0.85 | 0.85 | 0.85 | 0.88211 | 0.012671 | 0.40054 | 0.048848 | 0.0096656
2025-10-11 08:00 | 39264.0943 | 34227.9264 | 4660.448 | 375.7198 | 0.21048 | 0.18418 | 0.18221 | 0.21972 | 284 | 8 | Spring | 0.26441 | 0.30255 | 0.30255 | 0.88442 | 0.42633 | 0.18221 | 0.21048 | 0 | 0.65669 | 0.85008 | 0.012183 | 0.0010228 | 0.21972 | 0.28372 | 0.65669 | 0 | 0 | 0.85 | 0.85 | 0.85 | 0.85 | 0.88442 | 0.012183 | 0.39226 | 0.14733 | 0.029613
2025-10-11 09:00 | 41185.0086 | 33005.5779 | 7791.4426 | 387.9881 | 0.35188 | 0.19019 | 0.18906 | 0.21062 | 284 | 9 | Spring | 0.25911 | 0.30095 | 0.30095 | 0.88542 | 0.45108 | 0.18906 | 0.35188 | 0.38061 | 0.65642 | 0.85008 | 0.011659 | 0.00079999 | 0.21062 | 0.26073 | 0.65642 | 0 | 0 | 0.85 | 0.85 | 0.85 | 0.85 | 0.88542 | 0.011659 | 0.37528 | 0.24631 | 0
2025-10-11 10:00 | 43771.5181 | 33353.4817 | 10036.6548 | 381.3816 | 0.45328 | 0.18695 | 0.18613 | 0.20186 | 284 | 10 | Spring | 0.26146 | 0.29721 | 0.29721 | 0.88641 | 0.4463 | 0.18613 | 0.45328 | 0.64871 | 0.65688 | 0.85008 | 0.011484 | 0.00079999 | 0.20186 | 0.27476 | 0.65688 | 0 | 0 | 0.85 | 0.85 | 0.85 | 0.85 | 0.88641 | 0.011484 | 0.37825 | 0.31729 | 0
2025-10-11 11:00 | 44976.4277 | 33186.8387 | 11416.5521 | 373.0369 | 0.51559 | 0.18286 | 0.18219 | 0.195 | 284 | 11 | Spring | 0.25473 | 0.28311 | 0.28311 | 0.88809 | 0.41276 | 0.18219 | 0.51559 | 0.69148 | 0.65688 | 0.85008 | 0.01138 | 0.00079999 | 0.195 | 0.29695 | 0.65688 | 0 | 0 | 0.85 | 0.85 | 0.85 | 0.85 | 0.88809 | 0.01138 | 0.38376 | 0.36092 | 0.0092363
2025-10-11 12:00 | 45465.8281 | 33041.9489 | 12054.5382 | 369.341 | 0.54441 | 0.18105 | 0.18052 | 0.19058 | 284 | 12 | Spring | 0.24979 | 0.27224 | 0.27224 | 0.88874 | 0.38152 | 0.18052 | 0.54441 | 0.67553 | 0.65688 | 0.85008 | 0.011484 | 0.00080167 | 0.19058 | 0.31905 | 0.65688 | 0 | 0 | 0.85 | 0.85 | 0.85 | 0.85 | 0.88874 | 0.011484 | 0.39243 | 0.38109 | 0.0092363
2025-10-11 13:00 | 44002.6762 | 31853.7891 | 11779.9825 | 368.9046 | 0.53201 | 0.18084 | 0.18058 | 0.18541 | 284 | 13 | Spring | 0.2448 | 0.25993 | 0.25993 | 0.88865 | 0.35645 | 0.18058 | 0.53201 | 0.66427 | 0.65688 | 0.85008 | 0.010123 | 0.00079999 | 0.18541 | 0.32335 | 0.65688 | 0 | 0 | 0.85 | 0.85 | 0.85 | 0.85 | 0.88865 | 0.010123 | 0.40028 | 0.37241 | 0.0092363
2025-10-11 14:00 | 43861.5937 | 33024.4816 | 10463.9603 | 373.1518 | 0.47257 | 0.18292 | 0.18277 | 0.18554 | 284 | 14 | Spring | 0.24385 | 0.25881 | 0.25881 | 0.88747 | 0.34975 | 0.18277 | 0.47257 | 0.65679 | 0.65688 | 0.85008 | 0.0099835 | 0.0013328 | 0.18554 | 0.32489 | 0.65688 | 0 | 0 | 0.85 | 0.85 | 0.85 | 0.85 | 0.88747 | 0.0099835 | 0.40115 | 0.3308 | 0.0094141
2025-10-11 15:00 | 43684.1307 | 35132.4608 | 8167.8278 | 383.8422 | 0.36888 | 0.18816 | 0.18808 | 0.18964 | 284 | 15 | Spring | 0.24372 | 0.26351 | 0.26351 | 0.88663 | 0.34492 | 0.18808 | 0.36888 | 0.66692 | 0.65688 | 0.85008 | 0.010088 | 0.0013328 | 0.18964 | 0.33518 | 0.65688 | 0 | 0 | 0.85 | 0.85 | 0.85 | 0.85 | 0.88663 | 0.010088 | 0.4158 | 0.25821 | 0.0094141
2025-10-11 16:00 | 43402.6271 | 38021.7897 | 4985.6316 | 395.2057 | 0.22516 | 0.19373 | 0.19356 | 0.19677 | 284 | 16 | Spring | 0.24178 | 0.27908 | 0.27908 | 0.87629 | 0.34371 | 0.19356 | 0.22516 | 0.67652 | 0.66614 | 0.85008 | 0.010018 | 0.0013328 | 0.19677 | 0.36047 | 0.66614 | 0 | 0 | 0.85 | 0.85 | 0.85 | 0.85 | 0.87629 | 0.010018 | 0.43848 | 0.15761 | 0.0092363
2025-10-11 17:00 | 44107.6252 | 42092.5627 | 1611.0661 | 403.9964 | 0.072759 | 0.19804 | 0.19738 | 0.20997 | 284 | 17 | Spring | 0.24363 | 0.29823 | 0.29823 | 0.87688 | 0.36264 | 0.19738 | 0.072759 | 0.6679 | 0.66614 | 0.85008 | 0.010018 | 0.0035317 | 0.20997 | 0.37417 | 0.66614 | 0 | 0 | 0.85 | 0.85 | 0.85 | 0.85 | 0.87688 | 0.010018 | 0.48342 | 0.050931 | 0.28272
2025-10-11 18:00 | 44807.3138 | 44351.3094 | 17.6575 | 438.3469 | 0.00079745 | 0.21488 | 0.21425 | 0.22615 | 284 | 18 | Spring | 0.25066 | 0.31384 | 0.31384 | 0.87696 | 0.40118 | 0.21425 | 0.00079745 | 0.58773 | 0.66614 | 0.85008 | 0.010158 | 0.027398 | 0.22615 | 0.3962 | 0.66614 | 0 | 0 | 0.85 | 0.85 | 0.85 | 0.85 | 0.87696 | 0.010158 | 0.50599 | 0.00055821 | 0.42211
2025-10-11 19:00 | 44492.0582 | 44040.2274 | 0 | 451.8308 | 0 | 0.22149 | 0.22104 | 0.2295 | 284 | 19 | Spring | 0.26664 | 0.33067 | 0.33067 | 0.8775 | 0.42487 | 0.22104 | 0 | 0.23069 | 0.66641 | 0.85008 | 0.010612 | 0.027398 | 0.2295 | 0.41363 | 0.66641 | 0 | 0 | 0.85 | 0.85 | 0.85 | 0.85 | 0.8775 | 0.010612 | 0.52452 | 0 | 0.39185
2025-10-11 20:00 | 43843.5776 | 43393.6204 | 0 | 449.9572 | 0 | 0.22057 | 0.2205 | 0.22179 | 284 | 20 | Spring | 0.28392 | 0.33907 | 0.33907 | 0.87706 | 0.44583 | 0.2205 | 0 | 0 | 0.66641 | 0.85008 | 0.010717 | 0.013216 | 0.22179 | 0.41376 | 0.66641 | 0 | 0 | 0.85 | 0.85 | 0.85 | 0.85 | 0.87706 | 0.010717 | 0.52178 | 0 | 0.34357
2025-10-11 21:00 | 41599.277 | 41168.9084 | 0 | 430.3686 | 0 | 0.21096 | 0.21118 | 0.20711 | 284 | 21 | Spring | 0.28852 | 0.33774 | 0.33774 | 0.87764 | 0.44688 | 0.21118 | 0 | 0 | 0.66641 | 0.85008 | 0.010682 | 0.0013328 | 0.20711 | 0.40821 | 0.66641 | 0 | 0 | 0.85 | 0.85 | 0.85 | 0.85 | 0.87764 | 0.010682 | 0.49219 | 0 | 0.10075
2025-10-11 22:00 | 38391.0259 | 37987.1628 | 0 | 403.8631 | 0 | 0.19797 | 0.19826 | 0.19275 | 284 | 22 | Spring | 0.27883 | 0.33192 | 0.33192 | 0.87863 | 0.45017 | 0.19826 | 0 | 0 | 0.66641 | 0.85008 | 0.010717 | 0.0013328 | 0.19275 | 0.36384 | 0.66641 | 0 | 0 | 0.85 | 0.85 | 0.85 | 0.85 | 0.87863 | 0.010717 | 0.43629 | 0 | 0.081544
2025-10-11 23:00 | 34819.6767 | 34440.204 | 0 | 379.4728 | 0 | 0.18602 | 0.18655 | 0.17638 | 284 | 23 | Spring | 0.26601 | 0.32932 | 0.32932 | 0.87267 | 0.42104 | 0.18655 | 0 | 0 | 0.65528 | 0.85008 | 0.011973 | 0.0013328 | 0.17638 | 0.30433 | 0.65528 | 0 | 0 | 0.85 | 0.85 | 0.85 | 0.85 | 0.87267 | 0.011973 | 0.38142 | 0 | 0.039465
2025-10-12 00:00 | 32374.4709 | 32003.7223 | 0 | 370.7486 | 0 | 0.18174 | 0.18263 | 0.16562 | 285 | 0 | Spring | 0.27877 | 0.32807 | 0.32807 | 0.86806 | 0.41526 | 0.18263 | 0 | 0 | 0.64562 | 0.85008 | 0.0133 | 0.00079999 | 0.16562 | 0.22892 | 0.64562 | 0 | 0 | 0.85 | 0.85 | 0.85 | 0.85 | 0.86806 | 0.0133 | 0.36461 | 0 | 0.048952
2025-10-12 01:00 | 31750.6036 | 31378.0953 | 0 | 372.5082 | 0 | 0.1826 | 0.18362 | 0.16428 | 285 | 1 | Spring | 0.27126 | 0.31736 | 0.31736 | 0.87726 | 0.38 | 0.18362 | 0 | 0 | 0.64562 | 0.85008 | 0.012357 | 0.00079999 | 0.16428 | 0.2248 | 0.64562 | 0 | 0 | 0.85 | 0.85 | 0.85 | 0.85 | 0.87726 | 0.012357 | 0.36019 | 0 | 0
2025-10-12 02:00 | 31631.2489 | 31250.9218 | 0 | 380.3271 | 0 | 0.18643 | 0.18753 | 0.16658 | 285 | 2 | Spring | 0.2611 | 0.30561 | 0.30561 | 0.87644 | 0.34552 | 0.18753 | 0 | 0 | 0.64562 | 0.85008 | 0.012462 | 0.00079999 | 0.16658 | 0.21959 | 0.64562 | 0 | 0 | 0.85 | 0.85 | 0.85 | 0.85 | 0.87644 | 0.012462 | 0.35507 | 0 | 0.0076969
2025-10-12 03:00 | 31599.1588 | 31209.6727 | 0 | 389.4861 | 0 | 0.19092 | 0.19191 | 0.17306 | 285 | 3 | Spring | 0.25348 | 0.29808 | 0.29808 | 0.87591 | 0.33422 | 0.19191 | 0 | 0 | 0.64562 | 0.85008 | 0.013439 | 0.00079999 | 0.17306 | 0.21762 | 0.64562 | 0 | 0 | 0.85 | 0.85 | 0.85 | 0.85 | 0.87591 | 0.013439 | 0.3547 | 0 | 0
2025-10-12 04:00 | 31949.1148 | 31550.06 | 0 | 399.0548 | 0 | 0.19562 | 0.19647 | 0.18011 | 285 | 4 | Spring | 0.24517 | 0.29516 | 0.29516 | 0.87706 | 0.32769 | 0.19647 | 0 | 0 | 0.64562 | 0.85008 | 0.013579 | 0.00079999 | 0.18011 | 0.22054 | 0.64562 | 0 | 0 | 0.85 | 0.85 | 0.85 | 0.85 | 0.87706 | 0.013579 | 0.36068 | 0 | 0
2025-10-12 05:00 | 34277.5012 | 33877.1968 | 0 | 400.3044 | 0 | 0.19623 | 0.1971 | 0.18054 | 285 | 5 | Spring | 0.24319 | 0.29542 | 0.29542 | 0.87925 | 0.32324 | 0.1971 | 0 | 0 | 0.64562 | 0.85008 | 0.013719 | 0.00079999 | 0.18054 | 0.24903 | 0.64562 | 0 | 0 | 0.85 | 0.85 | 0.85 | 0.85 | 0.87925 | 0.013719 | 0.38813 | 0 | 0
2025-10-12 06:00 | 36253.3146 | 35836.9258 | 27.531 | 388.8578 | 0.0012434 | 0.19062 | 0.19143 | 0.1759 | 285 | 6 | Spring | 0.25416 | 0.29826 | 0.29826 | 0.88123 | 0.35611 | 0.19143 | 0.0012434 | 0 | 0.6501 | 0.85008 | 0.013404 | 0.00083936 | 0.1759 | 0.30317 | 0.6501 | 0 | 0 | 0.85 | 0.85 | 0.85 | 0.85 | 0.88123 | 0.013404 | 0.4151 | 0.00087035 | 0
2025-10-12 07:00 | 38188.0259 | 35897.649 | 1924.0987 | 366.2783 | 0.086896 | 0.17955 | 0.1803 | 0.16594 | 285 | 7 | Spring | 0.26383 | 0.30635 | 0.30635 | 0.88211 | 0.39696 | 0.1803 | 0.086896 | 0 | 0.65669 | 0.85008 | 0.012671 | 0.0010882 | 0.16594 | 0.29 | 0.65669 | 0 | 0 | 0.85 | 0.85 | 0.85 | 0.85 | 0.88211 | 0.012671 | 0.40054 | 0.060827 | 0.0096656
2025-10-12 08:00 | 39264.0943 | 33403.7376 | 5523.524 | 336.8326 | 0.24945 | 0.16511 | 0.16618 | 0.14587 | 285 | 8 | Spring | 0.26441 | 0.30255 | 0.30255 | 0.88442 | 0.42633 | 0.16618 | 0.24945 | 0 | 0.65669 | 0.85008 | 0.012183 | 0.0010228 | 0.14587 | 0.28372 | 0.65669 | 0 | 0 | 0.85 | 0.85 | 0.85 | 0.85 | 0.88442 | 0.012183 | 0.39226 | 0.17462 | 0.029613
2025-10-12 09:00 | 40907.5034 | 31762.9148 | 8794.8642 | 349.7244 | 0.39719 | 0.17143 | 0.17309 | 0.14151 | 285 | 9 | Spring | 0.25911 | 0.30095 | 0.30095 | 0.88542 | 0.45108 | 0.17309 | 0.39719 | 0.38061 | 0.65642 | 0.85008 | 0.011659 | 0.00079999 | 0.14151 | 0.26073 | 0.65642 | 0 | 0 | 0.85 | 0.85 | 0.85 | 0.85 | 0.88542 | 0.011659 | 0.37528 | 0.27804 | 0
2025-10-12 10:00 | 43959.0635 | 32393.6724 | 11221.3253 | 344.0659 | 0.50678 | 0.16866 | 0.17048 | 0.1358 | 285 | 10 | Spring | 0.26146 | 0.29721 | 0.29721 | 0.88641 | 0.4463 | 0.17048 | 0.50678 | 0.64871 | 0.65688 | 0.85008 | 0.011484 | 0.00079999 | 0.1358 | 0.27476 | 0.65688 | 0 | 0 | 0.85 | 0.85 | 0.85 | 0.85 | 0.88641 | 0.011484 | 0.37825 | 0.35474 | 0
2025-10-12 11:00 | 45280.3207 | 32311.1102 | 12636.3614 | 332.849 | 0.57068 | 0.16316 | 0.16507 | 0.1286 | 285 | 11 | Spring | 0.25473 | 0.28311 | 0.28311 | 0.88809 | 0.41276 | 0.16507 | 0.57068 | 0.69148 | 0.65688 | 0.85008 | 0.01138 | 0.00079999 | 0.1286 | 0.29695 | 0.65688 | 0 | 0 | 0.85 | 0.85 | 0.85 | 0.85 | 0.88809 | 0.01138 | 0.38376 | 0.39948 | 0.0092363
2025-10-12 12:00 | 45813.5661 | 32466.8425 | 13026.4735 | 320.2501 | 0.5883 | 0.15699 | 0.15897 | 0.12118 | 285 | 12 | Spring | 0.24979 | 0.27224 | 0.27224 | 0.88874 | 0.38152 | 0.15897 | 0.5883 | 0.67553 | 0.65688 | 0.85008 | 0.011484 | 0.00080167 | 0.12118 | 0.31905 | 0.65688 | 0 | 0 | 0.85 | 0.85 | 0.85 | 0.85 | 0.88874 | 0.011484 | 0.39243 | 0.41181 | 0.0092363
2025-10-12 13:00 | 44401.3882 | 31623.9191 | 12471.293 | 306.1761 | 0.56323 | 0.15009 | 0.152 | 0.11558 | 285 | 13 | Spring | 0.2448 | 0.25993 | 0.25993 | 0.88865 | 0.35645 | 0.152 | 0.56323 | 0.66427 | 0.65688 | 0.85008 | 0.010123 | 0.00079999 | 0.11558 | 0.32335 | 0.65688 | 0 | 0 | 0.85 | 0.85 | 0.85 | 0.85 | 0.88865 | 0.010123 | 0.40028 | 0.39426 | 0.0092363
2025-10-12 14:00 | 44297.4738 | 33121.269 | 10877.8384 | 298.3664 | 0.49127 | 0.14626 | 0.14798 | 0.11518 | 285 | 14 | Spring | 0.24385 | 0.25881 | 0.25881 | 0.88747 | 0.34975 | 0.14798 | 0.49127 | 0.65679 | 0.65688 | 0.85008 | 0.0099835 | 0.0013328 | 0.11518 | 0.32489 | 0.65688 | 0 | 0 | 0.85 | 0.85 | 0.85 | 0.85 | 0.88747 | 0.0099835 | 0.40115 | 0.34389 | 0.0094141
2025-10-12 15:00 | 44131.2223 | 35498.9122 | 8335.201 | 297.1091 | 0.37643 | 0.14564 | 0.14711 | 0.11904 | 285 | 15 | Spring | 0.24372 | 0.26351 | 0.26351 | 0.88663 | 0.34492 | 0.14711 | 0.37643 | 0.66692 | 0.65688 | 0.85008 | 0.010088 | 0.0013328 | 0.11904 | 0.33518 | 0.65688 | 0 | 0 | 0.85 | 0.85 | 0.85 | 0.85 | 0.88663 | 0.010088 | 0.4158 | 0.2635 | 0.0094141
2025-10-12 16:00 | 43885.3829 | 38696.4256 | 4891.8335 | 297.1237 | 0.22093 | 0.14565 | 0.14679 | 0.12498 | 285 | 16 | Spring | 0.24178 | 0.27908 | 0.27908 | 0.87629 | 0.34371 | 0.14679 | 0.22093 | 0.67652 | 0.66614 | 0.85008 | 0.010018 | 0.0013328 | 0.12498 | 0.36047 | 0.66614 | 0 | 0 | 0.85 | 0.85 | 0.85 | 0.85 | 0.87629 | 0.010018 | 0.43848 | 0.15465 | 0.0092363
2025-10-12 17:00 | 44149.6077 | 42360.041 | 1488.313 | 301.2538 | 0.067215 | 0.14767 | 0.1483 | 0.13637 | 285 | 17 | Spring | 0.24363 | 0.29823 | 0.29823 | 0.87688 | 0.36264 | 0.1483 | 0.067215 | 0.6679 | 0.66614 | 0.85008 | 0.010018 | 0.0035317 | 0.13637 | 0.37417 | 0.66614 | 0 | 0 | 0.85 | 0.85 | 0.85 | 0.85 | 0.87688 | 0.010018 | 0.48342 | 0.047051 | 0.28272
2025-10-12 18:00 | 44480.6643 | 44154.7665 | 12.4741 | 313.4236 | 0.00056336 | 0.15364 | 0.15376 | 0.15139 | 285 | 18 | Spring | 0.25066 | 0.31384 | 0.31384 | 0.87696 | 0.40118 | 0.15376 | 0.00056336 | 0.58773 | 0.66614 | 0.85008 | 0.010158 | 0.027398 | 0.15139 | 0.3962 | 0.66614 | 0 | 0 | 0.85 | 0.85 | 0.85 | 0.85 | 0.87696 | 0.010158 | 0.50599 | 0.00039435 | 0.42211
2025-10-12 19:00 | 44492.0582 | 44174.22 | 0 | 317.8382 | 0 | 0.1558 | 0.15539 | 0.16326 | 285 | 19 | Spring | 0.26664 | 0.33067 | 0.33067 | 0.8775 | 0.42487 | 0.15539 | 0 | 0.23069 | 0.66641 | 0.85008 | 0.010612 | 0.027398 | 0.16326 | 0.41363 | 0.66641 | 0 | 0 | 0.85 | 0.85 | 0.85 | 0.85 | 0.8775 | 0.010612 | 0.52452 | 0 | 0.39185
2025-10-12 20:00 | 43843.5776 | 43529.9834 | 0 | 313.5942 | 0 | 0.15372 | 0.15288 | 0.16896 | 285 | 20 | Spring | 0.28392 | 0.33907 | 0.33907 | 0.87706 | 0.44583 | 0.15288 | 0 | 0 | 0.66641 | 0.85008 | 0.010717 | 0.013216 | 0.16896 | 0.41376 | 0.66641 | 0 | 0 | 0.85 | 0.85 | 0.85 | 0.85 | 0.87706 | 0.010717 | 0.52178 | 0 | 0.34357
2025-10-12 21:00 | 41599.277 | 41293.0742 | 0 | 306.2027 | 0 | 0.1501 | 0.14904 | 0.16921 | 285 | 21 | Spring | 0.28852 | 0.33774 | 0.33774 | 0.87764 | 0.44688 | 0.14904 | 0 | 0 | 0.66641 | 0.85008 | 0.010682 | 0.0013328 | 0.16921 | 0.40821 | 0.66641 | 0 | 0 | 0.85 | 0.85 | 0.85 | 0.85 | 0.87764 | 0.010682 | 0.49219 | 0 | 0.10075
2025-10-12 22:00 | 38391.0259 | 38097.3021 | 0 | 293.7238 | 0 | 0.14398 | 0.14308 | 0.16037 | 285 | 22 | Spring | 0.27883 | 0.33192 | 0.33192 | 0.87863 | 0.45017 | 0.14308 | 0 | 0 | 0.66641 | 0.85008 | 0.010717 | 0.0013328 | 0.16037 | 0.36384 | 0.66641 | 0 | 0 | 0.85 | 0.85 | 0.85 | 0.85 | 0.87863 | 0.010717 | 0.43629 | 0 | 0.081544
2025-10-12 23:00 | 34819.6767 | 34537.7723 | 0 | 281.9044 | 0 | 0.13819 | 0.13755 | 0.14971 | 285 | 23 | Spring | 0.26601 | 0.32932 | 0.32932 | 0.87267 | 0.42104 | 0.13755 | 0 | 0 | 0.65528 | 0.85008 | 0.011973 | 0.0013328 | 0.14971 | 0.30433 | 0.65528 | 0 | 0 | 0.85 | 0.85 | 0.85 | 0.85 | 0.87267 | 0.011973 | 0.38142 | 0 | 0.039465
2025-10-13 00:00 | 53564.3573 | 53285.9734 | 0 | 278.3839 | 0 | 0.13646 | 0.13615 | 0.14221 | 286 | 0 | Fall | 0.40086 | 0.41408 | 0.41408 | 0.9324 | 0.29275 | 0.13615 | 0 | 0 | 0.65196 | 0.85008 | 0.011834 | 0.0070257 | 0.14221 | 0.40145 | 0.65196 | 0 | 0 | 0.85 | 0.85 | 0.85 | 0.85 | 0.9324 | 0.011834 | 0.52583 | 0 | 0.01542
2025-10-13 01:00 | 52872.0182 | 52591.5455 | 0 | 280.4727 | 0 | 0.13749 | 0.13745 | 0.13813 | 286 | 1 | Fall | 0.37675 | 0.40095 | 0.40095 | 0.93332 | 0.26062 | 0.13745 | 0 | 0 | 0.65196 | 0.85008 | 0.012078 | 0.0070257 | 0.13813 | 0.38521 | 0.65196 | 0 | 0 | 0.85 | 0.85 | 0.85 | 0.85 | 0.93332 | 0.012078 | 0.49927 | 0 | 0
2025-10-13 02:00 | 52754.7207 | 52465.9859 | 0 | 288.7347 | 0 | 0.14154 | 0.14215 | 0.13042 | 286 | 2 | Fall | 0.36036 | 0.37824 | 0.37824 | 0.93336 | 0.22473 | 0.14215 | 0 | 0 | 0.65196 | 0.85008 | 0.012357 | 0.0070257 | 0.13042 | 0.38017 | 0.65196 | 0 | 0 | 0.85 | 0.85 | 0.85 | 0.85 | 0.93336 | 0.012357 | 0.49291 | 0 | 0
2025-10-13 03:00 | 52741.5108 | 52439.6389 | 0 | 301.8719 | 0 | 0.14798 | 0.14912 | 0.12726 | 286 | 3 | Fall | 0.34783 | 0.36163 | 0.36163 | 0.93289 | 0.18289 | 0.14912 | 0 | 0 | 0.64813 | 0.85008 | 0.012532 | 0.0070257 | 0.12726 | 0.37147 | 0.64813 | 0 | 0 | 0.85 | 0.85 | 0.85 | 0.85 | 0.93289 | 0.012532 | 0.48498 | 0 | 0
2025-10-13 04:00 | 53285.0739 | 52968.789 | 0 | 316.2849 | 0 | 0.15504 | 0.15639 | 0.13058 | 286 | 4 | Fall | 0.34209 | 0.36519 | 0.36519 | 0.93361 | 0.16879 | 0.15639 | 0 | 0 | 0.65104 | 0.85008 | 0.012532 | 0.0070257 | 0.13058 | 0.37052 | 0.65104 | 0 | 0 | 0.85 | 0.85 | 0.85 | 0.85 | 0.93361 | 0.012532 | 0.48267 | 0 | 0
2025-10-13 05:00 | 57453.1565 | 57128.006 | 0 | 325.1504 | 0 | 0.15939 | 0.16098 | 0.13069 | 286 | 5 | Fall | 0.34482 | 0.37756 | 0.37756 | 0.93576 | 0.17276 | 0.16098 | 0 | 0 | 0.65104 | 0.85008 | 0.012497 | 0.0064921 | 0.13069 | 0.37314 | 0.65104 | 0 | 0 | 0.85 | 0.85 | 0.85 | 0.85 | 0.93576 | 0.012497 | 0.48379 | 0 | 0
2025-10-13 06:00 | 64377.7453 | 64041.956 | 16.464 | 319.3254 | 0.00074355 | 0.15653 | 0.15814 | 0.12742 | 286 | 6 | Fall | 0.36517 | 0.39941 | 0.39941 | 0.93715 | 0.18574 | 0.15814 | 0.00074355 | 0 | 0.65331 | 0.85008 | 0.012462 | 0.0064921 | 0.12742 | 0.36964 | 0.65331 | 0 | 0 | 0.85 | 0.85 | 0.85 | 0.85 | 0.93715 | 0.012462 | 0.46504 | 0.00052048 | 0
2025-10-13 07:00 | 69136.884 | 67485.5876 | 1355.0295 | 296.2669 | 0.061196 | 0.14523 | 0.14657 | 0.12096 | 286 | 7 | Fall | 0.38197 | 0.40891 | 0.40891 | 0.93839 | 0.20415 | 0.14657 | 0.061196 | 0 | 0.65331 | 0.85008 | 0.012392 | 0.0064921 | 0.12096 | 0.36205 | 0.65331 | 0 | 0 | 0.85 | 0.85 | 0.85 | 0.85 | 0.93839 | 0.012392 | 0.44968 | 0.042837 | 0
2025-10-13 08:00 | 67109.2817 | 62559.1252 | 4285.2573 | 264.8992 | 0.19353 | 0.12985 | 0.13104 | 0.10835 | 286 | 8 | Fall | 0.39185 | 0.40697 | 0.40697 | 0.93566 | 0.21485 | 0.13104 | 0.19353 | 0.16223 | 0.65331 | 0.85008 | 0.012357 | 0.0064921 | 0.10835 | 0.40198 | 0.65331 | 0 | 0 | 0.85 | 0.85 | 0.85 | 0.85 | 0.93566 | 0.012357 | 0.45998 | 0.13547 | 0
2025-10-13 09:00 | 66389.1936 | 58764.3333 | 7342.3899 | 282.4705 | 0.3316 | 0.13847 | 0.14028 | 0.10562 | 286 | 9 | Fall | 0.39166 | 0.40877 | 0.40877 | 0.92982 | 0.21991 | 0.14028 | 0.3316 | 0.44952 | 0.65113 | 0.85008 | 0.012252 | 0.0064921 | 0.10562 | 0.39032 | 0.65113 | 0 | 0 | 0.85 | 0.85 | 0.85 | 0.85 | 0.92982 | 0.012252 | 0.46381 | 0.23212 | 0
2025-10-13 10:00 | 67220.8182 | 57180.3508 | 9775.3307 | 265.1367 | 0.44147 | 0.12997 | 0.13154 | 0.10149 | 286 | 10 | Fall | 0.40411 | 0.42068 | 0.42068 | 0.92508 | 0.22175 | 0.13154 | 0.44147 | 0.57836 | 0.66261 | 0.85008 | 0.012218 | 0.0064921 | 0.10149 | 0.44411 | 0.66261 | 0 | 0 | 0.85 | 0.85 | 0.85 | 0.85 | 0.92508 | 0.012218 | 0.49846 | 0.30903 | 0
2025-10-13 11:00 | 65536.8868 | 54048.1874 | 11245.4718 | 243.2276 | 0.50787 | 0.11923 | 0.1206 | 0.094527 | 286 | 11 | Fall | 0.41644 | 0.43336 | 0.43336 | 0.9244 | 0.22921 | 0.1206 | 0.50787 | 0.61146 | 0.66261 | 0.85008 | 0.011903 | 0.0067811 | 0.094527 | 0.48314 | 0.66261 | 0 | 0 | 0.85 | 0.85 | 0.85 | 0.85 | 0.9244 | 0.011903 | 0.55063 | 0.35551 | 0
2025-10-13 12:00 | 65094.5557 | 53374.1908 | 11494.7557 | 225.6092 | 0.51913 | 0.11059 | 0.11174 | 0.08992 | 286 | 12 | Fall | 0.43539 | 0.4543 | 0.4543 | 0.92402 | 0.24522 | 0.11174 | 0.51913 | 0.64788 | 0.66261 | 0.85008 | 0.011903 | 0.0064921 | 0.08992 | 0.53927 | 0.66261 | 0 | 0 | 0.85 | 0.85 | 0.85 | 0.85 | 0.92402 | 0.011903 | 0.58716 | 0.36339 | 0
2025-10-13 13:00 | 64890.3669 | 53802.8879 | 10876.313 | 211.166 | 0.4912 | 0.10351 | 0.10426 | 0.089946 | 286 | 13 | Fall | 0.46136 | 0.47855 | 0.47855 | 0.92234 | 0.2669 | 0.10426 | 0.4912 | 0.6577 | 0.66261 | 0.85008 | 0.011694 | 0.0098579 | 0.089946 | 0.58521 | 0.66261 | 0 | 0 | 0.85 | 0.85 | 0.85 | 0.85 | 0.92234 | 0.011694 | 0.60493 | 0.34384 | 0
2025-10-13 14:00 | 64641.8293 | 54982.1 | 9461.167 | 198.5623 | 0.42729 | 0.097334 | 0.097554 | 0.093375 | 286 | 14 | Fall | 0.48366 | 0.49376 | 0.49376 | 0.92148 | 0.3113 | 0.097554 | 0.42729 | 0.654 | 0.66424 | 0.85008 | 0.011659 | 0.015065 | 0.093375 | 0.62713 | 0.66424 | 0 | 0 | 0.85 | 0.85 | 0.85 | 0.85 | 0.92148 | 0.011659 | 0.61302 | 0.2991 | 0
2025-10-13 15:00 | 64702.8204 | 57288.4135 | 7224.9686 | 189.4383 | 0.32629 | 0.092862 | 0.092531 | 0.098839 | 286 | 15 | Fall | 0.50654 | 0.50702 | 0.50702 | 0.92059 | 0.39325 | 0.092531 | 0.32629 | 0.65838 | 0.66424 | 0.85008 | 0.011415 | 0.018179 | 0.098839 | 0.6525 | 0.66424 | 0 | 0 | 0.85 | 0.85 | 0.85 | 0.85 | 0.92059 | 0.011415 | 0.63439 | 0.22841 | 0.00017779
2025-10-13 16:00 | 65452.3012 | 60899.8357 | 4365.7586 | 186.7069 | 0.19717 | 0.091523 | 0.090924 | 0.10235 | 286 | 16 | Fall | 0.52814 | 0.52024 | 0.52024 | 0.92028 | 0.45282 | 0.090924 | 0.19717 | 0.66367 | 0.66641 | 0.85008 | 0.011903 | 0.018609 | 0.10235 | 0.68032 | 0.66641 | 0 | 0 | 0.85 | 0.85 | 0.85 | 0.85 | 0.92028 | 0.011903 | 0.64677 | 0.13802 | 0.03688
2025-10-13 17:00 | 66936.5489 | 65331.8296 | 1407.8642 | 196.8551 | 0.063582 | 0.096498 | 0.095966 | 0.1061 | 286 | 17 | Fall | 0.55921 | 0.52787 | 0.52787 | 0.92028 | 0.49849 | 0.095966 | 0.063582 | 0.6549 | 0.66641 | 0.85008 | 0.012497 | 0.02092 | 0.1061 | 0.69339 | 0.66641 | 0 | 0 | 0.85 | 0.85 | 0.85 | 0.85 | 0.92028 | 0.012497 | 0.65974 | 0.044507 | 0.46447
2025-10-13 18:00 | 69623.6621 | 69397.0699 | 10.5039 | 216.0883 | 0.00047438 | 0.10593 | 0.10543 | 0.11491 | 286 | 18 | Fall | 0.56981 | 0.53326 | 0.53326 | 0.92026 | 0.51472 | 0.10543 | 0.00047438 | 0.58607 | 0.66641 | 0.85008 | 0.012776 | 0.030806 | 0.11491 | 0.72066 | 0.66641 | 0 | 0 | 0.85 | 0.85 | 0.85 | 0.85 | 0.92026 | 0.012776 | 0.67697 | 0.00033207 | 0.42382
2025-10-13 19:00 | 68945.0913 | 68727.1887 | 0 | 217.9026 | 0 | 0.10681 | 0.10609 | 0.11989 | 286 | 19 | Fall | 0.58792 | 0.53844 | 0.53844 | 0.92081 | 0.51215 | 0.10609 | 0 | 0.30172 | 0.66641 | 0.85008 | 0.012985 | 0.040504 | 0.11989 | 0.70767 | 0.66641 | 0 | 0 | 0.85 | 0.85 | 0.85 | 0.85 | 0.92081 | 0.012985 | 0.6913 | 0 | 0.3403
2025-10-13 20:00 | 67133.6096 | 66929.4936 | 0 | 204.1161 | 0 | 0.10006 | 0.099241 | 0.1148 | 286 | 20 | Fall | 0.58769 | 0.53296 | 0.53296 | 0.92152 | 0.47501 | 0.099241 | 0 | 0.0006045 | 0.66641 | 0.85008 | 0.012671 | 0.027207 | 0.1148 | 0.69538 | 0.66641 | 0 | 0 | 0.85 | 0.85 | 0.85 | 0.85 | 0.92152 | 0.012671 | 0.69331 | 0 | 0.11348
2025-10-13 21:00 | 64316.6288 | 64129.4311 | 0 | 187.1977 | 0 | 0.091764 | 0.091045 | 0.10476 | 286 | 21 | Fall | 0.5589 | 0.51972 | 0.51972 | 0.92369 | 0.43894 | 0.091045 | 0 | 0 | 0.66478 | 0.85008 | 0.012741 | 0.015558 | 0.10476 | 0.62275 | 0.66478 | 0 | 0 | 0.85 | 0.85 | 0.85 | 0.85 | 0.92369 | 0.012741 | 0.67279 | 0 | 0.16147
2025-10-13 22:00 | 59867.7291 | 59695.1504 | 0 | 172.5788 | 0 | 0.084597 | 0.083993 | 0.095518 | 286 | 22 | Fall | 0.51728 | 0.4948 | 0.4948 | 0.92621 | 0.40003 | 0.083993 | 0 | 0 | 0.66478 | 0.85008 | 0.012881 | 0.0070257 | 0.095518 | 0.54639 | 0.66478 | 0 | 0 | 0.85 | 0.85 | 0.85 | 0.85 | 0.92621 | 0.012881 | 0.63052 | 0 | 0.1153
2025-10-13 23:00 | 55430.5494 | 55267.0319 | 0 | 163.5175 | 0 | 0.080156 | 0.079654 | 0.089223 | 286 | 23 | Fall | 0.47532 | 0.45627 | 0.45627 | 0.92842 | 0.36928 | 0.079654 | 0 | 0 | 0.65567 | 0.85008 | 0.012252 | 0.0070257 | 0.089223 | 0.47566 | 0.65567 | 0 | 0 | 0.85 | 0.85 | 0.85 | 0.85 | 0.92842 | 0.012252 | 0.56646 | 0 | 0.067351
2025-10-14 00:00 | 53564.3573 | 53405.6463 | 0 | 158.7111 | 0 | 0.0778 | 0.077384 | 0.085312 | 287 | 0 | Fall | 0.40086 | 0.41408 | 0.41408 | 0.9324 | 0.29275 | 0.077384 | 0 | 0 | 0.65196 | 0.85008 | 0.011834 | 0.0070257 | 0.085312 | 0.40145 | 0.65196 | 0 | 0 | 0.85 | 0.85 | 0.85 | 0.85 | 0.9324 | 0.011834 | 0.52583 | 0 | 0.01542
2025-10-14 01:00 | 52872.0182 | 52716.7273 | 0 | 155.2909 | 0 | 0.076123 | 0.075797 | 0.082018 | 287 | 1 | Fall | 0.37675 | 0.40095 | 0.40095 | 0.93332 | 0.26062 | 0.075797 | 0 | 0 | 0.65196 | 0.85008 | 0.012078 | 0.0070257 | 0.082018 | 0.38521 | 0.65196 | 0 | 0 | 0.85 | 0.85 | 0.85 | 0.85 | 0.93332 | 0.012078 | 0.49927 | 0 | 0
2025-10-14 02:00 | 52754.7207 | 52599.9827 | 0 | 154.738 | 0 | 0.075852 | 0.075616 | 0.080116 | 287 | 2 | Fall | 0.36036 | 0.37824 | 0.37824 | 0.93336 | 0.22473 | 0.075616 | 0 | 0 | 0.65196 | 0.85008 | 0.012357 | 0.0070257 | 0.080116 | 0.38017 | 0.65196 | 0 | 0 | 0.85 | 0.85 | 0.85 | 0.85 | 0.93336 | 0.012357 | 0.49291 | 0 | 0
2025-10-14 03:00 | 52741.5108 | 52580.317 | 0 | 161.1939 | 0 | 0.079017 | 0.079071 | 0.078027 | 287 | 3 | Fall | 0.34783 | 0.36163 | 0.36163 | 0.93289 | 0.18289 | 0.079071 | 0 | 0 | 0.64813 | 0.85008 | 0.012532 | 0.0070257 | 0.078027 | 0.37147 | 0.64813 | 0 | 0 | 0.85 | 0.85 | 0.85 | 0.85 | 0.93289 | 0.012532 | 0.48498 | 0 | 0
2025-10-14 04:00 | 53285.0739 | 53114.412 | 0 | 170.662 | 0 | 0.083658 | 0.083953 | 0.078321 | 287 | 4 | Fall | 0.34209 | 0.36519 | 0.36519 | 0.93361 | 0.16879 | 0.083953 | 0 | 0 | 0.65104 | 0.85008 | 0.012532 | 0.0070257 | 0.078321 | 0.37052 | 0.65104 | 0 | 0 | 0.85 | 0.85 | 0.85 | 0.85 | 0.93361 | 0.012532 | 0.48267 | 0 | 0
2025-10-14 05:00 | 57453.1565 | 57277.7702 | 0 | 175.3863 | 0 | 0.085974 | 0.086344 | 0.079286 | 287 | 5 | Fall | 0.34482 | 0.37756 | 0.37756 | 0.93576 | 0.17276 | 0.086344 | 0 | 0 | 0.65104 | 0.85008 | 0.012497 | 0.0064921 | 0.079286 | 0.37314 | 0.65104 | 0 | 0 | 0.85 | 0.85 | 0.85 | 0.85 | 0.93576 | 0.012497 | 0.48379 | 0 | 0
2025-10-14 06:00 | 64377.7453 | 64185.8122 | 15.6648 | 176.2683 | 0.00070745 | 0.086406 | 0.086846 | 0.078455 | 287 | 6 | Fall | 0.36517 | 0.39941 | 0.39941 | 0.93715 | 0.18574 | 0.086846 | 0.00070745 | 0 | 0.65331 | 0.85008 | 0.012462 | 0.0064921 | 0.078455 | 0.36964 | 0.65331 | 0 | 0 | 0.85 | 0.85 | 0.85 | 0.85 | 0.93715 | 0.012462 | 0.46504 | 0.00049522 | 0
2025-10-14 07:00 | 69225.5907 | 67494.7697 | 1558.7649 | 172.0561 | 0.070397 | 0.084341 | 0.084556 | 0.080464 | 287 | 7 | Fall | 0.38197 | 0.40891 | 0.40891 | 0.93839 | 0.20415 | 0.084556 | 0.070397 | 0 | 0.65331 | 0.85008 | 0.012392 | 0.0064921 | 0.080464 | 0.36205 | 0.65331 | 0 | 0 | 0.85 | 0.85 | 0.85 | 0.85 | 0.93839 | 0.012392 | 0.44968 | 0.049278 | 0
2025-10-14 08:00 | 67109.2817 | 62121.3156 | 4836.4931 | 151.4731 | 0.21843 | 0.074252 | 0.073929 | 0.080089 | 287 | 8 | Fall | 0.39185 | 0.40697 | 0.40697 | 0.93566 | 0.21485 | 0.073929 | 0.21843 | 0.16223 | 0.65331 | 0.85008 | 0.012357 | 0.0064921 | 0.080089 | 0.40198 | 0.65331 | 0 | 0 | 0.85 | 0.85 | 0.85 | 0.85 | 0.93566 | 0.012357 | 0.45998 | 0.1529 | 0
2025-10-14 09:00 | 67286.1028 | 59184.1053 | 7937.1647 | 164.8327 | 0.35846 | 0.0808 | 0.080056 | 0.094259 | 287 | 9 | Fall | 0.39166 | 0.40877 | 0.40877 | 0.92982 | 0.21991 | 0.080056 | 0.35846 | 0.44952 | 0.65113 | 0.85008 | 0.012252 | 0.0064921 | 0.094259 | 0.39032 | 0.65113 | 0 | 0 | 0.85 | 0.85 | 0.85 | 0.85 | 0.92982 | 0.012252 | 0.46381 | 0.25092 | 0
2025-10-14 10:00 | 67074.6239 | 56840.5393 | 10058.1861 | 175.8984 | 0.45425 | 0.086225 | 0.085359 | 0.10187 | 287 | 10 | Fall | 0.40411 | 0.42068 | 0.42068 | 0.92508 | 0.22175 | 0.085359 | 0.45425 | 0.57836 | 0.66261 | 0.85008 | 0.012218 | 0.0064921 | 0.10187 | 0.44411 | 0.66261 | 0 | 0 | 0.85 | 0.85 | 0.85 | 0.85 | 0.92508 | 0.012218 | 0.49846 | 0.31797 | 0
2025-10-14 11:00 | 65226.3949 | 53910.6278 | 11137.2217 | 178.5454 | 0.50298 | 0.087522 | 0.086625 | 0.10374 | 287 | 11 | Fall | 0.41644 | 0.43336 | 0.43336 | 0.9244 | 0.22921 | 0.086625 | 0.50298 | 0.61146 | 0.66261 | 0.85008 | 0.011903 | 0.0067811 | 0.10374 | 0.48314 | 0.66261 | 0 | 0 | 0.85 | 0.85 | 0.85 | 0.85 | 0.9244 | 0.011903 | 0.55063 | 0.35209 | 0
2025-10-14 12:00 | 64903.9697 | 53634.3667 | 11078.2899 | 191.3131 | 0.50032 | 0.093781 | 0.093054 | 0.10693 | 287 | 12 | Fall | 0.43539 | 0.4543 | 0.4543 | 0.92402 | 0.24522 | 0.093054 | 0.50032 | 0.64788 | 0.66261 | 0.85008 | 0.011903 | 0.0064921 | 0.10693 | 0.53927 | 0.66261 | 0 | 0 | 0.85 | 0.85 | 0.85 | 0.85 | 0.92402 | 0.011903 | 0.58716 | 0.35022 | 0
2025-10-14 13:00 | 64931.9761 | 54859.2075 | 9862.8727 | 209.8959 | 0.44543 | 0.10289 | 0.10233 | 0.11293 | 287 | 13 | Fall | 0.46136 | 0.47855 | 0.47855 | 0.92234 | 0.2669 | 0.10233 | 0.44543 | 0.6577 | 0.66261 | 0.85008 | 0.011694 | 0.0098579 | 0.11293 | 0.58521 | 0.66261 | 0 | 0 | 0.85 | 0.85 | 0.85 | 0.85 | 0.92234 | 0.011694 | 0.60493 | 0.3118 | 0
2025-10-14 14:00 | 64759.6401 | 56646.2215 | 7884.7069 | 228.7117 | 0.35609 | 0.11211 | 0.11156 | 0.1222 | 287 | 14 | Fall | 0.48366 | 0.49376 | 0.49376 | 0.92148 | 0.3113 | 0.11156 | 0.35609 | 0.654 | 0.66424 | 0.85008 | 0.011659 | 0.015065 | 0.1222 | 0.62713 | 0.66424 | 0 | 0 | 0.85 | 0.85 | 0.85 | 0.85 | 0.92148 | 0.011659 | 0.61302 | 0.24926 | 0
2025-10-14 15:00 | 64757.9244 | 58882.5897 | 5630.3292 | 245.0055 | 0.25428 | 0.1201 | 0.11939 | 0.13294 | 287 | 15 | Fall | 0.50654 | 0.50702 | 0.50702 | 0.92059 | 0.39325 | 0.11939 | 0.25428 | 0.65838 | 0.66424 | 0.85008 | 0.011415 | 0.018179 | 0.13294 | 0.6525 | 0.66424 | 0 | 0 | 0.85 | 0.85 | 0.85 | 0.85 | 0.92059 | 0.011415 | 0.63439 | 0.17799 | 0.00017779
2025-10-14 16:00 | 65411.9671 | 61883.3393 | 3274.3509 | 254.2769 | 0.14788 | 0.12465 | 0.12367 | 0.14229 | 287 | 16 | Fall | 0.52814 | 0.52024 | 0.52024 | 0.92028 | 0.45282 | 0.12367 | 0.14788 | 0.66367 | 0.66641 | 0.85008 | 0.011903 | 0.018609 | 0.14229 | 0.68032 | 0.66641 | 0 | 0 | 0.85 | 0.85 | 0.85 | 0.85 | 0.92028 | 0.011903 | 0.64677 | 0.10351 | 0.03688
2025-10-14 17:00 | 67176.2101 | 65838.3919 | 1063.7973 | 274.0209 | 0.048043 | 0.13432 | 0.13343 | 0.15043 | 287 | 17 | Fall | 0.55921 | 0.52787 | 0.52787 | 0.92028 | 0.49849 | 0.13343 | 0.048043 | 0.6549 | 0.66641 | 0.85008 | 0.012497 | 0.02092 | 0.15043 | 0.69339 | 0.66641 | 0 | 0 | 0.85 | 0.85 | 0.85 | 0.85 | 0.92028 | 0.012497 | 0.65974 | 0.03363 | 0.46447
2025-10-14 18:00 | 69623.6621 | 69312.9579 | 7.0508 | 303.6534 | 0.00031843 | 0.14885 | 0.148 | 0.16425 | 287 | 18 | Fall | 0.56981 | 0.53326 | 0.53326 | 0.92026 | 0.51472 | 0.148 | 0.00031843 | 0.58607 | 0.66641 | 0.85008 | 0.012776 | 0.030806 | 0.16425 | 0.72066 | 0.66641 | 0 | 0 | 0.85 | 0.85 | 0.85 | 0.85 | 0.92026 | 0.012776 | 0.67697 | 0.0002229 | 0.42382
2025-10-14 19:00 | 68945.0913 | 68616 | 0 | 329.0913 | 0 | 0.16132 | 0.16067 | 0.17298 | 287 | 19 | Fall | 0.58792 | 0.53844 | 0.53844 | 0.92081 | 0.51215 | 0.16067 | 0 | 0.30172 | 0.66641 | 0.85008 | 0.012985 | 0.040504 | 0.17298 | 0.70767 | 0.66641 | 0 | 0 | 0.85 | 0.85 | 0.85 | 0.85 | 0.92081 | 0.012985 | 0.6913 | 0 | 0.3403
2025-10-14 20:00 | 67133.6096 | 66787.4838 | 0 | 346.1259 | 0 | 0.16967 | 0.16925 | 0.17721 | 287 | 20 | Fall | 0.58769 | 0.53296 | 0.53296 | 0.92152 | 0.47501 | 0.16925 | 0 | 0.0006045 | 0.66641 | 0.85008 | 0.012671 | 0.027207 | 0.17721 | 0.69538 | 0.66641 | 0 | 0 | 0.85 | 0.85 | 0.85 | 0.85 | 0.92152 | 0.012671 | 0.69331 | 0 | 0.11348
2025-10-14 21:00 | 64316.6288 | 63969.358 | 0 | 347.2708 | 0 | 0.17023 | 0.16967 | 0.18029 | 287 | 21 | Fall | 0.5589 | 0.51972 | 0.51972 | 0.92369 | 0.43894 | 0.16967 | 0 | 0 | 0.66478 | 0.85008 | 0.012741 | 0.015558 | 0.18029 | 0.62275 | 0.66478 | 0 | 0 | 0.85 | 0.85 | 0.85 | 0.85 | 0.92369 | 0.012741 | 0.67279 | 0 | 0.16147
2025-10-14 22:00 | 59867.7291 | 59524.0969 | 0 | 343.6322 | 0 | 0.16845 | 0.16764 | 0.18295 | 287 | 22 | Fall | 0.51728 | 0.4948 | 0.4948 | 0.92621 | 0.40003 | 0.16764 | 0 | 0 | 0.66478 | 0.85008 | 0.012881 | 0.0070257 | 0.18295 | 0.54639 | 0.66478 | 0 | 0 | 0.85 | 0.85 | 0.85 | 0.85 | 0.92621 | 0.012881 | 0.63052 | 0 | 0.1153
2025-10-14 23:00 | 55430.5494 | 55084.0817 | 0 | 346.4677 | 0 | 0.16984 | 0.16919 | 0.1815 | 287 | 23 | Fall | 0.47532 | 0.45627 | 0.45627 | 0.92842 | 0.36928 | 0.16919 | 0 | 0 | 0.65567 | 0.85008 | 0.012252 | 0.0070257 | 0.1815 | 0.47566 | 0.65567 | 0 | 0 | 0.85 | 0.85 | 0.85 | 0.85 | 0.92842 | 0.012252 | 0.56646 | 0 | 0.067351
2025-10-15 00:00 | 53564.3573 | 53206.6724 | 0 | 357.6849 | 0 | 0.17534 | 0.175 | 0.18145 | 288 | 0 | Fall | 0.40086 | 0.41408 | 0.41408 | 0.9324 | 0.29275 | 0.175 | 0 | 0 | 0.65196 | 0.85008 | 0.011834 | 0.0070257 | 0.18145 | 0.40145 | 0.65196 | 0 | 0 | 0.85 | 0.85 | 0.85 | 0.85 | 0.9324 | 0.011834 | 0.52583 | 0 | 0.01542
2025-10-15 01:00 | 52872.0182 | 52506.2473 | 0 | 365.7709 | 0 | 0.1793 | 0.17918 | 0.18153 | 288 | 1 | Fall | 0.37675 | 0.40095 | 0.40095 | 0.93332 | 0.26062 | 0.17918 | 0 | 0 | 0.65196 | 0.85008 | 0.012078 | 0.0070257 | 0.18153 | 0.38521 | 0.65196 | 0 | 0 | 0.85 | 0.85 | 0.85 | 0.85 | 0.93332 | 0.012078 | 0.49927 | 0 | 0
2025-10-15 02:00 | 52754.7207 | 52385.2364 | 0 | 369.4843 | 0 | 0.18112 | 0.18106 | 0.18212 | 288 | 2 | Fall | 0.36036 | 0.37824 | 0.37824 | 0.93336 | 0.22473 | 0.18106 | 0 | 0 | 0.65196 | 0.85008 | 0.012357 | 0.0070257 | 0.18212 | 0.38017 | 0.65196 | 0 | 0 | 0.85 | 0.85 | 0.85 | 0.85 | 0.93336 | 0.012357 | 0.49291 | 0 | 0
2025-10-15 03:00 | 52741.5108 | 52369.4266 | 0 | 372.0842 | 0 | 0.18239 | 0.18235 | 0.18319 | 288 | 3 | Fall | 0.34783 | 0.36163 | 0.36163 | 0.93289 | 0.18289 | 0.18235 | 0 | 0 | 0.64813 | 0.85008 | 0.012532 | 0.0070257 | 0.18319 | 0.37147 | 0.64813 | 0 | 0 | 0.85 | 0.85 | 0.85 | 0.85 | 0.93289 | 0.012532 | 0.48498 | 0 | 0
2025-10-15 04:00 | 53285.0739 | 52913.6926 | 0 | 371.3814 | 0 | 0.18205 | 0.18205 | 0.18206 | 288 | 4 | Fall | 0.34209 | 0.36519 | 0.36519 | 0.93361 | 0.16879 | 0.18205 | 0 | 0 | 0.65104 | 0.85008 | 0.012532 | 0.0070257 | 0.18206 | 0.37052 | 0.65104 | 0 | 0 | 0.85 | 0.85 | 0.85 | 0.85 | 0.93361 | 0.012532 | 0.48267 | 0 | 0
2025-10-15 05:00 | 57453.1565 | 57079.3607 | 0 | 373.7958 | 0 | 0.18323 | 0.1836 | 0.17668 | 288 | 5 | Fall | 0.34482 | 0.37756 | 0.37756 | 0.93576 | 0.17276 | 0.1836 | 0 | 0 | 0.65104 | 0.85008 | 0.012497 | 0.0064921 | 0.17668 | 0.37314 | 0.65104 | 0 | 0 | 0.85 | 0.85 | 0.85 | 0.85 | 0.93576 | 0.012497 | 0.48379 | 0 | 0
2025-10-15 06:00 | 64377.7453 | 64011.8645 | 9.8909 | 355.9899 | 0.00044669 | 0.1745 | 0.17494 | 0.16669 | 288 | 6 | Fall | 0.36517 | 0.39941 | 0.39941 | 0.93715 | 0.18574 | 0.17494 | 0.00044669 | 0 | 0.65331 | 0.85008 | 0.012462 | 0.0064921 | 0.16669 | 0.36964 | 0.65331 | 0 | 0 | 0.85 | 0.85 | 0.85 | 0.85 | 0.93715 | 0.012462 | 0.46504 | 0.00031269 | 0
2025-10-15 07:00 | 69319.409 | 67737.4218 | 1259.9333 | 322.0539 | 0.056901 | 0.15787 | 0.1583 | 0.15003 | 288 | 7 | Fall | 0.38197 | 0.40891 | 0.40891 | 0.93839 | 0.20415 | 0.1583 | 0.056901 | 0 | 0.65331 | 0.85008 | 0.012392 | 0.0064921 | 0.15003 | 0.36205 | 0.65331 | 0 | 0 | 0.85 | 0.85 | 0.85 | 0.85 | 0.93839 | 0.012392 | 0.44968 | 0.039831 | 0
2025-10-15 08:00 | 68433.5006 | 64219.2342 | 3948.3333 | 265.9331 | 0.17831 | 0.13036 | 0.13082 | 0.12201 | 288 | 8 | Fall | 0.39185 | 0.40697 | 0.40697 | 0.93566 | 0.21485 | 0.13082 | 0.17831 | 0.16223 | 0.65331 | 0.85008 | 0.012357 | 0.0064921 | 0.12201 | 0.40198 | 0.65331 | 0 | 0 | 0.85 | 0.85 | 0.85 | 0.85 | 0.93566 | 0.012357 | 0.45998 | 0.12482 | 0
2025-10-15 09:00 | 68318.4178 | 61433.2621 | 6615.6433 | 269.5125 | 0.29878 | 0.13211 | 0.13351 | 0.10682 | 288 | 9 | Fall | 0.39166 | 0.40877 | 0.40877 | 0.92982 | 0.21991 | 0.13351 | 0.29878 | 0.44952 | 0.65113 | 0.85008 | 0.012252 | 0.0064921 | 0.10682 | 0.39032 | 0.65113 | 0 | 0 | 0.85 | 0.85 | 0.85 | 0.85 | 0.92982 | 0.012252 | 0.46381 | 0.20914 | 0
2025-10-15 10:00 | 67842.7064 | 58858.061 | 8710.8938 | 273.7517 | 0.3934 | 0.13419 | 0.1356 | 0.1087 | 288 | 10 | Fall | 0.40411 | 0.42068 | 0.42068 | 0.92508 | 0.22175 | 0.1356 | 0.3934 | 0.57836 | 0.66261 | 0.85008 | 0.012218 | 0.0064921 | 0.1087 | 0.44411 | 0.66261 | 0 | 0 | 0.85 | 0.85 | 0.85 | 0.85 | 0.92508 | 0.012218 | 0.49846 | 0.27538 | 0
2025-10-15 11:00 | 65857.2879 | 55640.7055 | 9956.8204 | 259.7621 | 0.44967 | 0.12733 | 0.12843 | 0.10752 | 288 | 11 | Fall | 0.41644 | 0.43336 | 0.43336 | 0.9244 | 0.22921 | 0.12843 | 0.44967 | 0.61146 | 0.66261 | 0.85008 | 0.011903 | 0.0067811 | 0.10752 | 0.48314 | 0.66261 | 0 | 0 | 0.85 | 0.85 | 0.85 | 0.85 | 0.9244 | 0.011903 | 0.55063 | 0.31477 | 0
2025-10-15 12:00 | 65391.9159 | 54644.3892 | 10507.5173 | 240.0095 | 0.47454 | 0.11765 | 0.11867 | 0.099295 | 288 | 12 | Fall | 0.43539 | 0.4543 | 0.4543 | 0.92402 | 0.24522 | 0.11867 | 0.47454 | 0.64788 | 0.66261 | 0.85008 | 0.011903 | 0.0064921 | 0.099295 | 0.53927 | 0.66261 | 0 | 0 | 0.85 | 0.85 | 0.85 | 0.85 | 0.92402 | 0.011903 | 0.58716 | 0.33218 | 0
2025-10-15 13:00 | 65353.6905 | 55142.4613 | 9986.9572 | 224.272 | 0.45103 | 0.10994 | 0.11091 | 0.092304 | 288 | 13 | Fall | 0.46136 | 0.47855 | 0.47855 | 0.92234 | 0.2669 | 0.11091 | 0.45103 | 0.6577 | 0.66261 | 0.85008 | 0.011694 | 0.0098579 | 0.092304 | 0.58521 | 0.66261 | 0 | 0 | 0.85 | 0.85 | 0.85 | 0.85 | 0.92234 | 0.011694 | 0.60493 | 0.31572 | 0
2025-10-15 14:00 | 65383.9269 | 56640.7011 | 8525.6144 | 217.6114 | 0.38503 | 0.10667 | 0.1073 | 0.095384 | 288 | 14 | Fall | 0.48366 | 0.49376 | 0.49376 | 0.92148 | 0.3113 | 0.1073 | 0.38503 | 0.654 | 0.66424 | 0.85008 | 0.011659 | 0.015065 | 0.095384 | 0.62713 | 0.66424 | 0 | 0 | 0.85 | 0.85 | 0.85 | 0.85 | 0.92148 | 0.011659 | 0.61302 | 0.26952 | 0
2025-10-15 15:00 | 65789.1568 | 59260.2384 | 6315.3775 | 213.5409 | 0.28522 | 0.10468 | 0.10462 | 0.10562 | 288 | 15 | Fall | 0.50654 | 0.50702 | 0.50702 | 0.92059 | 0.39325 | 0.10462 | 0.28522 | 0.65838 | 0.66424 | 0.85008 | 0.011415 | 0.018179 | 0.10562 | 0.6525 | 0.66424 | 0 | 0 | 0.85 | 0.85 | 0.85 | 0.85 | 0.92059 | 0.011415 | 0.63439 | 0.19965 | 0.00017779
2025-10-15 16:00 | 67082.5779 | 63180.3945 | 3697.7758 | 204.4076 | 0.167 | 0.1002 | 0.099341 | 0.11571 | 288 | 16 | Fall | 0.52814 | 0.52024 | 0.52024 | 0.92028 | 0.45282 | 0.099341 | 0.167 | 0.66367 | 0.66641 | 0.85008 | 0.011903 | 0.018609 | 0.11571 | 0.68032 | 0.66641 | 0 | 0 | 0.85 | 0.85 | 0.85 | 0.85 | 0.92028 | 0.011903 | 0.64677 | 0.1169 | 0.03688
2025-10-15 17:00 | 69348.4438 | 68065.4834 | 1075.2952 | 207.6652 | 0.048563 | 0.1018 | 0.10029 | 0.12911 | 288 | 17 | Fall | 0.55921 | 0.52787 | 0.52787 | 0.92028 | 0.49849 | 0.10029 | 0.048563 | 0.6549 | 0.66641 | 0.85008 | 0.012497 | 0.02092 | 0.12911 | 0.69339 | 0.66641 | 0 | 0 | 0.85 | 0.85 | 0.85 | 0.85 | 0.92028 | 0.012497 | 0.65974 | 0.033994 | 0.46447
2025-10-15 18:00 | 70699.5099 | 70458.6877 | 4.2805 | 236.5417 | 0.00019332 | 0.11595 | 0.11417 | 0.14821 | 288 | 18 | Fall | 0.56981 | 0.53326 | 0.53326 | 0.92026 | 0.51472 | 0.11417 | 0.00019332 | 0.58607 | 0.66641 | 0.85008 | 0.012776 | 0.030806 | 0.14821 | 0.72066 | 0.66641 | 0 | 0 | 0.85 | 0.85 | 0.85 | 0.85 | 0.92026 | 0.012776 | 0.67697 | 0.00013532 | 0.42382
2025-10-15 19:00 | 69090.9405 | 68833.9905 | 0 | 256.95 | 0 | 0.12596 | 0.12407 | 0.16002 | 288 | 19 | Fall | 0.58792 | 0.53844 | 0.53844 | 0.92081 | 0.51215 | 0.12407 | 0 | 0.30172 | 0.66641 | 0.85008 | 0.012985 | 0.040504 | 0.16002 | 0.70767 | 0.66641 | 0 | 0 | 0.85 | 0.85 | 0.85 | 0.85 | 0.92081 | 0.012985 | 0.6913 | 0 | 0.3403
2025-10-15 20:00 | 67133.6096 | 66865.2375 | 0 | 268.3722 | 0 | 0.13155 | 0.1299 | 0.16152 | 288 | 20 | Fall | 0.58769 | 0.53296 | 0.53296 | 0.92152 | 0.47501 | 0.1299 | 0 | 0.0006045 | 0.66641 | 0.85008 | 0.012671 | 0.027207 | 0.16152 | 0.69538 | 0.66641 | 0 | 0 | 0.85 | 0.85 | 0.85 | 0.85 | 0.92152 | 0.012671 | 0.69331 | 0 | 0.11348
2025-10-15 21:00 | 64316.6288 | 64046.8793 | 0 | 269.7495 | 0 | 0.13223 | 0.13054 | 0.16278 | 288 | 21 | Fall | 0.5589 | 0.51972 | 0.51972 | 0.92369 | 0.43894 | 0.13054 | 0 | 0 | 0.66478 | 0.85008 | 0.012741 | 0.015558 | 0.16278 | 0.62275 | 0.66478 | 0 | 0 | 0.85 | 0.85 | 0.85 | 0.85 | 0.92369 | 0.012741 | 0.67279 | 0 | 0.16147
2025-10-15 22:00 | 59867.7291 | 59605.9186 | 0 | 261.8105 | 0 | 0.12834 | 0.12648 | 0.16189 | 288 | 22 | Fall | 0.51728 | 0.4948 | 0.4948 | 0.92621 | 0.40003 | 0.12648 | 0 | 0 | 0.66478 | 0.85008 | 0.012881 | 0.0070257 | 0.16189 | 0.54639 | 0.66478 | 0 | 0 | 0.85 | 0.85 | 0.85 | 0.85 | 0.92621 | 0.012881 | 0.63052 | 0 | 0.1153
2025-10-15 23:00 | 55430.5494 | 55170.9759 | 0 | 259.5735 | 0 | 0.12724 | 0.12544 | 0.15986 | 288 | 23 | Fall | 0.47532 | 0.45627 | 0.45627 | 0.92842 | 0.36928 | 0.12544 | 0 | 0 | 0.65567 | 0.85008 | 0.012252 | 0.0070257 | 0.15986 | 0.47566 | 0.65567 | 0 | 0 | 0.85 | 0.85 | 0.85 | 0.85 | 0.92842 | 0.012252 | 0.56646 | 0 | 0.067351
2025-10-16 00:00 | 53564.3573 | 53302.57 | 0 | 261.7873 | 0 | 0.12833 | 0.12644 | 0.1624 | 289 | 0 | Fall | 0.40086 | 0.41408 | 0.41408 | 0.9324 | 0.29275 | 0.12644 | 0 | 0 | 0.65196 | 0.85008 | 0.011834 | 0.0070257 | 0.1624 | 0.40145 | 0.65196 | 0 | 0 | 0.85 | 0.85 | 0.85 | 0.85 | 0.9324 | 0.011834 | 0.52583 | 0 | 0.01542
2025-10-16 01:00 | 52872.0182 | 52613.4264 | 0 | 258.5918 | 0 | 0.12676 | 0.12465 | 0.16484 | 289 | 1 | Fall | 0.37675 | 0.40095 | 0.40095 | 0.93332 | 0.26062 | 0.12465 | 0 | 0 | 0.65196 | 0.85008 | 0.012078 | 0.0070257 | 0.16484 | 0.38521 | 0.65196 | 0 | 0 | 0.85 | 0.85 | 0.85 | 0.85 | 0.93332 | 0.012078 | 0.49927 | 0 | 0
2025-10-16 02:00 | 52754.7207 | 52501.231 | 0 | 253.4896 | 0 | 0.12426 | 0.12194 | 0.16615 | 289 | 2 | Fall | 0.36036 | 0.37824 | 0.37824 | 0.93336 | 0.22473 | 0.12194 | 0 | 0 | 0.65196 | 0.85008 | 0.012357 | 0.0070257 | 0.16615 | 0.38017 | 0.65196 | 0 | 0 | 0.85 | 0.85 | 0.85 | 0.85 | 0.93336 | 0.012357 | 0.49291 | 0 | 0
2025-10-16 03:00 | 52741.5108 | 52489.2285 | 0 | 252.2823 | 0 | 0.12367 | 0.12124 | 0.16757 | 289 | 3 | Fall | 0.34783 | 0.36163 | 0.36163 | 0.93289 | 0.18289 | 0.12124 | 0 | 0 | 0.64813 | 0.85008 | 0.012532 | 0.0070257 | 0.16757 | 0.37147 | 0.64813 | 0 | 0 | 0.85 | 0.85 | 0.85 | 0.85 | 0.93289 | 0.012532 | 0.48498 | 0 | 0
2025-10-16 04:00 | 53285.0739 | 53034.741 | 0 | 250.333 | 0 | 0.12271 | 0.12017 | 0.16859 | 289 | 4 | Fall | 0.34209 | 0.36519 | 0.36519 | 0.93361 | 0.16879 | 0.12017 | 0 | 0 | 0.65104 | 0.85008 | 0.012532 | 0.0070257 | 0.16859 | 0.37052 | 0.65104 | 0 | 0 | 0.85 | 0.85 | 0.85 | 0.85 | 0.93361 | 0.012532 | 0.48267 | 0 | 0
2025-10-16 05:00 | 57453.1565 | 57203.6973 | 0 | 249.4592 | 0 | 0.12228 | 0.11963 | 0.17022 | 289 | 5 | Fall | 0.34482 | 0.37756 | 0.37756 | 0.93576 | 0.17276 | 0.11963 | 0 | 0 | 0.65104 | 0.85008 | 0.012497 | 0.0064921 | 0.17022 | 0.37314 | 0.65104 | 0 | 0 | 0.85 | 0.85 | 0.85 | 0.85 | 0.93576 | 0.012497 | 0.48379 | 0 | 0
2025-10-16 06:00 | 64377.7453 | 64129.5957 | 6.2652 | 241.8844 | 0.00028295 | 0.11857 | 0.11561 | 0.17202 | 289 | 6 | Fall | 0.36517 | 0.39941 | 0.39941 | 0.93715 | 0.18574 | 0.11561 | 0.00028295 | 0 | 0.65331 | 0.85008 | 0.012462 | 0.0064921 | 0.17202 | 0.36964 | 0.65331 | 0 | 0 | 0.85 | 0.85 | 0.85 | 0.85 | 0.93715 | 0.012462 | 0.46504 | 0.00019806 | 0
2025-10-16 07:00 | 69418.7701 | 68088.6624 | 1114.7775 | 215.3302 | 0.050346 | 0.10555 | 0.10197 | 0.17028 | 289 | 7 | Fall | 0.38197 | 0.40891 | 0.40891 | 0.93839 | 0.20415 | 0.10197 | 0.050346 | 0 | 0.65331 | 0.85008 | 0.012392 | 0.0064921 | 0.17028 | 0.36205 | 0.65331 | 0 | 0 | 0.85 | 0.85 | 0.85 | 0.85 | 0.93839 | 0.012392 | 0.44968 | 0.035242 | 0
2025-10-16 08:00 | 67109.2817 | 63241.9136 | 3679.6008 | 187.7673 | 0.16618 | 0.092043 | 0.088473 | 0.15656 | 289 | 8 | Fall | 0.39185 | 0.40697 | 0.40697 | 0.93566 | 0.21485 | 0.088473 | 0.16618 | 0.16223 | 0.65331 | 0.85008 | 0.012357 | 0.0064921 | 0.15656 | 0.40198 | 0.65331 | 0 | 0 | 0.85 | 0.85 | 0.85 | 0.85 | 0.93566 | 0.012357 | 0.45998 | 0.11632 | 0
2025-10-16 09:00 | 66833.9214 | 60401.5493 | 6236.6346 | 195.7375 | 0.28166 | 0.09595 | 0.092853 | 0.15193 | 289 | 9 | Fall | 0.39166 | 0.40877 | 0.40877 | 0.92982 | 0.21991 | 0.092853 | 0.28166 | 0.44952 | 0.65113 | 0.85008 | 0.012252 | 0.0064921 | 0.15193 | 0.39032 | 0.65113 | 0 | 0 | 0.85 | 0.85 | 0.85 | 0.85 | 0.92982 | 0.012252 | 0.46381 | 0.19716 | 0
2025-10-16 10:00 | 67442.3588 | 59082.2298 | 8155.682 | 204.447 | 0.36833 | 0.10022 | 0.097634 | 0.14695 | 289 | 10 | Fall | 0.40411 | 0.42068 | 0.42068 | 0.92508 | 0.22175 | 0.097634 | 0.36833 | 0.57836 | 0.66261 | 0.85008 | 0.012218 | 0.0064921 | 0.14695 | 0.44411 | 0.66261 | 0 | 0 | 0.85 | 0.85 | 0.85 | 0.85 | 0.92508 | 0.012218 | 0.49846 | 0.25783 | 0
2025-10-16 11:00 | 65938.7645 | 56310.2091 | 9418.2729 | 210.2826 | 0.42535 | 0.10308 | 0.10107 | 0.13942 | 289 | 11 | Fall | 0.41644 | 0.43336 | 0.43336 | 0.9244 | 0.22921 | 0.10107 | 0.42535 | 0.61146 | 0.66261 | 0.85008 | 0.011903 | 0.0067811 | 0.13942 | 0.48314 | 0.66261 | 0 | 0 | 0.85 | 0.85 | 0.85 | 0.85 | 0.9244 | 0.011903 | 0.55063 | 0.29774 | 0
2025-10-16 12:00 | 65743.2372 | 55844.0439 | 9685.4583 | 213.735 | 0.43741 | 0.10477 | 0.1031 | 0.13503 | 289 | 12 | Fall | 0.43539 | 0.4543 | 0.4543 | 0.92402 | 0.24522 | 0.1031 | 0.43741 | 0.64788 | 0.66261 | 0.85008 | 0.011903 | 0.0064921 | 0.13503 | 0.53927 | 0.66261 | 0 | 0 | 0.85 | 0.85 | 0.85 | 0.85 | 0.92402 | 0.011903 | 0.58716 | 0.30619 | 0
2025-10-16 13:00 | 66030.6828 | 56663.0853 | 9153.3593 | 214.2382 | 0.41338 | 0.10502 | 0.10352 | 0.13211 | 289 | 13 | Fall | 0.46136 | 0.47855 | 0.47855 | 0.92234 | 0.2669 | 0.10352 | 0.41338 | 0.6577 | 0.66261 | 0.85008 | 0.011694 | 0.0098579 | 0.13211 | 0.58521 | 0.66261 | 0 | 0 | 0.85 | 0.85 | 0.85 | 0.85 | 0.92234 | 0.011694 | 0.60493 | 0.28937 | 0
2025-10-16 14:00 | 66345.1304 | 58172.9072 | 7954.1796 | 218.0436 | 0.35923 | 0.10688 | 0.10545 | 0.13283 | 289 | 14 | Fall | 0.48366 | 0.49376 | 0.49376 | 0.92148 | 0.3113 | 0.10545 | 0.35923 | 0.654 | 0.66424 | 0.85008 | 0.011659 | 0.015065 | 0.13283 | 0.62713 | 0.66424 | 0 | 0 | 0.85 | 0.85 | 0.85 | 0.85 | 0.92148 | 0.011659 | 0.61302 | 0.25146 | 0
2025-10-16 15:00 | 66820.3892 | 60484.3256 | 6108.3511 | 227.7125 | 0.27587 | 0.11162 | 0.11019 | 0.13754 | 289 | 15 | Fall | 0.50654 | 0.50702 | 0.50702 | 0.92059 | 0.39325 | 0.11019 | 0.27587 | 0.65838 | 0.66424 | 0.85008 | 0.011415 | 0.018179 | 0.13754 | 0.6525 | 0.66424 | 0 | 0 | 0.85 | 0.85 | 0.85 | 0.85 | 0.92059 | 0.011415 | 0.63439 | 0.19311 | 0.00017779
2025-10-16 16:00 | 67871.0437 | 63957.063 | 3676.189 | 237.7917 | 0.16602 | 0.11656 | 0.11501 | 0.14464 | 289 | 16 | Fall | 0.52814 | 0.52024 | 0.52024 | 0.92028 | 0.45282 | 0.11501 | 0.16602 | 0.66367 | 0.66641 | 0.85008 | 0.011903 | 0.018609 | 0.14464 | 0.68032 | 0.66641 | 0 | 0 | 0.85 | 0.85 | 0.85 | 0.85 | 0.92028 | 0.011903 | 0.64677 | 0.11622 | 0.03688
2025-10-16 17:00 | 69529.6039 | 68124.4281 | 1151.3863 | 253.7895 | 0.051999 | 0.12441 | 0.12254 | 0.15806 | 289 | 17 | Fall | 0.55921 | 0.52787 | 0.52787 | 0.92028 | 0.49849 | 0.12254 | 0.051999 | 0.6549 | 0.66641 | 0.85008 | 0.012497 | 0.02092 | 0.15806 | 0.69339 | 0.66641 | 0 | 0 | 0.85 | 0.85 | 0.85 | 0.85 | 0.92028 | 0.012497 | 0.65974 | 0.036399 | 0.46447
2025-10-16 18:00 | 70332.7397 | 70043.3017 | 3.8527 | 285.5853 | 0.00017399 | 0.13999 | 0.13823 | 0.17178 | 289 | 18 | Fall | 0.56981 | 0.53326 | 0.53326 | 0.92026 | 0.51472 | 0.13823 | 0.00017399 | 0.58607 | 0.66641 | 0.85008 | 0.012776 | 0.030806 | 0.17178 | 0.72066 | 0.66641 | 0 | 0 | 0.85 | 0.85 | 0.85 | 0.85 | 0.92026 | 0.012776 | 0.67697 | 0.0001218 | 0.42382
2025-10-16 19:00 | 68945.0913 | 68632.1738 | 0 | 312.9174 | 0 | 0.15339 | 0.15208 | 0.17716 | 289 | 19 | Fall | 0.58792 | 0.53844 | 0.53844 | 0.92081 | 0.51215 | 0.15208 | 0 | 0.30172 | 0.66641 | 0.85008 | 0.012985 | 0.040504 | 0.17716 | 0.70767 | 0.66641 | 0 | 0 | 0.85 | 0.85 | 0.85 | 0.85 | 0.92081 | 0.012985 | 0.6913 | 0 | 0.3403
2025-10-16 20:00 | 67133.6096 | 66804.8067 | 0 | 328.8029 | 0 | 0.16118 | 0.16043 | 0.17464 | 289 | 20 | Fall | 0.58769 | 0.53296 | 0.53296 | 0.92152 | 0.47501 | 0.16043 | 0 | 0.0006045 | 0.66641 | 0.85008 | 0.012671 | 0.027207 | 0.17464 | 0.69538 | 0.66641 | 0 | 0 | 0.85 | 0.85 | 0.85 | 0.85 | 0.92152 | 0.012671 | 0.69331 | 0 | 0.11348
2025-10-16 21:00 | 64316.6288 | 63978.4078 | 0 | 338.221 | 0 | 0.16579 | 0.16552 | 0.17084 | 289 | 21 | Fall | 0.5589 | 0.51972 | 0.51972 | 0.92369 | 0.43894 | 0.16552 | 0 | 0 | 0.66478 | 0.85008 | 0.012741 | 0.015558 | 0.17084 | 0.62275 | 0.66478 | 0 | 0 | 0.85 | 0.85 | 0.85 | 0.85 | 0.92369 | 0.012741 | 0.67279 | 0 | 0.16147
2025-10-16 22:00 | 59867.7291 | 59525.1072 | 0 | 342.6219 | 0 | 0.16795 | 0.16777 | 0.17132 | 289 | 22 | Fall | 0.51728 | 0.4948 | 0.4948 | 0.92621 | 0.40003 | 0.16777 | 0 | 0 | 0.66478 | 0.85008 | 0.012881 | 0.0070257 | 0.17132 | 0.54639 | 0.66478 | 0 | 0 | 0.85 | 0.85 | 0.85 | 0.85 | 0.92621 | 0.012881 | 0.63052 | 0 | 0.1153
2025-10-16 23:00 | 55430.5494 | 55081.9207 | 0 | 348.6287 | 0 | 0.1709 | 0.1704 | 0.17992 | 289 | 23 | Fall | 0.47532 | 0.45627 | 0.45627 | 0.92842 | 0.36928 | 0.1704 | 0 | 0 | 0.65567 | 0.85008 | 0.012252 | 0.0070257 | 0.17992 | 0.47566 | 0.65567 | 0 | 0 | 0.85 | 0.85 | 0.85 | 0.85 | 0.92842 | 0.012252 | 0.56646 | 0 | 0.067351
2025-10-17 00:00 | 53564.3573 | 53197.467 | 0 | 366.8903 | 0 | 0.17985 | 0.17873 | 0.19998 | 290 | 0 | Fall | 0.40086 | 0.41408 | 0.41408 | 0.9324 | 0.29275 | 0.17873 | 0 | 0 | 0.65196 | 0.85008 | 0.011834 | 0.0070257 | 0.19998 | 0.40145 | 0.65196 | 0 | 0 | 0.85 | 0.85 | 0.85 | 0.85 | 0.9324 | 0.011834 | 0.52583 | 0 | 0.01542
2025-10-17 01:00 | 52872.0182 | 52480.4555 | 0 | 391.5626 | 0 | 0.19194 | 0.19025 | 0.22262 | 290 | 1 | Fall | 0.37675 | 0.40095 | 0.40095 | 0.93332 | 0.26062 | 0.19025 | 0 | 0 | 0.65196 | 0.85008 | 0.012078 | 0.0070257 | 0.22262 | 0.38521 | 0.65196 | 0 | 0 | 0.85 | 0.85 | 0.85 | 0.85 | 0.93332 | 0.012078 | 0.49927 | 0 | 0
2025-10-17 02:00 | 52754.7207 | 52337.3761 | 0 | 417.3446 | 0 | 0.20458 | 0.20242 | 0.24364 | 290 | 2 | Fall | 0.36036 | 0.37824 | 0.37824 | 0.93336 | 0.22473 | 0.20242 | 0 | 0 | 0.65196 | 0.85008 | 0.012357 | 0.0070257 | 0.24364 | 0.38017 | 0.65196 | 0 | 0 | 0.85 | 0.85 | 0.85 | 0.85 | 0.93336 | 0.012357 | 0.49291 | 0 | 0
2025-10-17 03:00 | 52741.5108 | 52300.9047 | 0 | 440.6062 | 0 | 0.21598 | 0.21341 | 0.26253 | 290 | 3 | Fall | 0.34783 | 0.36163 | 0.36163 | 0.93289 | 0.18289 | 0.21341 | 0 | 0 | 0.64813 | 0.85008 | 0.012532 | 0.0070257 | 0.26253 | 0.37147 | 0.64813 | 0 | 0 | 0.85 | 0.85 | 0.85 | 0.85 | 0.93289 | 0.012532 | 0.48498 | 0 | 0
2025-10-17 04:00 | 53285.0739 | 52830.3858 | 0 | 454.6881 | 0 | 0.22289 | 0.21994 | 0.27619 | 290 | 4 | Fall | 0.34209 | 0.36519 | 0.36519 | 0.93361 | 0.16879 | 0.21994 | 0 | 0 | 0.65104 | 0.85008 | 0.012532 | 0.0070257 | 0.27619 | 0.37052 | 0.65104 | 0 | 0 | 0.85 | 0.85 | 0.85 | 0.85 | 0.93361 | 0.012532 | 0.48267 | 0 | 0
2025-10-17 05:00 | 57453.1565 | 56995.376 | 0 | 457.7805 | 0 | 0.2244 | 0.22136 | 0.27932 | 290 | 5 | Fall | 0.34482 | 0.37756 | 0.37756 | 0.93576 | 0.17276 | 0.22136 | 0 | 0 | 0.65104 | 0.85008 | 0.012497 | 0.0064921 | 0.27932 | 0.37314 | 0.65104 | 0 | 0 | 0.85 | 0.85 | 0.85 | 0.85 | 0.93576 | 0.012497 | 0.48379 | 0 | 0
2025-10-17 06:00 | 64377.7453 | 63926.4235 | 6.1387 | 445.1831 | 0.00027724 | 0.21823 | 0.21546 | 0.26829 | 290 | 6 | Fall | 0.36517 | 0.39941 | 0.39941 | 0.93715 | 0.18574 | 0.21546 | 0.00027724 | 0 | 0.65331 | 0.85008 | 0.012462 | 0.0064921 | 0.26829 | 0.36964 | 0.65331 | 0 | 0 | 0.85 | 0.85 | 0.85 | 0.85 | 0.93715 | 0.012462 | 0.46504 | 0.00019407 | 0
2025-10-17 07:00 | 69524.1539 | 67727.1507 | 1380.1495 | 416.8537 | 0.06233 | 0.20434 | 0.20176 | 0.25104 | 290 | 7 | Fall | 0.38197 | 0.40891 | 0.40891 | 0.93839 | 0.20415 | 0.20176 | 0.06233 | 0 | 0.65331 | 0.85008 | 0.012392 | 0.0064921 | 0.25104 | 0.36205 | 0.65331 | 0 | 0 | 0.85 | 0.85 | 0.85 | 0.85 | 0.93839 | 0.012392 | 0.44968 | 0.043631 | 0
2025-10-17 08:00 | 67109.2817 | 62048.3997 | 4674.5071 | 386.3749 | 0.21111 | 0.1894 | 0.18739 | 0.22567 | 290 | 8 | Fall | 0.39185 | 0.40697 | 0.40697 | 0.93566 | 0.21485 | 0.18739 | 0.21111 | 0.16223 | 0.65331 | 0.85008 | 0.012357 | 0.0064921 | 0.22567 | 0.40198 | 0.65331 | 0 | 0 | 0.85 | 0.85 | 0.85 | 0.85 | 0.93566 | 0.012357 | 0.45998 | 0.14778 | 0
2025-10-17 09:00 | 66248.2489 | 57920.709 | 7948.2935 | 379.2464 | 0.35896 | 0.18591 | 0.18438 | 0.21348 | 290 | 9 | Fall | 0.39166 | 0.40877 | 0.40877 | 0.92982 | 0.21991 | 0.18438 | 0.35896 | 0.44952 | 0.65113 | 0.85008 | 0.012252 | 0.0064921 | 0.21348 | 0.39032 | 0.65113 | 0 | 0 | 0.85 | 0.85 | 0.85 | 0.85 | 0.92982 | 0.012252 | 0.46381 | 0.25127 | 0
2025-10-17 10:00 | 66016.4017 | 55234.0976 | 10431.3626 | 350.9415 | 0.4711 | 0.17203 | 0.17052 | 0.19937 | 290 | 10 | Fall | 0.40411 | 0.42068 | 0.42068 | 0.92508 | 0.22175 | 0.17052 | 0.4711 | 0.57836 | 0.66261 | 0.85008 | 0.012218 | 0.0064921 | 0.19937 | 0.44411 | 0.66261 | 0 | 0 | 0.85 | 0.85 | 0.85 | 0.85 | 0.92508 | 0.012218 | 0.49846 | 0.32977 | 0
2025-10-17 11:00 | 64565.774 | 52427.2907 | 11818.1611 | 320.3222 | 0.53373 | 0.15702 | 0.15543 | 0.18576 | 290 | 11 | Fall | 0.41644 | 0.43336 | 0.43336 | 0.9244 | 0.22921 | 0.15543 | 0.53373 | 0.61146 | 0.66261 | 0.85008 | 0.011903 | 0.0067811 | 0.18576 | 0.48314 | 0.66261 | 0 | 0 | 0.85 | 0.85 | 0.85 | 0.85 | 0.9244 | 0.011903 | 0.55063 | 0.37361 | 0
2025-10-17 12:00 | 64564.1295 | 52017.1303 | 12246.5932 | 300.406 | 0.55308 | 0.14726 | 0.14563 | 0.17673 | 290 | 12 | Fall | 0.43539 | 0.4543 | 0.4543 | 0.92402 | 0.24522 | 0.14563 | 0.55308 | 0.64788 | 0.66261 | 0.85008 | 0.011903 | 0.0064921 | 0.17673 | 0.53927 | 0.66261 | 0 | 0 | 0.85 | 0.85 | 0.85 | 0.85 | 0.92402 | 0.011903 | 0.58716 | 0.38716 | 0
2025-10-17 13:00 | 65263.7248 | 53185.81 | 11784.3301 | 293.5847 | 0.5322 | 0.14391 | 0.14233 | 0.1725 | 290 | 13 | Fall | 0.46136 | 0.47855 | 0.47855 | 0.92234 | 0.2669 | 0.14233 | 0.5322 | 0.6577 | 0.66261 | 0.85008 | 0.011694 | 0.0098579 | 0.1725 | 0.58521 | 0.66261 | 0 | 0 | 0.85 | 0.85 | 0.85 | 0.85 | 0.92234 | 0.011694 | 0.60493 | 0.37254 | 0
2025-10-17 14:00 | 65813.3305 | 55083.0428 | 10436.3 | 293.9876 | 0.47132 | 0.14411 | 0.14239 | 0.17518 | 290 | 14 | Fall | 0.48366 | 0.49376 | 0.49376 | 0.92148 | 0.3113 | 0.14239 | 0.47132 | 0.654 | 0.66424 | 0.85008 | 0.011659 | 0.015065 | 0.17518 | 0.62713 | 0.66424 | 0 | 0 | 0.85 | 0.85 | 0.85 | 0.85 | 0.92148 | 0.011659 | 0.61302 | 0.32993 | 0
2025-10-17 15:00 | 66404.2976 | 58076.0546 | 8030.1088 | 298.1342 | 0.36266 | 0.14614 | 0.14418 | 0.18163 | 290 | 15 | Fall | 0.50654 | 0.50702 | 0.50702 | 0.92059 | 0.39325 | 0.14418 | 0.36266 | 0.65838 | 0.66424 | 0.85008 | 0.011415 | 0.018179 | 0.18163 | 0.6525 | 0.66424 | 0 | 0 | 0.85 | 0.85 | 0.85 | 0.85 | 0.92059 | 0.011415 | 0.63439 | 0.25386 | 0.00017779
2025-10-17 16:00 | 67645.9536 | 62674.9696 | 4666.5187 | 304.4654 | 0.21075 | 0.14925 | 0.14707 | 0.18854 | 290 | 16 | Fall | 0.52814 | 0.52024 | 0.52024 | 0.92028 | 0.45282 | 0.14707 | 0.21075 | 0.66367 | 0.66641 | 0.85008 | 0.011903 | 0.018609 | 0.18854 | 0.68032 | 0.66641 | 0 | 0 | 0.85 | 0.85 | 0.85 | 0.85 | 0.92028 | 0.011903 | 0.64677 | 0.14752 | 0.03688
2025-10-17 17:00 | 68907.9286 | 67243.6003 | 1338.2718 | 326.0565 | 0.060439 | 0.15983 | 0.15766 | 0.19907 | 290 | 17 | Fall | 0.55921 | 0.52787 | 0.52787 | 0.92028 | 0.49849 | 0.15766 | 0.060439 | 0.6549 | 0.66641 | 0.85008 | 0.012497 | 0.02092 | 0.19907 | 0.69339 | 0.66641 | 0 | 0 | 0.85 | 0.85 | 0.85 | 0.85 | 0.92028 | 0.012497 | 0.65974 | 0.042307 | 0.46447
2025-10-17 18:00 | 69623.6621 | 69268.4054 | 3.0267 | 352.23 | 0.00013669 | 0.17266 | 0.1708 | 0.20633 | 290 | 18 | Fall | 0.56981 | 0.53326 | 0.53326 | 0.92026 | 0.51472 | 0.1708 | 0.00013669 | 0.58607 | 0.66641 | 0.85008 | 0.012776 | 0.030806 | 0.20633 | 0.72066 | 0.66641 | 0 | 0 | 0.85 | 0.85 | 0.85 | 0.85 | 0.92026 | 0.012776 | 0.67697 | 9.5685e-05 | 0.42382
2025-10-17 19:00 | 68945.0913 | 68582.7454 | 0 | 362.3458 | 0 | 0.17762 | 0.17626 | 0.20215 | 290 | 19 | Fall | 0.58792 | 0.53844 | 0.53844 | 0.92081 | 0.51215 | 0.17626 | 0 | 0.30172 | 0.66641 | 0.85008 | 0.012985 | 0.040504 | 0.20215 | 0.70767 | 0.66641 | 0 | 0 | 0.85 | 0.85 | 0.85 | 0.85 | 0.92081 | 0.012985 | 0.6913 | 0 | 0.3403
2025-10-17 20:00 | 67133.6096 | 66770.1475 | 0 | 363.4622 | 0 | 0.17817 | 0.17741 | 0.19189 | 290 | 20 | Fall | 0.58769 | 0.53296 | 0.53296 | 0.92152 | 0.47501 | 0.17741 | 0 | 0.0006045 | 0.66641 | 0.85008 | 0.012671 | 0.027207 | 0.19189 | 0.69538 | 0.66641 | 0 | 0 | 0.85 | 0.85 | 0.85 | 0.85 | 0.92152 | 0.012671 | 0.69331 | 0 | 0.11348
2025-10-17 21:00 | 64316.6288 | 63958.7577 | 0 | 357.8711 | 0 | 0.17543 | 0.17518 | 0.17992 | 290 | 21 | Fall | 0.5589 | 0.51972 | 0.51972 | 0.92369 | 0.43894 | 0.17518 | 0 | 0 | 0.66478 | 0.85008 | 0.012741 | 0.015558 | 0.17992 | 0.62275 | 0.66478 | 0 | 0 | 0.85 | 0.85 | 0.85 | 0.85 | 0.92369 | 0.012741 | 0.67279 | 0 | 0.16147
2025-10-17 22:00 | 59867.7291 | 59519.1663 | 0 | 348.5629 | 0 | 0.17086 | 0.17112 | 0.16623 | 290 | 22 | Fall | 0.51728 | 0.4948 | 0.4948 | 0.92621 | 0.40003 | 0.17112 | 0 | 0 | 0.66478 | 0.85008 | 0.012881 | 0.0070257 | 0.16623 | 0.54639 | 0.66478 | 0 | 0 | 0.85 | 0.85 | 0.85 | 0.85 | 0.92621 | 0.012881 | 0.63052 | 0 | 0.1153
2025-10-17 23:00 | 55430.5494 | 55092.0638 | 0 | 338.4856 | 0 | 0.16592 | 0.16654 | 0.15479 | 290 | 23 | Fall | 0.47532 | 0.45627 | 0.45627 | 0.92842 | 0.36928 | 0.16654 | 0 | 0 | 0.65567 | 0.85008 | 0.012252 | 0.0070257 | 0.15479 | 0.47566 | 0.65567 | 0 | 0 | 0.85 | 0.85 | 0.85 | 0.85 | 0.92842 | 0.012252 | 0.56646 | 0 | 0.067351
2025-10-18 00:00 | 32374.4709 | 32034.4393 | 0 | 340.0316 | 0 | 0.16668 | 0.1675 | 0.15182 | 291 | 0 | Spring | 0.27877 | 0.32807 | 0.32807 | 0.86806 | 0.41526 | 0.1675 | 0 | 0 | 0.64562 | 0.85008 | 0.0133 | 0.00079999 | 0.15182 | 0.22892 | 0.64562 | 0 | 0 | 0.85 | 0.85 | 0.85 | 0.85 | 0.86806 | 0.0133 | 0.36461 | 0 | 0.048952
2025-10-18 01:00 | 31750.6036 | 31403.1322 | 0 | 347.4714 | 0 | 0.17033 | 0.17112 | 0.15603 | 291 | 1 | Spring | 0.27126 | 0.31736 | 0.31736 | 0.87726 | 0.38 | 0.17112 | 0 | 0 | 0.64562 | 0.85008 | 0.012357 | 0.00079999 | 0.15603 | 0.2248 | 0.64562 | 0 | 0 | 0.85 | 0.85 | 0.85 | 0.85 | 0.87726 | 0.012357 | 0.36019 | 0 | 0
2025-10-18 02:00 | 31631.2489 | 31278.1517 | 0 | 353.0972 | 0 | 0.17309 | 0.17375 | 0.16106 | 291 | 2 | Spring | 0.2611 | 0.30561 | 0.30561 | 0.87644 | 0.34552 | 0.17375 | 0 | 0 | 0.64562 | 0.85008 | 0.012462 | 0.00079999 | 0.16106 | 0.21959 | 0.64562 | 0 | 0 | 0.85 | 0.85 | 0.85 | 0.85 | 0.87644 | 0.012462 | 0.35507 | 0 | 0.0076969
2025-10-18 03:00 | 31599.1588 | 31241.6894 | 0 | 357.4694 | 0 | 0.17523 | 0.17582 | 0.16454 | 291 | 3 | Spring | 0.25348 | 0.29808 | 0.29808 | 0.87591 | 0.33422 | 0.17582 | 0 | 0 | 0.64562 | 0.85008 | 0.013439 | 0.00079999 | 0.16454 | 0.21762 | 0.64562 | 0 | 0 | 0.85 | 0.85 | 0.85 | 0.85 | 0.87591 | 0.013439 | 0.3547 | 0 | 0
2025-10-18 04:00 | 31949.1148 | 31587.9412 | 0 | 361.1736 | 0 | 0.17705 | 0.17763 | 0.1665 | 291 | 4 | Spring | 0.24517 | 0.29516 | 0.29516 | 0.87706 | 0.32769 | 0.17763 | 0 | 0 | 0.64562 | 0.85008 | 0.013579 | 0.00079999 | 0.1665 | 0.22054 | 0.64562 | 0 | 0 | 0.85 | 0.85 | 0.85 | 0.85 | 0.87706 | 0.013579 | 0.36068 | 0 | 0
2025-10-18 05:00 | 34277.5012 | 33918.383 | 0 | 359.1183 | 0 | 0.17604 | 0.17656 | 0.16653 | 291 | 5 | Spring | 0.24319 | 0.29542 | 0.29542 | 0.87925 | 0.32324 | 0.17656 | 0 | 0 | 0.64562 | 0.85008 | 0.013719 | 0.00079999 | 0.16653 | 0.24903 | 0.64562 | 0 | 0 | 0.85 | 0.85 | 0.85 | 0.85 | 0.87925 | 0.013719 | 0.38813 | 0 | 0
2025-10-18 06:00 | 36253.3146 | 35902.8423 | 4.5456 | 345.9267 | 0.00020529 | 0.16957 | 0.17014 | 0.15937 | 291 | 6 | Spring | 0.25416 | 0.29826 | 0.29826 | 0.88123 | 0.35611 | 0.17014 | 0.00020529 | 0 | 0.6501 | 0.85008 | 0.013404 | 0.00083936 | 0.15937 | 0.30317 | 0.6501 | 0 | 0 | 0.85 | 0.85 | 0.85 | 0.85 | 0.88123 | 0.013404 | 0.4151 | 0.0001437 | 0
2025-10-18 07:00 | 38646.2511 | 37072.7186 | 1247.996 | 325.5365 | 0.056362 | 0.15958 | 0.15999 | 0.15209 | 291 | 7 | Spring | 0.26383 | 0.30635 | 0.30635 | 0.88211 | 0.39696 | 0.15999 | 0.056362 | 0 | 0.65669 | 0.85008 | 0.012671 | 0.0010882 | 0.15209 | 0.29 | 0.65669 | 0 | 0 | 0.85 | 0.85 | 0.85 | 0.85 | 0.88211 | 0.012671 | 0.40054 | 0.039453 | 0.0096656
2025-10-18 08:00 | 39264.0943 | 34832.9913 | 4125.9646 | 305.1384 | 0.18634 | 0.14958 | 0.14975 | 0.14654 | 291 | 8 | Spring | 0.26441 | 0.30255 | 0.30255 | 0.88442 | 0.42633 | 0.14975 | 0.18634 | 0 | 0.65669 | 0.85008 | 0.012183 | 0.0010228 | 0.14654 | 0.28372 | 0.65669 | 0 | 0 | 0.85 | 0.85 | 0.85 | 0.85 | 0.88442 | 0.012183 | 0.39226 | 0.13044 | 0.029613
2025-10-18 09:00 | 41262.0933 | 33986.945 | 6973.2583 | 301.8901 | 0.31493 | 0.14799 | 0.14852 | 0.13832 | 291 | 9 | Spring | 0.25911 | 0.30095 | 0.30095 | 0.88542 | 0.45108 | 0.14852 | 0.31493 | 0.38061 | 0.65642 | 0.85008 | 0.011659 | 0.00079999 | 0.13832 | 0.26073 | 0.65642 | 0 | 0 | 0.85 | 0.85 | 0.85 | 0.85 | 0.88542 | 0.011659 | 0.37528 | 0.22045 | 0
2025-10-18 10:00 | 43281.8162 | 33881.8029 | 9106.0653 | 293.948 | 0.41125 | 0.14409 | 0.1446 | 0.13487 | 291 | 10 | Spring | 0.26146 | 0.29721 | 0.29721 | 0.88641 | 0.4463 | 0.1446 | 0.41125 | 0.64871 | 0.65688 | 0.85008 | 0.011484 | 0.00079999 | 0.13487 | 0.27476 | 0.65688 | 0 | 0 | 0.85 | 0.85 | 0.85 | 0.85 | 0.88641 | 0.011484 | 0.37825 | 0.28787 | 0
2025-10-18 11:00 | 44599.6003 | 33774.2348 | 10531.1429 | 294.2227 | 0.47561 | 0.14423 | 0.14474 | 0.13489 | 291 | 11 | Spring | 0.25473 | 0.28311 | 0.28311 | 0.88809 | 0.41276 | 0.14474 | 0.47561 | 0.69148 | 0.65688 | 0.85008 | 0.01138 | 0.00079999 | 0.13489 | 0.29695 | 0.65688 | 0 | 0 | 0.85 | 0.85 | 0.85 | 0.85 | 0.88809 | 0.01138 | 0.38376 | 0.33293 | 0.0092363
2025-10-18 12:00 | 44967.3467 | 33432.4214 | 11233.4799 | 301.4454 | 0.50733 | 0.14777 | 0.14844 | 0.13562 | 291 | 12 | Spring | 0.24979 | 0.27224 | 0.27224 | 0.88874 | 0.38152 | 0.14844 | 0.50733 | 0.67553 | 0.65688 | 0.85008 | 0.011484 | 0.00080167 | 0.13562 | 0.31905 | 0.65688 | 0 | 0 | 0.85 | 0.85 | 0.85 | 0.85 | 0.88874 | 0.011484 | 0.39243 | 0.35513 | 0.0092363
2025-10-18 13:00 | 43070.0955 | 31630.5769 | 11131.2968 | 308.2218 | 0.50271 | 0.15109 | 0.15185 | 0.13725 | 291 | 13 | Spring | 0.2448 | 0.25993 | 0.25993 | 0.88865 | 0.35645 | 0.15185 | 0.50271 | 0.66427 | 0.65688 | 0.85008 | 0.010123 | 0.00079999 | 0.13725 | 0.32335 | 0.65688 | 0 | 0 | 0.85 | 0.85 | 0.85 | 0.85 | 0.88865 | 0.010123 | 0.40028 | 0.3519 | 0.0092363
2025-10-18 14:00 | 42567.4691 | 32314.2897 | 9941.1258 | 312.0536 | 0.44896 | 0.15297 | 0.15368 | 0.14004 | 291 | 14 | Spring | 0.24385 | 0.25881 | 0.25881 | 0.88747 | 0.34975 | 0.15368 | 0.44896 | 0.65679 | 0.65688 | 0.85008 | 0.0099835 | 0.0013328 | 0.14004 | 0.32489 | 0.65688 | 0 | 0 | 0.85 | 0.85 | 0.85 | 0.85 | 0.88747 | 0.0099835 | 0.40115 | 0.31427 | 0.0094141
2025-10-18 15:00 | 42697.4458 | 34644.9402 | 7734.1167 | 318.3889 | 0.34929 | 0.15607 | 0.15674 | 0.14408 | 291 | 15 | Spring | 0.24372 | 0.26351 | 0.26351 | 0.88663 | 0.34492 | 0.15674 | 0.34929 | 0.66692 | 0.65688 | 0.85008 | 0.010088 | 0.0013328 | 0.14408 | 0.33518 | 0.65688 | 0 | 0 | 0.85 | 0.85 | 0.85 | 0.85 | 0.88663 | 0.010088 | 0.4158 | 0.2445 | 0.0094141
2025-10-18 16:00 | 43294.9621 | 38305.3332 | 4670.6683 | 318.9606 | 0.21094 | 0.15635 | 0.15694 | 0.14579 | 291 | 16 | Spring | 0.24178 | 0.27908 | 0.27908 | 0.87629 | 0.34371 | 0.15694 | 0.21094 | 0.67652 | 0.66614 | 0.85008 | 0.010018 | 0.0013328 | 0.14579 | 0.36047 | 0.66614 | 0 | 0 | 0.85 | 0.85 | 0.85 | 0.85 | 0.87629 | 0.010018 | 0.43848 | 0.14766 | 0.0092363
2025-10-18 17:00 | 46605.8981 | 44948.4986 | 1326.9228 | 330.4766 | 0.059927 | 0.162 | 0.16268 | 0.14962 | 291 | 17 | Spring | 0.24363 | 0.29823 | 0.29823 | 0.87688 | 0.36264 | 0.16268 | 0.059927 | 0.6679 | 0.66614 | 0.85008 | 0.010018 | 0.0035317 | 0.14962 | 0.37417 | 0.66614 | 0 | 0 | 0.85 | 0.85 | 0.85 | 0.85 | 0.87688 | 0.010018 | 0.48342 | 0.041949 | 0.28272
2025-10-18 18:00 | 48845.7966 | 48488.608 | 2.0564 | 355.1321 | 9.2871e-05 | 0.17408 | 0.17496 | 0.1583 | 291 | 18 | Spring | 0.25066 | 0.31384 | 0.31384 | 0.87696 | 0.40118 | 0.17496 | 9.2871e-05 | 0.58773 | 0.66614 | 0.85008 | 0.010158 | 0.027398 | 0.1583 | 0.3962 | 0.66614 | 0 | 0 | 0.85 | 0.85 | 0.85 | 0.85 | 0.87696 | 0.010158 | 0.50599 | 6.501e-05 | 0.42211
2025-10-18 19:00 | 49068.7717 | 48705.035 | 0 | 363.7366 | 0 | 0.1783 | 0.17914 | 0.16323 | 291 | 19 | Spring | 0.26664 | 0.33067 | 0.33067 | 0.8775 | 0.42487 | 0.17914 | 0 | 0.23069 | 0.66641 | 0.85008 | 0.010612 | 0.027398 | 0.16323 | 0.41363 | 0.66641 | 0 | 0 | 0.85 | 0.85 | 0.85 | 0.85 | 0.8775 | 0.010612 | 0.52452 | 0 | 0.39185
2025-10-18 20:00 | 48410.7634 | 48054.473 | 0 | 356.2905 | 0 | 0.17465 | 0.17562 | 0.15715 | 291 | 20 | Spring | 0.28392 | 0.33907 | 0.33907 | 0.87706 | 0.44583 | 0.17562 | 0 | 0 | 0.66641 | 0.85008 | 0.010717 | 0.013216 | 0.15715 | 0.41376 | 0.66641 | 0 | 0 | 0.85 | 0.85 | 0.85 | 0.85 | 0.87706 | 0.010717 | 0.52178 | 0 | 0.34357
2025-10-18 21:00 | 46022.5503 | 45679.3322 | 0 | 343.2182 | 0 | 0.16824 | 0.16925 | 0.15003 | 291 | 21 | Spring | 0.28852 | 0.33774 | 0.33774 | 0.87764 | 0.44688 | 0.16925 | 0 | 0 | 0.66641 | 0.85008 | 0.010682 | 0.0013328 | 0.15003 | 0.40821 | 0.66641 | 0 | 0 | 0.85 | 0.85 | 0.85 | 0.85 | 0.87764 | 0.010682 | 0.49219 | 0 | 0.10075
2025-10-18 22:00 | 42543.7305 | 42210.2519 | 0 | 333.4786 | 0 | 0.16347 | 0.16445 | 0.14574 | 291 | 22 | Spring | 0.27883 | 0.33192 | 0.33192 | 0.87863 | 0.45017 | 0.16445 | 0 | 0 | 0.66641 | 0.85008 | 0.010717 | 0.0013328 | 0.14574 | 0.36384 | 0.66641 | 0 | 0 | 0.85 | 0.85 | 0.85 | 0.85 | 0.87863 | 0.010717 | 0.43629 | 0 | 0.081544
2025-10-18 23:00 | 38457.1318 | 38125.6092 | 0 | 331.5226 | 0 | 0.16251 | 0.16363 | 0.14234 | 291 | 23 | Spring | 0.26601 | 0.32932 | 0.32932 | 0.87267 | 0.42104 | 0.16363 | 0 | 0 | 0.65528 | 0.85008 | 0.011973 | 0.0013328 | 0.14234 | 0.30433 | 0.65528 | 0 | 0 | 0.85 | 0.85 | 0.85 | 0.85 | 0.87267 | 0.011973 | 0.38142 | 0 | 0.039465
2025-10-19 00:00 | 35485.3862 | 35149.3608 | 0 | 336.0254 | 0 | 0.16472 | 0.1659 | 0.14341 | 292 | 0 | Spring | 0.27877 | 0.32807 | 0.32807 | 0.86806 | 0.41526 | 0.1659 | 0 | 0 | 0.64562 | 0.85008 | 0.0133 | 0.00079999 | 0.14341 | 0.22892 | 0.64562 | 0 | 0 | 0.85 | 0.85 | 0.85 | 0.85 | 0.86806 | 0.0133 | 0.36461 | 0 | 0.048952
2025-10-19 01:00 | 34230.0578 | 33887.4712 | 0 | 342.5867 | 0 | 0.16793 | 0.16891 | 0.15029 | 292 | 1 | Spring | 0.27126 | 0.31736 | 0.31736 | 0.87726 | 0.38 | 0.16891 | 0 | 0 | 0.64562 | 0.85008 | 0.012357 | 0.00079999 | 0.15029 | 0.2248 | 0.64562 | 0 | 0 | 0.85 | 0.85 | 0.85 | 0.85 | 0.87726 | 0.012357 | 0.36019 | 0 | 0
2025-10-19 02:00 | 33463.9614 | 33116.277 | 0 | 347.6844 | 0 | 0.17043 | 0.17124 | 0.15584 | 292 | 2 | Spring | 0.2611 | 0.30561 | 0.30561 | 0.87644 | 0.34552 | 0.17124 | 0 | 0 | 0.64562 | 0.85008 | 0.012462 | 0.00079999 | 0.15584 | 0.21959 | 0.64562 | 0 | 0 | 0.85 | 0.85 | 0.85 | 0.85 | 0.87644 | 0.012462 | 0.35507 | 0 | 0.0076969
2025-10-19 03:00 | 32796.6784 | 32445.675 | 0 | 351.0033 | 0 | 0.17206 | 0.17271 | 0.16037 | 292 | 3 | Spring | 0.25348 | 0.29808 | 0.29808 | 0.87591 | 0.33422 | 0.17271 | 0 | 0 | 0.64562 | 0.85008 | 0.013439 | 0.00079999 | 0.16037 | 0.21762 | 0.64562 | 0 | 0 | 0.85 | 0.85 | 0.85 | 0.85 | 0.87591 | 0.013439 | 0.3547 | 0 | 0
2025-10-19 04:00 | 32584.5849 | 32234.7147 | 0 | 349.8702 | 0 | 0.1715 | 0.17178 | 0.16647 | 292 | 4 | Spring | 0.24517 | 0.29516 | 0.29516 | 0.87706 | 0.32769 | 0.17178 | 0 | 0 | 0.64562 | 0.85008 | 0.013579 | 0.00079999 | 0.16647 | 0.22054 | 0.64562 | 0 | 0 | 0.85 | 0.85 | 0.85 | 0.85 | 0.87706 | 0.013579 | 0.36068 | 0 | 0
2025-10-19 05:00 | 34321.7839 | 33976.188 | 0 | 345.5959 | 0 | 0.16941 | 0.16925 | 0.17226 | 292 | 5 | Spring | 0.24319 | 0.29542 | 0.29542 | 0.87925 | 0.32324 | 0.16925 | 0 | 0 | 0.64562 | 0.85008 | 0.013719 | 0.00079999 | 0.17226 | 0.24903 | 0.64562 | 0 | 0 | 0.85 | 0.85 | 0.85 | 0.85 | 0.87925 | 0.013719 | 0.38813 | 0 | 0
2025-10-19 06:00 | 36253.3146 | 35921.054 | 2.9016 | 329.359 | 0.00013104 | 0.16145 | 0.16083 | 0.17258 | 292 | 6 | Spring | 0.25416 | 0.29826 | 0.29826 | 0.88123 | 0.35611 | 0.16083 | 0.00013104 | 0 | 0.6501 | 0.85008 | 0.013404 | 0.00083936 | 0.17258 | 0.30317 | 0.6501 | 0 | 0 | 0.85 | 0.85 | 0.85 | 0.85 | 0.88123 | 0.013404 | 0.4151 | 9.173e-05 | 0
2025-10-19 07:00 | 38739.8301 | 37517.1938 | 919.1271 | 303.5092 | 0.04151 | 0.14878 | 0.14788 | 0.16508 | 292 | 7 | Spring | 0.26383 | 0.30635 | 0.30635 | 0.88211 | 0.39696 | 0.14788 | 0.04151 | 0 | 0.65669 | 0.85008 | 0.012671 | 0.0010882 | 0.16508 | 0.29 | 0.65669 | 0 | 0 | 0.85 | 0.85 | 0.85 | 0.85 | 0.88211 | 0.012671 | 0.40054 | 0.029057 | 0.0096656
2025-10-19 08:00 | 39264.0943 | 36065.8019 | 2941.4442 | 256.8482 | 0.13284 | 0.12591 | 0.12459 | 0.14962 | 292 | 8 | Spring | 0.26441 | 0.30255 | 0.30255 | 0.88442 | 0.42633 | 0.12459 | 0.13284 | 0 | 0.65669 | 0.85008 | 0.012183 | 0.0010228 | 0.14962 | 0.28372 | 0.65669 | 0 | 0 | 0.85 | 0.85 | 0.85 | 0.85 | 0.88442 | 0.012183 | 0.39226 | 0.092989 | 0.029613
2025-10-19 09:00 | 40773.5218 | 35527.7108 | 4965.9613 | 279.8497 | 0.22427 | 0.13718 | 0.13639 | 0.15155 | 292 | 9 | Spring | 0.25911 | 0.30095 | 0.30095 | 0.88542 | 0.45108 | 0.13639 | 0.22427 | 0.38061 | 0.65642 | 0.85008 | 0.011659 | 0.00079999 | 0.15155 | 0.26073 | 0.65642 | 0 | 0 | 0.85 | 0.85 | 0.85 | 0.85 | 0.88542 | 0.011659 | 0.37528 | 0.15699 | 0
2025-10-19 10:00 | 40858.9967 | 33907.5251 | 6650.8268 | 300.6448 | 0.30036 | 0.14737 | 0.14683 | 0.15718 | 292 | 10 | Spring | 0.26146 | 0.29721 | 0.29721 | 0.88641 | 0.4463 | 0.14683 | 0.30036 | 0.64871 | 0.65688 | 0.85008 | 0.011484 | 0.00079999 | 0.15718 | 0.27476 | 0.65688 | 0 | 0 | 0.85 | 0.85 | 0.85 | 0.85 | 0.88641 | 0.011484 | 0.37825 | 0.21026 | 0
2025-10-19 11:00 | 40455.878 | 32129.6196 | 8006.992 | 319.2664 | 0.36161 | 0.1565 | 0.15577 | 0.16971 | 292 | 11 | Spring | 0.25473 | 0.28311 | 0.28311 | 0.88809 | 0.41276 | 0.15577 | 0.36161 | 0.69148 | 0.65688 | 0.85008 | 0.01138 | 0.00079999 | 0.16971 | 0.29695 | 0.65688 | 0 | 0 | 0.85 | 0.85 | 0.85 | 0.85 | 0.88809 | 0.01138 | 0.38376 | 0.25313 | 0.0092363
2025-10-19 12:00 | 39774.8918 | 30499.0184 | 8952.2023 | 323.6712 | 0.4043 | 0.15866 | 0.15778 | 0.17459 | 292 | 12 | Spring | 0.24979 | 0.27224 | 0.27224 | 0.88874 | 0.38152 | 0.15778 | 0.4043 | 0.67553 | 0.65688 | 0.85008 | 0.011484 | 0.00080167 | 0.17459 | 0.31905 | 0.65688 | 0 | 0 | 0.85 | 0.85 | 0.85 | 0.85 | 0.88874 | 0.011484 | 0.39243 | 0.28301 | 0.0092363
2025-10-19 13:00 | 37622.9056 | 28581.3116 | 8715.7446 | 325.8493 | 0.39362 | 0.15973 | 0.15844 | 0.18297 | 292 | 13 | Spring | 0.2448 | 0.25993 | 0.25993 | 0.88865 | 0.35645 | 0.15844 | 0.39362 | 0.66427 | 0.65688 | 0.85008 | 0.010123 | 0.00079999 | 0.18297 | 0.32335 | 0.65688 | 0 | 0 | 0.85 | 0.85 | 0.85 | 0.85 | 0.88865 | 0.010123 | 0.40028 | 0.27553 | 0.0092363
2025-10-19 14:00 | 37253.7463 | 29503.437 | 7412.9695 | 337.3399 | 0.33478 | 0.16536 | 0.16369 | 0.19564 | 292 | 14 | Spring | 0.24385 | 0.25881 | 0.25881 | 0.88747 | 0.34975 | 0.16369 | 0.33478 | 0.65679 | 0.65688 | 0.85008 | 0.0099835 | 0.0013328 | 0.19564 | 0.32489 | 0.65688 | 0 | 0 | 0.85 | 0.85 | 0.85 | 0.85 | 0.88747 | 0.0099835 | 0.40115 | 0.23435 | 0.0094141
2025-10-19 15:00 | 37311.4225 | 31334.3436 | 5639.5942 | 337.4847 | 0.2547 | 0.16543 | 0.16317 | 0.20644 | 292 | 15 | Spring | 0.24372 | 0.26351 | 0.26351 | 0.88663 | 0.34492 | 0.16317 | 0.2547 | 0.66692 | 0.65688 | 0.85008 | 0.010088 | 0.0013328 | 0.20644 | 0.33518 | 0.65688 | 0 | 0 | 0.85 | 0.85 | 0.85 | 0.85 | 0.88663 | 0.010088 | 0.4158 | 0.17829 | 0.0094141
2025-10-19 16:00 | 37782.853 | 34069.1921 | 3381.6139 | 332.047 | 0.15272 | 0.16277 | 0.15987 | 0.21514 | 292 | 16 | Spring | 0.24178 | 0.27908 | 0.27908 | 0.87629 | 0.34371 | 0.15987 | 0.15272 | 0.67652 | 0.66614 | 0.85008 | 0.010018 | 0.0013328 | 0.21514 | 0.36047 | 0.66614 | 0 | 0 | 0.85 | 0.85 | 0.85 | 0.85 | 0.87629 | 0.010018 | 0.43848 | 0.1069 | 0.0092363
2025-10-19 17:00 | 41740.6312 | 40458.0784 | 943.8499 | 338.7028 | 0.042626 | 0.16603 | 0.16288 | 0.22291 | 292 | 17 | Spring | 0.24363 | 0.29823 | 0.29823 | 0.87688 | 0.36264 | 0.16288 | 0.042626 | 0.6679 | 0.66614 | 0.85008 | 0.010018 | 0.0035317 | 0.22291 | 0.37417 | 0.66614 | 0 | 0 | 0.85 | 0.85 | 0.85 | 0.85 | 0.87688 | 0.010018 | 0.48342 | 0.029838 | 0.28272
2025-10-19 18:00 | 44480.6643 | 44135.6437 | 1.1233 | 343.8972 | 5.0729e-05 | 0.16858 | 0.16477 | 0.23735 | 292 | 18 | Spring | 0.25066 | 0.31384 | 0.31384 | 0.87696 | 0.40118 | 0.16477 | 5.0729e-05 | 0.58773 | 0.66614 | 0.85008 | 0.010158 | 0.027398 | 0.23735 | 0.3962 | 0.66614 | 0 | 0 | 0.85 | 0.85 | 0.85 | 0.85 | 0.87696 | 0.010158 | 0.50599 | 3.5511e-05 | 0.42211
2025-10-19 19:00 | 44492.0582 | 44144.2209 | 0 | 347.8372 | 0 | 0.17051 | 0.16652 | 0.2426 | 292 | 19 | Spring | 0.26664 | 0.33067 | 0.33067 | 0.8775 | 0.42487 | 0.16652 | 0 | 0.23069 | 0.66641 | 0.85008 | 0.010612 | 0.027398 | 0.2426 | 0.41363 | 0.66641 | 0 | 0 | 0.85 | 0.85 | 0.85 | 0.85 | 0.8775 | 0.010612 | 0.52452 | 0 | 0.39185
2025-10-19 20:00 | 43843.5776 | 43504.0039 | 0 | 339.5737 | 0 | 0.16646 | 0.16252 | 0.23759 | 292 | 20 | Spring | 0.28392 | 0.33907 | 0.33907 | 0.87706 | 0.44583 | 0.16252 | 0 | 0 | 0.66641 | 0.85008 | 0.010717 | 0.013216 | 0.23759 | 0.41376 | 0.66641 | 0 | 0 | 0.85 | 0.85 | 0.85 | 0.85 | 0.87706 | 0.010717 | 0.52178 | 0 | 0.34357
2025-10-19 21:00 | 41599.277 | 41280.3624 | 0 | 318.9145 | 0 | 0.15633 | 0.15224 | 0.23033 | 292 | 21 | Spring | 0.28852 | 0.33774 | 0.33774 | 0.87764 | 0.44688 | 0.15224 | 0 | 0 | 0.66641 | 0.85008 | 0.010682 | 0.0013328 | 0.23033 | 0.40821 | 0.66641 | 0 | 0 | 0.85 | 0.85 | 0.85 | 0.85 | 0.87764 | 0.010682 | 0.49219 | 0 | 0.10075
2025-10-19 22:00 | 38391.0259 | 38084.9507 | 0 | 306.0753 | 0 | 0.15004 | 0.14563 | 0.22974 | 292 | 22 | Spring | 0.27883 | 0.33192 | 0.33192 | 0.87863 | 0.45017 | 0.14563 | 0 | 0 | 0.66641 | 0.85008 | 0.010717 | 0.0013328 | 0.22974 | 0.36384 | 0.66641 | 0 | 0 | 0.85 | 0.85 | 0.85 | 0.85 | 0.87863 | 0.010717 | 0.43629 | 0 | 0.081544
2025-10-19 23:00 | 34819.6767 | 34514.7206 | 0 | 304.9561 | 0 | 0.14949 | 0.14593 | 0.21383 | 292 | 23 | Spring | 0.26601 | 0.32932 | 0.32932 | 0.87267 | 0.42104 | 0.14593 | 0 | 0 | 0.65528 | 0.85008 | 0.011973 | 0.0013328 | 0.21383 | 0.30433 | 0.65528 | 0 | 0 | 0.85 | 0.85 | 0.85 | 0.85 | 0.87267 | 0.011973 | 0.38142 | 0 | 0.039465
2025-10-20 00:00 | 53564.3573 | 53265.8514 | 0 | 298.506 | 0 | 0.14633 | 0.14356 | 0.19637 | 293 | 0 | Fall | 0.40086 | 0.41408 | 0.41408 | 0.9324 | 0.29275 | 0.14356 | 0 | 0 | 0.65196 | 0.85008 | 0.011834 | 0.0070257 | 0.19637 | 0.40145 | 0.65196 | 0 | 0 | 0.85 | 0.85 | 0.85 | 0.85 | 0.9324 | 0.011834 | 0.52583 | 0 | 0.01542
2025-10-20 01:00 | 52872.0182 | 52574.6425 | 0 | 297.3757 | 0 | 0.14577 | 0.14318 | 0.1927 | 293 | 1 | Fall | 0.37675 | 0.40095 | 0.40095 | 0.93332 | 0.26062 | 0.14318 | 0 | 0 | 0.65196 | 0.85008 | 0.012078 | 0.0070257 | 0.1927 | 0.38521 | 0.65196 | 0 | 0 | 0.85 | 0.85 | 0.85 | 0.85 | 0.93332 | 0.012078 | 0.49927 | 0 | 0
2025-10-20 02:00 | 52754.7207 | 52446.3968 | 0 | 308.3239 | 0 | 0.15114 | 0.14866 | 0.19594 | 293 | 2 | Fall | 0.36036 | 0.37824 | 0.37824 | 0.93336 | 0.22473 | 0.14866 | 0 | 0 | 0.65196 | 0.85008 | 0.012357 | 0.0070257 | 0.19594 | 0.38017 | 0.65196 | 0 | 0 | 0.85 | 0.85 | 0.85 | 0.85 | 0.93336 | 0.012357 | 0.49291 | 0 | 0
2025-10-20 03:00 | 52741.5108 | 52421.4242 | 0 | 320.0866 | 0 | 0.15691 | 0.15427 | 0.20462 | 293 | 3 | Fall | 0.34783 | 0.36163 | 0.36163 | 0.93289 | 0.18289 | 0.15427 | 0 | 0 | 0.64813 | 0.85008 | 0.012532 | 0.0070257 | 0.20462 | 0.37147 | 0.64813 | 0 | 0 | 0.85 | 0.85 | 0.85 | 0.85 | 0.93289 | 0.012532 | 0.48498 | 0 | 0
2025-10-20 04:00 | 53285.0739 | 52957.1194 | 0 | 327.9545 | 0 | 0.16076 | 0.15786 | 0.21319 | 293 | 4 | Fall | 0.34209 | 0.36519 | 0.36519 | 0.93361 | 0.16879 | 0.15786 | 0 | 0 | 0.65104 | 0.85008 | 0.012532 | 0.0070257 | 0.21319 | 0.37052 | 0.65104 | 0 | 0 | 0.85 | 0.85 | 0.85 | 0.85 | 0.93361 | 0.012532 | 0.48267 | 0 | 0
2025-10-20 05:00 | 57453.1565 | 57111.4969 | 0 | 341.6596 | 0 | 0.16748 | 0.16527 | 0.20735 | 293 | 5 | Fall | 0.34482 | 0.37756 | 0.37756 | 0.93576 | 0.17276 | 0.16527 | 0 | 0 | 0.65104 | 0.85008 | 0.012497 | 0.0064921 | 0.20735 | 0.37314 | 0.65104 | 0 | 0 | 0.85 | 0.85 | 0.85 | 0.85 | 0.93576 | 0.012497 | 0.48379 | 0 | 0
2025-10-20 06:00 | 64377.7453 | 64032.574 | 1.7148 | 343.4565 | 7.7444e-05 | 0.16836 | 0.16698 | 0.19329 | 293 | 6 | Fall | 0.36517 | 0.39941 | 0.39941 | 0.93715 | 0.18574 | 0.16698 | 7.7444e-05 | 0 | 0.65331 | 0.85008 | 0.012462 | 0.0064921 | 0.19329 | 0.36964 | 0.65331 | 0 | 0 | 0.85 | 0.85 | 0.85 | 0.85 | 0.93715 | 0.012462 | 0.46504 | 5.4211e-05 | 0
2025-10-20 07:00 | 69882.1295 | 68352.5128 | 1185.2561 | 344.3605 | 0.053529 | 0.1688 | 0.16827 | 0.1785 | 293 | 7 | Fall | 0.38197 | 0.40891 | 0.40891 | 0.93839 | 0.20415 | 0.16827 | 0.053529 | 0 | 0.65331 | 0.85008 | 0.012392 | 0.0064921 | 0.1785 | 0.36205 | 0.65331 | 0 | 0 | 0.85 | 0.85 | 0.85 | 0.85 | 0.93839 | 0.012392 | 0.44968 | 0.03747 | 0
2025-10-20 08:00 | 67109.2817 | 62438.1956 | 4348.7381 | 322.348 | 0.1964 | 0.15801 | 0.158 | 0.15822 | 293 | 8 | Fall | 0.39185 | 0.40697 | 0.40697 | 0.93566 | 0.21485 | 0.158 | 0.1964 | 0.16223 | 0.65331 | 0.85008 | 0.012357 | 0.0064921 | 0.15822 | 0.40198 | 0.65331 | 0 | 0 | 0.85 | 0.85 | 0.85 | 0.85 | 0.93566 | 0.012357 | 0.45998 | 0.13748 | 0
2025-10-20 09:00 | 66248.2489 | 58432.6835 | 7474.1459 | 341.4194 | 0.33755 | 0.16736 | 0.16821 | 0.15209 | 293 | 9 | Fall | 0.39166 | 0.40877 | 0.40877 | 0.92982 | 0.21991 | 0.16821 | 0.33755 | 0.44952 | 0.65113 | 0.85008 | 0.012252 | 0.0064921 | 0.15209 | 0.39032 | 0.65113 | 0 | 0 | 0.85 | 0.85 | 0.85 | 0.85 | 0.92982 | 0.012252 | 0.46381 | 0.23628 | 0
2025-10-20 10:00 | 65231.9549 | 55095.3034 | 9796.3844 | 340.2671 | 0.44242 | 0.1668 | 0.16704 | 0.16237 | 293 | 10 | Fall | 0.40411 | 0.42068 | 0.42068 | 0.92508 | 0.22175 | 0.16704 | 0.44242 | 0.57836 | 0.66261 | 0.85008 | 0.012218 | 0.0064921 | 0.16237 | 0.44411 | 0.66261 | 0 | 0 | 0.85 | 0.85 | 0.85 | 0.85 | 0.92508 | 0.012218 | 0.49846 | 0.3097 | 0
2025-10-20 11:00 | 62693.3843 | 51236.21 | 11123.9125 | 333.2618 | 0.50238 | 0.16336 | 0.16294 | 0.17095 | 293 | 11 | Fall | 0.41644 | 0.43336 | 0.43336 | 0.9244 | 0.22921 | 0.16294 | 0.50238 | 0.61146 | 0.66261 | 0.85008 | 0.011903 | 0.0067811 | 0.17095 | 0.48314 | 0.66261 | 0 | 0 | 0.85 | 0.85 | 0.85 | 0.85 | 0.9244 | 0.011903 | 0.55063 | 0.35166 | 0
2025-10-20 12:00 | 61634.6939 | 49750.3611 | 11552.5352 | 331.7976 | 0.52174 | 0.16265 | 0.16218 | 0.17105 | 293 | 12 | Fall | 0.43539 | 0.4543 | 0.4543 | 0.92402 | 0.24522 | 0.16218 | 0.52174 | 0.64788 | 0.66261 | 0.85008 | 0.011903 | 0.0064921 | 0.17105 | 0.53927 | 0.66261 | 0 | 0 | 0.85 | 0.85 | 0.85 | 0.85 | 0.92402 | 0.011903 | 0.58716 | 0.36522 | 0
2025-10-20 13:00 | 61503.6609 | 50091.7733 | 11083.2759 | 328.6116 | 0.50054 | 0.16108 | 0.16069 | 0.16813 | 293 | 13 | Fall | 0.46136 | 0.47855 | 0.47855 | 0.92234 | 0.2669 | 0.16069 | 0.50054 | 0.6577 | 0.66261 | 0.85008 | 0.011694 | 0.0098579 | 0.16813 | 0.58521 | 0.66261 | 0 | 0 | 0.85 | 0.85 | 0.85 | 0.85 | 0.92234 | 0.011694 | 0.60493 | 0.35038 | 0
2025-10-20 14:00 | 61643.0809 | 51646.8769 | 9669.0553 | 327.1487 | 0.43667 | 0.16037 | 0.15991 | 0.16862 | 293 | 14 | Fall | 0.48366 | 0.49376 | 0.49376 | 0.92148 | 0.3113 | 0.15991 | 0.43667 | 0.654 | 0.66424 | 0.85008 | 0.011659 | 0.015065 | 0.16862 | 0.62713 | 0.66424 | 0 | 0 | 0.85 | 0.85 | 0.85 | 0.85 | 0.92148 | 0.011659 | 0.61302 | 0.30567 | 0
2025-10-20 15:00 | 62139.3009 | 54427.0031 | 7386.2626 | 326.0352 | 0.33358 | 0.15982 | 0.15913 | 0.17237 | 293 | 15 | Fall | 0.50654 | 0.50702 | 0.50702 | 0.92059 | 0.39325 | 0.15913 | 0.33358 | 0.65838 | 0.66424 | 0.85008 | 0.011415 | 0.018179 | 0.17237 | 0.6525 | 0.66424 | 0 | 0 | 0.85 | 0.85 | 0.85 | 0.85 | 0.92059 | 0.011415 | 0.63439 | 0.2335 | 0.00017779
2025-10-20 16:00 | 63330.9657 | 58653.669 | 4351.8249 | 325.4718 | 0.19654 | 0.15955 | 0.15871 | 0.17472 | 293 | 16 | Fall | 0.52814 | 0.52024 | 0.52024 | 0.92028 | 0.45282 | 0.15871 | 0.19654 | 0.66367 | 0.66641 | 0.85008 | 0.011903 | 0.018609 | 0.17472 | 0.68032 | 0.66641 | 0 | 0 | 0.85 | 0.85 | 0.85 | 0.85 | 0.92028 | 0.011903 | 0.64677 | 0.13758 | 0.03688
2025-10-20 17:00 | 67013.4345 | 65500.8988 | 1182.987 | 329.5487 | 0.053426 | 0.16154 | 0.16055 | 0.17944 | 293 | 17 | Fall | 0.55921 | 0.52787 | 0.52787 | 0.92028 | 0.49849 | 0.16055 | 0.053426 | 0.6549 | 0.66641 | 0.85008 | 0.012497 | 0.02092 | 0.17944 | 0.69339 | 0.66641 | 0 | 0 | 0.85 | 0.85 | 0.85 | 0.85 | 0.92028 | 0.012497 | 0.65974 | 0.037398 | 0.46447
2025-10-20 18:00 | 69623.6621 | 69283.721 | 0.77125 | 339.1699 | 3.4831e-05 | 0.16626 | 0.16523 | 0.18479 | 293 | 18 | Fall | 0.56981 | 0.53326 | 0.53326 | 0.92026 | 0.51472 | 0.16523 | 3.4831e-05 | 0.58607 | 0.66641 | 0.85008 | 0.012776 | 0.030806 | 0.18479 | 0.72066 | 0.66641 | 0 | 0 | 0.85 | 0.85 | 0.85 | 0.85 | 0.92026 | 0.012776 | 0.67697 | 2.4382e-05 | 0.42382
2025-10-20 19:00 | 68945.0913 | 68599.1459 | 0 | 345.9454 | 0 | 0.16958 | 0.16853 | 0.1886 | 293 | 19 | Fall | 0.58792 | 0.53844 | 0.53844 | 0.92081 | 0.51215 | 0.16853 | 0 | 0.30172 | 0.66641 | 0.85008 | 0.012985 | 0.040504 | 0.1886 | 0.70767 | 0.66641 | 0 | 0 | 0.85 | 0.85 | 0.85 | 0.85 | 0.92081 | 0.012985 | 0.6913 | 0 | 0.3403
2025-10-20 20:00 | 67133.6096 | 66786.2615 | 0 | 347.3481 | 0 | 0.17027 | 0.16931 | 0.18755 | 293 | 20 | Fall | 0.58769 | 0.53296 | 0.53296 | 0.92152 | 0.47501 | 0.16931 | 0 | 0.0006045 | 0.66641 | 0.85008 | 0.012671 | 0.027207 | 0.18755 | 0.69538 | 0.66641 | 0 | 0 | 0.85 | 0.85 | 0.85 | 0.85 | 0.92152 | 0.012671 | 0.69331 | 0 | 0.11348
2025-10-20 21:00 | 64316.6288 | 63969.1253 | 0 | 347.5035 | 0 | 0.17034 | 0.16957 | 0.18429 | 293 | 21 | Fall | 0.5589 | 0.51972 | 0.51972 | 0.92369 | 0.43894 | 0.16957 | 0 | 0 | 0.66478 | 0.85008 | 0.012741 | 0.015558 | 0.18429 | 0.62275 | 0.66478 | 0 | 0 | 0.85 | 0.85 | 0.85 | 0.85 | 0.92369 | 0.012741 | 0.67279 | 0 | 0.16147
2025-10-20 22:00 | 59867.7291 | 59519.7685 | 0 | 347.9606 | 0 | 0.17057 | 0.16996 | 0.18166 | 293 | 22 | Fall | 0.51728 | 0.4948 | 0.4948 | 0.92621 | 0.40003 | 0.16996 | 0 | 0 | 0.66478 | 0.85008 | 0.012881 | 0.0070257 | 0.18166 | 0.54639 | 0.66478 | 0 | 0 | 0.85 | 0.85 | 0.85 | 0.85 | 0.92621 | 0.012881 | 0.63052 | 0 | 0.1153
2025-10-20 23:00 | 55430.5494 | 55082.2587 | 0 | 348.2907 | 0 | 0.17073 | 0.17022 | 0.18003 | 293 | 23 | Fall | 0.47532 | 0.45627 | 0.45627 | 0.92842 | 0.36928 | 0.17022 | 0 | 0 | 0.65567 | 0.85008 | 0.012252 | 0.0070257 | 0.18003 | 0.47566 | 0.65567 | 0 | 0 | 0.85 | 0.85 | 0.85 | 0.85 | 0.92842 | 0.012252 | 0.56646 | 0 | 0.067351
2025-10-21 00:00 | 53564.3573 | 53209.5165 | 0 | 354.8408 | 0 | 0.17394 | 0.17363 | 0.17954 | 294 | 0 | Fall | 0.40086 | 0.41408 | 0.41408 | 0.9324 | 0.29275 | 0.17363 | 0 | 0 | 0.65196 | 0.85008 | 0.011834 | 0.0070257 | 0.17954 | 0.40145 | 0.65196 | 0 | 0 | 0.85 | 0.85 | 0.85 | 0.85 | 0.9324 | 0.011834 | 0.52583 | 0 | 0.01542
2025-10-21 01:00 | 52872.0182 | 52508.0658 | 0 | 363.9524 | 0 | 0.17841 | 0.17835 | 0.17941 | 294 | 1 | Fall | 0.37675 | 0.40095 | 0.40095 | 0.93332 | 0.26062 | 0.17835 | 0 | 0 | 0.65196 | 0.85008 | 0.012078 | 0.0070257 | 0.17941 | 0.38521 | 0.65196 | 0 | 0 | 0.85 | 0.85 | 0.85 | 0.85 | 0.93332 | 0.012078 | 0.49927 | 0 | 0
2025-10-21 02:00 | 52754.7207 | 52380.3172 | 0 | 374.4034 | 0 | 0.18353 | 0.18382 | 0.17837 | 294 | 2 | Fall | 0.36036 | 0.37824 | 0.37824 | 0.93336 | 0.22473 | 0.18382 | 0 | 0 | 0.65196 | 0.85008 | 0.012357 | 0.0070257 | 0.17837 | 0.38017 | 0.65196 | 0 | 0 | 0.85 | 0.85 | 0.85 | 0.85 | 0.93336 | 0.012357 | 0.49291 | 0 | 0
2025-10-21 03:00 | 52741.5108 | 52359.0027 | 0 | 382.5082 | 0 | 0.1875 | 0.1882 | 0.17499 | 294 | 3 | Fall | 0.34783 | 0.36163 | 0.36163 | 0.93289 | 0.18289 | 0.1882 | 0 | 0 | 0.64813 | 0.85008 | 0.012532 | 0.0070257 | 0.17499 | 0.37147 | 0.64813 | 0 | 0 | 0.85 | 0.85 | 0.85 | 0.85 | 0.93289 | 0.012532 | 0.48498 | 0 | 0
2025-10-21 04:00 | 53285.0739 | 52899.744 | 0 | 385.33 | 0 | 0.18889 | 0.18982 | 0.17196 | 294 | 4 | Fall | 0.34209 | 0.36519 | 0.36519 | 0.93361 | 0.16879 | 0.18982 | 0 | 0 | 0.65104 | 0.85008 | 0.012532 | 0.0070257 | 0.17196 | 0.37052 | 0.65104 | 0 | 0 | 0.85 | 0.85 | 0.85 | 0.85 | 0.93361 | 0.012532 | 0.48267 | 0 | 0
2025-10-21 05:00 | 57453.1565 | 57068.2568 | 0 | 384.8996 | 0 | 0.18868 | 0.18974 | 0.16939 | 294 | 5 | Fall | 0.34482 | 0.37756 | 0.37756 | 0.93576 | 0.17276 | 0.18974 | 0 | 0 | 0.65104 | 0.85008 | 0.012497 | 0.0064921 | 0.16939 | 0.37314 | 0.65104 | 0 | 0 | 0.85 | 0.85 | 0.85 | 0.85 | 0.93576 | 0.012497 | 0.48379 | 0 | 0
2025-10-21 06:00 | 64377.7453 | 64000.6158 | 1.5668 | 375.5627 | 7.0762e-05 | 0.1841 | 0.18532 | 0.16197 | 294 | 6 | Fall | 0.36517 | 0.39941 | 0.39941 | 0.93715 | 0.18574 | 0.18532 | 7.0762e-05 | 0 | 0.65331 | 0.85008 | 0.012462 | 0.0064921 | 0.16197 | 0.36964 | 0.65331 | 0 | 0 | 0.85 | 0.85 | 0.85 | 0.85 | 0.93715 | 0.012462 | 0.46504 | 4.9533e-05 | 0
2025-10-21 07:00 | 70017.6534 | 68368.5852 | 1288.5783 | 360.4899 | 0.058195 | 0.17671 | 0.17811 | 0.15139 | 294 | 7 | Fall | 0.38197 | 0.40891 | 0.40891 | 0.93839 | 0.20415 | 0.17811 | 0.058195 | 0 | 0.65331 | 0.85008 | 0.012392 | 0.0064921 | 0.15139 | 0.36205 | 0.65331 | 0 | 0 | 0.85 | 0.85 | 0.85 | 0.85 | 0.93839 | 0.012392 | 0.44968 | 0.040736 | 0
2025-10-21 08:00 | 67109.2817 | 62171.1279 | 4612.4791 | 325.6747 | 0.20831 | 0.15964 | 0.16079 | 0.13886 | 294 | 8 | Fall | 0.39185 | 0.40697 | 0.40697 | 0.93566 | 0.21485 | 0.16079 | 0.20831 | 0.16223 | 0.65331 | 0.85008 | 0.012357 | 0.0064921 | 0.13886 | 0.40198 | 0.65331 | 0 | 0 | 0.85 | 0.85 | 0.85 | 0.85 | 0.93566 | 0.012357 | 0.45998 | 0.14582 | 0
2025-10-21 09:00 | 66248.2489 | 58218.4494 | 7698.4229 | 331.3765 | 0.34768 | 0.16244 | 0.16417 | 0.13117 | 294 | 9 | Fall | 0.39166 | 0.40877 | 0.40877 | 0.92982 | 0.21991 | 0.16417 | 0.34768 | 0.44952 | 0.65113 | 0.85008 | 0.012252 | 0.0064921 | 0.13117 | 0.39032 | 0.65113 | 0 | 0 | 0.85 | 0.85 | 0.85 | 0.85 | 0.92982 | 0.012252 | 0.46381 | 0.24337 | 0
2025-10-21 10:00 | 65231.9549 | 54974.0244 | 9906.1419 | 351.7887 | 0.44738 | 0.17245 | 0.17456 | 0.1343 | 294 | 10 | Fall | 0.40411 | 0.42068 | 0.42068 | 0.92508 | 0.22175 | 0.17456 | 0.44738 | 0.57836 | 0.66261 | 0.85008 | 0.012218 | 0.0064921 | 0.1343 | 0.44411 | 0.66261 | 0 | 0 | 0.85 | 0.85 | 0.85 | 0.85 | 0.92508 | 0.012218 | 0.49846 | 0.31317 | 0
2025-10-21 11:00 | 63071.6695 | 51836.6737 | 10868.8047 | 366.1911 | 0.49086 | 0.17951 | 0.18159 | 0.14188 | 294 | 11 | Fall | 0.41644 | 0.43336 | 0.43336 | 0.9244 | 0.22921 | 0.18159 | 0.49086 | 0.61146 | 0.66261 | 0.85008 | 0.011903 | 0.0067811 | 0.14188 | 0.48314 | 0.66261 | 0 | 0 | 0.85 | 0.85 | 0.85 | 0.85 | 0.9244 | 0.011903 | 0.55063 | 0.3436 | 0
2025-10-21 12:00 | 62954.481 | 51901.6229 | 10690.9559 | 361.9022 | 0.48283 | 0.1774 | 0.17902 | 0.14826 | 294 | 12 | Fall | 0.43539 | 0.4543 | 0.4543 | 0.92402 | 0.24522 | 0.17902 | 0.48283 | 0.64788 | 0.66261 | 0.85008 | 0.011903 | 0.0064921 | 0.14826 | 0.53927 | 0.66261 | 0 | 0 | 0.85 | 0.85 | 0.85 | 0.85 | 0.92402 | 0.011903 | 0.58716 | 0.33798 | 0
2025-10-21 13:00 | 63365.4475 | 53012.9951 | 10002.9807 | 349.4717 | 0.45175 | 0.17131 | 0.17247 | 0.1504 | 294 | 13 | Fall | 0.46136 | 0.47855 | 0.47855 | 0.92234 | 0.2669 | 0.17247 | 0.45175 | 0.6577 | 0.66261 | 0.85008 | 0.011694 | 0.0098579 | 0.1504 | 0.58521 | 0.66261 | 0 | 0 | 0.85 | 0.85 | 0.85 | 0.85 | 0.92234 | 0.011694 | 0.60493 | 0.31623 | 0
2025-10-21 14:00 | 63678.4237 | 54625.5941 | 8708.1705 | 344.6592 | 0.39328 | 0.16895 | 0.16979 | 0.1537 | 294 | 14 | Fall | 0.48366 | 0.49376 | 0.49376 | 0.92148 | 0.3113 | 0.16979 | 0.39328 | 0.654 | 0.66424 | 0.85008 | 0.011659 | 0.015065 | 0.1537 | 0.62713 | 0.66424 | 0 | 0 | 0.85 | 0.85 | 0.85 | 0.85 | 0.92148 | 0.011659 | 0.61302 | 0.27529 | 0
2025-10-21 15:00 | 64023.579 | 57084.8488 | 6578.7604 | 359.9698 | 0.29711 | 0.17646 | 0.17737 | 0.15996 | 294 | 15 | Fall | 0.50654 | 0.50702 | 0.50702 | 0.92059 | 0.39325 | 0.17737 | 0.29711 | 0.65838 | 0.66424 | 0.85008 | 0.011415 | 0.018179 | 0.15996 | 0.6525 | 0.66424 | 0 | 0 | 0.85 | 0.85 | 0.85 | 0.85 | 0.92059 | 0.011415 | 0.63439 | 0.20798 | 0.00017779
2025-10-21 16:00 | 64728.8903 | 60599.3539 | 3757.6673 | 371.8691 | 0.1697 | 0.18229 | 0.18303 | 0.16883 | 294 | 16 | Fall | 0.52814 | 0.52024 | 0.52024 | 0.92028 | 0.45282 | 0.18303 | 0.1697 | 0.66367 | 0.66641 | 0.85008 | 0.011903 | 0.018609 | 0.16883 | 0.68032 | 0.66641 | 0 | 0 | 0.85 | 0.85 | 0.85 | 0.85 | 0.92028 | 0.011903 | 0.64677 | 0.11879 | 0.03688
2025-10-21 17:00 | 67168.319 | 65808.71 | 977.7451 | 381.8639 | 0.044157 | 0.18719 | 0.18751 | 0.18131 | 294 | 17 | Fall | 0.55921 | 0.52787 | 0.52787 | 0.92028 | 0.49849 | 0.18751 | 0.044157 | 0.6549 | 0.66641 | 0.85008 | 0.012497 | 0.02092 | 0.18131 | 0.69339 | 0.66641 | 0 | 0 | 0.85 | 0.85 | 0.85 | 0.85 | 0.92028 | 0.012497 | 0.65974 | 0.03091 | 0.46447
2025-10-21 18:00 | 69623.6621 | 69236.6909 | 0.36668 | 386.6044 | 1.656e-05 | 0.18951 | 0.18942 | 0.19114 | 294 | 18 | Fall | 0.56981 | 0.53326 | 0.53326 | 0.92026 | 0.51472 | 0.18942 | 1.656e-05 | 0.58607 | 0.66641 | 0.85008 | 0.012776 | 0.030806 | 0.19114 | 0.72066 | 0.66641 | 0 | 0 | 0.85 | 0.85 | 0.85 | 0.85 | 0.92026 | 0.012776 | 0.67697 | 1.1592e-05 | 0.42382
2025-10-21 19:00 | 68945.0913 | 68562.5866 | 0 | 382.5046 | 0 | 0.1875 | 0.18739 | 0.18948 | 294 | 19 | Fall | 0.58792 | 0.53844 | 0.53844 | 0.92081 | 0.51215 | 0.18739 | 0 | 0.30172 | 0.66641 | 0.85008 | 0.012985 | 0.040504 | 0.18948 | 0.70767 | 0.66641 | 0 | 0 | 0.85 | 0.85 | 0.85 | 0.85 | 0.92081 | 0.012985 | 0.6913 | 0 | 0.3403
2025-10-21 20:00 | 67133.6096 | 66759.7381 | 0 | 373.8715 | 0 | 0.18327 | 0.18358 | 0.17775 | 294 | 20 | Fall | 0.58769 | 0.53296 | 0.53296 | 0.92152 | 0.47501 | 0.18358 | 0 | 0.0006045 | 0.66641 | 0.85008 | 0.012671 | 0.027207 | 0.17775 | 0.69538 | 0.66641 | 0 | 0 | 0.85 | 0.85 | 0.85 | 0.85 | 0.92152 | 0.012671 | 0.69331 | 0 | 0.11348
2025-10-21 21:00 | 64316.6288 | 63961.1259 | 0 | 355.5029 | 0 | 0.17427 | 0.17494 | 0.16213 | 294 | 21 | Fall | 0.5589 | 0.51972 | 0.51972 | 0.92369 | 0.43894 | 0.17494 | 0 | 0 | 0.66478 | 0.85008 | 0.012741 | 0.015558 | 0.16213 | 0.62275 | 0.66478 | 0 | 0 | 0.85 | 0.85 | 0.85 | 0.85 | 0.92369 | 0.012741 | 0.67279 | 0 | 0.16147
2025-10-21 22:00 | 59867.7291 | 59539.0372 | 0 | 328.6919 | 0 | 0.16112 | 0.16196 | 0.14601 | 294 | 22 | Fall | 0.51728 | 0.4948 | 0.4948 | 0.92621 | 0.40003 | 0.16196 | 0 | 0 | 0.66478 | 0.85008 | 0.012881 | 0.0070257 | 0.14601 | 0.54639 | 0.66478 | 0 | 0 | 0.85 | 0.85 | 0.85 | 0.85 | 0.92621 | 0.012881 | 0.63052 | 0 | 0.1153
2025-10-21 23:00 | 55430.5494 | 55118.7593 | 0 | 311.7901 | 0 | 0.15284 | 0.15404 | 0.13104 | 294 | 23 | Fall | 0.47532 | 0.45627 | 0.45627 | 0.92842 | 0.36928 | 0.15404 | 0 | 0 | 0.65567 | 0.85008 | 0.012252 | 0.0070257 | 0.13104 | 0.47566 | 0.65567 | 0 | 0 | 0.85 | 0.85 | 0.85 | 0.85 | 0.92842 | 0.012252 | 0.56646 | 0 | 0.067351
2025-10-22 00:00 | 53564.3573 | 53254.9475 | 0 | 309.4098 | 0 | 0.15167 | 0.15318 | 0.12439 | 295 | 0 | Fall | 0.40086 | 0.41408 | 0.41408 | 0.9324 | 0.29275 | 0.15318 | 0 | 0 | 0.65196 | 0.85008 | 0.011834 | 0.0070257 | 0.12439 | 0.40145 | 0.65196 | 0 | 0 | 0.85 | 0.85 | 0.85 | 0.85 | 0.9324 | 0.011834 | 0.52583 | 0 | 0.01542
2025-10-22 01:00 | 52872.0182 | 52562.0224 | 0 | 309.9958 | 0 | 0.15196 | 0.15338 | 0.12624 | 295 | 1 | Fall | 0.37675 | 0.40095 | 0.40095 | 0.93332 | 0.26062 | 0.15338 | 0 | 0 | 0.65196 | 0.85008 | 0.012078 | 0.0070257 | 0.12624 | 0.38521 | 0.65196 | 0 | 0 | 0.85 | 0.85 | 0.85 | 0.85 | 0.93332 | 0.012078 | 0.49927 | 0 | 0
2025-10-22 02:00 | 52754.7207 | 52453.7075 | 0 | 301.0131 | 0 | 0.14756 | 0.14866 | 0.12758 | 295 | 2 | Fall | 0.36036 | 0.37824 | 0.37824 | 0.93336 | 0.22473 | 0.14866 | 0 | 0 | 0.65196 | 0.85008 | 0.012357 | 0.0070257 | 0.12758 | 0.38017 | 0.65196 | 0 | 0 | 0.85 | 0.85 | 0.85 | 0.85 | 0.93336 | 0.012357 | 0.49291 | 0 | 0
2025-10-22 03:00 | 52741.5108 | 52449.4272 | 0 | 292.0836 | 0 | 0.14318 | 0.14396 | 0.12905 | 295 | 3 | Fall | 0.34783 | 0.36163 | 0.36163 | 0.93289 | 0.18289 | 0.14396 | 0 | 0 | 0.64813 | 0.85008 | 0.012532 | 0.0070257 | 0.12905 | 0.37147 | 0.64813 | 0 | 0 | 0.85 | 0.85 | 0.85 | 0.85 | 0.93289 | 0.012532 | 0.48498 | 0 | 0
2025-10-22 04:00 | 53285.0739 | 52996.9714 | 0 | 288.1026 | 0 | 0.14123 | 0.14191 | 0.12887 | 295 | 4 | Fall | 0.34209 | 0.36519 | 0.36519 | 0.93361 | 0.16879 | 0.14191 | 0 | 0 | 0.65104 | 0.85008 | 0.012532 | 0.0070257 | 0.12887 | 0.37052 | 0.65104 | 0 | 0 | 0.85 | 0.85 | 0.85 | 0.85 | 0.93361 | 0.012532 | 0.48267 | 0 | 0
2025-10-22 05:00 | 57453.1565 | 57165.102 | 0 | 288.0545 | 0 | 0.1412 | 0.14217 | 0.1237 | 295 | 5 | Fall | 0.34482 | 0.37756 | 0.37756 | 0.93576 | 0.17276 | 0.14217 | 0 | 0 | 0.65104 | 0.85008 | 0.012497 | 0.0064921 | 0.1237 | 0.37314 | 0.65104 | 0 | 0 | 0.85 | 0.85 | 0.85 | 0.85 | 0.93576 | 0.012497 | 0.48379 | 0 | 0
2025-10-22 06:00 | 64377.7453 | 64096.6878 | 0.73439 | 280.3231 | 3.3166e-05 | 0.13741 | 0.13864 | 0.11531 | 295 | 6 | Fall | 0.36517 | 0.39941 | 0.39941 | 0.93715 | 0.18574 | 0.13864 | 3.3166e-05 | 0 | 0.65331 | 0.85008 | 0.012462 | 0.0064921 | 0.11531 | 0.36964 | 0.65331 | 0 | 0 | 0.85 | 0.85 | 0.85 | 0.85 | 0.93715 | 0.012462 | 0.46504 | 2.3216e-05 | 0
2025-10-22 07:00 | 70162.6273 | 68804.8083 | 1097.1882 | 260.6307 | 0.049551 | 0.12776 | 0.12905 | 0.10438 | 295 | 7 | Fall | 0.38197 | 0.40891 | 0.40891 | 0.93839 | 0.20415 | 0.12905 | 0.049551 | 0 | 0.65331 | 0.85008 | 0.012392 | 0.0064921 | 0.10438 | 0.36205 | 0.65331 | 0 | 0 | 0.85 | 0.85 | 0.85 | 0.85 | 0.93839 | 0.012392 | 0.44968 | 0.034686 | 0
2025-10-22 08:00 | 67109.2817 | 62799.887 | 4104.2962 | 205.0984 | 0.18536 | 0.10054 | 0.10137 | 0.0855 | 295 | 8 | Fall | 0.39185 | 0.40697 | 0.40697 | 0.93566 | 0.21485 | 0.10137 | 0.18536 | 0.16223 | 0.65331 | 0.85008 | 0.012357 | 0.0064921 | 0.0855 | 0.40198 | 0.65331 | 0 | 0 | 0.85 | 0.85 | 0.85 | 0.85 | 0.93566 | 0.012357 | 0.45998 | 0.12975 | 0
2025-10-22 09:00 | 66248.2489 | 58854.5813 | 7175.2635 | 218.404 | 0.32405 | 0.10706 | 0.1088 | 0.075562 | 295 | 9 | Fall | 0.39166 | 0.40877 | 0.40877 | 0.92982 | 0.21991 | 0.1088 | 0.32405 | 0.44952 | 0.65113 | 0.85008 | 0.012252 | 0.0064921 | 0.075562 | 0.39032 | 0.65113 | 0 | 0 | 0.85 | 0.85 | 0.85 | 0.85 | 0.92982 | 0.012252 | 0.46381 | 0.22683 | 0
2025-10-22 10:00 | 65231.9549 | 55394.0798 | 9618.5438 | 219.3313 | 0.43439 | 0.10752 | 0.10941 | 0.073339 | 295 | 10 | Fall | 0.40411 | 0.42068 | 0.42068 | 0.92508 | 0.22175 | 0.10941 | 0.43439 | 0.57836 | 0.66261 | 0.85008 | 0.012218 | 0.0064921 | 0.073339 | 0.44411 | 0.66261 | 0 | 0 | 0.85 | 0.85 | 0.85 | 0.85 | 0.92508 | 0.012218 | 0.49846 | 0.30407 | 0
2025-10-22 11:00 | 63296.2807 | 51955.2293 | 11126.3489 | 214.7025 | 0.50249 | 0.10525 | 0.10732 | 0.067821 | 295 | 11 | Fall | 0.41644 | 0.43336 | 0.43336 | 0.9244 | 0.22921 | 0.10732 | 0.50249 | 0.61146 | 0.66261 | 0.85008 | 0.011903 | 0.0067811 | 0.067821 | 0.48314 | 0.66261 | 0 | 0 | 0.85 | 0.85 | 0.85 | 0.85 | 0.9244 | 0.011903 | 0.55063 | 0.35174 | 0
2025-10-22 12:00 | 62901.668 | 51244.9891 | 11439.9905 | 216.6884 | 0.51665 | 0.10622 | 0.10848 | 0.06533 | 295 | 12 | Fall | 0.43539 | 0.4543 | 0.4543 | 0.92402 | 0.24522 | 0.10848 | 0.51665 | 0.64788 | 0.66261 | 0.85008 | 0.011903 | 0.0064921 | 0.06533 | 0.53927 | 0.66261 | 0 | 0 | 0.85 | 0.85 | 0.85 | 0.85 | 0.92402 | 0.011903 | 0.58716 | 0.36166 | 0
2025-10-22 13:00 | 63140.5331 | 52387.6231 | 10532.0069 | 220.9031 | 0.47565 | 0.10829 | 0.11055 | 0.067339 | 295 | 13 | Fall | 0.46136 | 0.47855 | 0.47855 | 0.92234 | 0.2669 | 0.11055 | 0.47565 | 0.6577 | 0.66261 | 0.85008 | 0.011694 | 0.0098579 | 0.067339 | 0.58521 | 0.66261 | 0 | 0 | 0.85 | 0.85 | 0.85 | 0.85 | 0.92234 | 0.011694 | 0.60493 | 0.33295 | 0
2025-10-22 14:00 | 63546.2995 | 54742.7059 | 8577.0842 | 226.5095 | 0.38736 | 0.11103 | 0.11326 | 0.070741 | 295 | 14 | Fall | 0.48366 | 0.49376 | 0.49376 | 0.92148 | 0.3113 | 0.11326 | 0.38736 | 0.654 | 0.66424 | 0.85008 | 0.011659 | 0.015065 | 0.070741 | 0.62713 | 0.66424 | 0 | 0 | 0.85 | 0.85 | 0.85 | 0.85 | 0.92148 | 0.011659 | 0.61302 | 0.27115 | 0
2025-10-22 15:00 | 64243.9951 | 58173.1164 | 5832.5603 | 238.3184 | 0.26341 | 0.11682 | 0.11909 | 0.075857 | 295 | 15 | Fall | 0.50654 | 0.50702 | 0.50702 | 0.92059 | 0.39325 | 0.11909 | 0.26341 | 0.65838 | 0.66424 | 0.85008 | 0.011415 | 0.018179 | 0.075857 | 0.6525 | 0.66424 | 0 | 0 | 0.85 | 0.85 | 0.85 | 0.85 | 0.92059 | 0.011415 | 0.63439 | 0.18439 | 0.00017779
2025-10-22 16:00 | 65530.3671 | 62373.5247 | 2908.1303 | 248.7121 | 0.13134 | 0.12192 | 0.12401 | 0.08408 | 295 | 16 | Fall | 0.52814 | 0.52024 | 0.52024 | 0.92028 | 0.45282 | 0.12401 | 0.13134 | 0.66367 | 0.66641 | 0.85008 | 0.011903 | 0.018609 | 0.08408 | 0.68032 | 0.66641 | 0 | 0 | 0.85 | 0.85 | 0.85 | 0.85 | 0.92028 | 0.011903 | 0.64677 | 0.091936 | 0.03688
2025-10-22 17:00 | 68794.0915 | 67826.536 | 697.254 | 270.3016 | 0.031489 | 0.1325 | 0.1344 | 0.098223 | 295 | 17 | Fall | 0.55921 | 0.52787 | 0.52787 | 0.92028 | 0.49849 | 0.1344 | 0.031489 | 0.6549 | 0.66641 | 0.85008 | 0.012497 | 0.02092 | 0.098223 | 0.69339 | 0.66641 | 0 | 0 | 0.85 | 0.85 | 0.85 | 0.85 | 0.92028 | 0.012497 | 0.65974 | 0.022043 | 0.46447
2025-10-22 18:00 | 70345.1425 | 70051.6361 | 0.1944 | 293.312 | 8.7797e-06 | 0.14378 | 0.14551 | 0.11258 | 295 | 18 | Fall | 0.56981 | 0.53326 | 0.53326 | 0.92026 | 0.51472 | 0.14551 | 8.7797e-06 | 0.58607 | 0.66641 | 0.85008 | 0.012776 | 0.030806 | 0.11258 | 0.72066 | 0.66641 | 0 | 0 | 0.85 | 0.85 | 0.85 | 0.85 | 0.92026 | 0.012776 | 0.67697 | 6.1458e-06 | 0.42382
2025-10-22 19:00 | 69501.4571 | 69195.6331 | 0 | 305.8241 | 0 | 0.14991 | 0.15149 | 0.12137 | 295 | 19 | Fall | 0.58792 | 0.53844 | 0.53844 | 0.92081 | 0.51215 | 0.15149 | 0 | 0.30172 | 0.66641 | 0.85008 | 0.012985 | 0.040504 | 0.12137 | 0.70767 | 0.66641 | 0 | 0 | 0.85 | 0.85 | 0.85 | 0.85 | 0.92081 | 0.012985 | 0.6913 | 0 | 0.3403
2025-10-22 20:00 | 67430.4982 | 67122.389 | 0 | 308.1092 | 0 | 0.15103 | 0.15246 | 0.1253 | 295 | 20 | Fall | 0.58769 | 0.53296 | 0.53296 | 0.92152 | 0.47501 | 0.15246 | 0 | 0.0006045 | 0.66641 | 0.85008 | 0.012671 | 0.027207 | 0.1253 | 0.69538 | 0.66641 | 0 | 0 | 0.85 | 0.85 | 0.85 | 0.85 | 0.92152 | 0.012671 | 0.69331 | 0 | 0.11348
2025-10-22 21:00 | 64316.6288 | 64015.1306 | 0 | 301.4983 | 0 | 0.14779 | 0.14914 | 0.1234 | 295 | 21 | Fall | 0.5589 | 0.51972 | 0.51972 | 0.92369 | 0.43894 | 0.14914 | 0 | 0 | 0.66478 | 0.85008 | 0.012741 | 0.015558 | 0.1234 | 0.62275 | 0.66478 | 0 | 0 | 0.85 | 0.85 | 0.85 | 0.85 | 0.92369 | 0.012741 | 0.67279 | 0 | 0.16147
2025-10-22 22:00 | 59867.7291 | 59579.9566 | 0 | 287.7725 | 0 | 0.14106 | 0.14255 | 0.11416 | 295 | 22 | Fall | 0.51728 | 0.4948 | 0.4948 | 0.92621 | 0.40003 | 0.14255 | 0 | 0 | 0.66478 | 0.85008 | 0.012881 | 0.0070257 | 0.11416 | 0.54639 | 0.66478 | 0 | 0 | 0.85 | 0.85 | 0.85 | 0.85 | 0.92621 | 0.012881 | 0.63052 | 0 | 0.1153
2025-10-22 23:00 | 55430.5494 | 55160.2485 | 0 | 270.3009 | 0 | 0.1325 | 0.13414 | 0.10294 | 295 | 23 | Fall | 0.47532 | 0.45627 | 0.45627 | 0.92842 | 0.36928 | 0.13414 | 0 | 0 | 0.65567 | 0.85008 | 0.012252 | 0.0070257 | 0.10294 | 0.47566 | 0.65567 | 0 | 0 | 0.85 | 0.85 | 0.85 | 0.85 | 0.92842 | 0.012252 | 0.56646 | 0 | 0.067351
2025-10-23 00:00 | 53564.3573 | 53303.5528 | 0 | 260.8045 | 0 | 0.12785 | 0.12966 | 0.095116 | 296 | 0 | Fall | 0.40086 | 0.41408 | 0.41408 | 0.9324 | 0.29275 | 0.12966 | 0 | 0 | 0.65196 | 0.85008 | 0.011834 | 0.0070257 | 0.095116 | 0.40145 | 0.65196 | 0 | 0 | 0.85 | 0.85 | 0.85 | 0.85 | 0.9324 | 0.011834 | 0.52583 | 0 | 0.01542
2025-10-23 01:00 | 52872.0182 | 52614.0154 | 0 | 258.0028 | 0 | 0.12647 | 0.12839 | 0.091795 | 296 | 1 | Fall | 0.37675 | 0.40095 | 0.40095 | 0.93332 | 0.26062 | 0.12839 | 0 | 0 | 0.65196 | 0.85008 | 0.012078 | 0.0070257 | 0.091795 | 0.38521 | 0.65196 | 0 | 0 | 0.85 | 0.85 | 0.85 | 0.85 | 0.93332 | 0.012078 | 0.49927 | 0 | 0
2025-10-23 02:00 | 52754.7207 | 52498.968 | 0 | 255.7527 | 0 | 0.12537 | 0.12696 | 0.096536 | 296 | 2 | Fall | 0.36036 | 0.37824 | 0.37824 | 0.93336 | 0.22473 | 0.12696 | 0 | 0 | 0.65196 | 0.85008 | 0.012357 | 0.0070257 | 0.096536 | 0.38017 | 0.65196 | 0 | 0 | 0.85 | 0.85 | 0.85 | 0.85 | 0.93336 | 0.012357 | 0.49291 | 0 | 0
2025-10-23 03:00 | 52741.5108 | 52487.908 | 0 | 253.6028 | 0 | 0.12432 | 0.12518 | 0.10875 | 296 | 3 | Fall | 0.34783 | 0.36163 | 0.36163 | 0.93289 | 0.18289 | 0.12518 | 0 | 0 | 0.64813 | 0.85008 | 0.012532 | 0.0070257 | 0.10875 | 0.37147 | 0.64813 | 0 | 0 | 0.85 | 0.85 | 0.85 | 0.85 | 0.93289 | 0.012532 | 0.48498 | 0 | 0
2025-10-23 04:00 | 53285.0739 | 53024.4095 | 0 | 260.6644 | 0 | 0.12778 | 0.12807 | 0.12249 | 296 | 4 | Fall | 0.34209 | 0.36519 | 0.36519 | 0.93361 | 0.16879 | 0.12807 | 0 | 0 | 0.65104 | 0.85008 | 0.012532 | 0.0070257 | 0.12249 | 0.37052 | 0.65104 | 0 | 0 | 0.85 | 0.85 | 0.85 | 0.85 | 0.93361 | 0.012532 | 0.48267 | 0 | 0
2025-10-23 05:00 | 57453.1565 | 57177.403 | 0 | 275.7535 | 0 | 0.13517 | 0.13534 | 0.13213 | 296 | 5 | Fall | 0.34482 | 0.37756 | 0.37756 | 0.93576 | 0.17276 | 0.13534 | 0 | 0 | 0.65104 | 0.85008 | 0.012497 | 0.0064921 | 0.13213 | 0.37314 | 0.65104 | 0 | 0 | 0.85 | 0.85 | 0.85 | 0.85 | 0.93576 | 0.012497 | 0.48379 | 0 | 0
2025-10-23 06:00 | 64377.7453 | 64100.6621 | 0.28253 | 276.8007 | 1.276e-05 | 0.13569 | 0.1359 | 0.13176 | 296 | 6 | Fall | 0.36517 | 0.39941 | 0.39941 | 0.93715 | 0.18574 | 0.1359 | 1.276e-05 | 0 | 0.65331 | 0.85008 | 0.012462 | 0.0064921 | 0.13176 | 0.36964 | 0.65331 | 0 | 0 | 0.85 | 0.85 | 0.85 | 0.85 | 0.93715 | 0.012462 | 0.46504 | 8.9318e-06 | 0
2025-10-23 07:00 | 70318.0258 | 69326.6248 | 723.573 | 267.8279 | 0.032678 | 0.13129 | 0.13152 | 0.12702 | 296 | 7 | Fall | 0.38197 | 0.40891 | 0.40891 | 0.93839 | 0.20415 | 0.13152 | 0.032678 | 0 | 0.65331 | 0.85008 | 0.012392 | 0.0064921 | 0.12702 | 0.36205 | 0.65331 | 0 | 0 | 0.85 | 0.85 | 0.85 | 0.85 | 0.93839 | 0.012392 | 0.44968 | 0.022875 | 0
2025-10-23 08:00 | 67109.2817 | 63942.0977 | 2932.6963 | 234.4877 | 0.13245 | 0.11494 | 0.11489 | 0.11593 | 296 | 8 | Fall | 0.39185 | 0.40697 | 0.40697 | 0.93566 | 0.21485 | 0.11489 | 0.13245 | 0.16223 | 0.65331 | 0.85008 | 0.012357 | 0.0064921 | 0.11593 | 0.40198 | 0.65331 | 0 | 0 | 0.85 | 0.85 | 0.85 | 0.85 | 0.93566 | 0.012357 | 0.45998 | 0.092713 | 0
2025-10-23 09:00 | 66248.2489 | 60600.7118 | 5414.666 | 232.8711 | 0.24454 | 0.11415 | 0.11459 | 0.10626 | 296 | 9 | Fall | 0.39166 | 0.40877 | 0.40877 | 0.92982 | 0.21991 | 0.11459 | 0.24454 | 0.44952 | 0.65113 | 0.85008 | 0.012252 | 0.0064921 | 0.10626 | 0.39032 | 0.65113 | 0 | 0 | 0.85 | 0.85 | 0.85 | 0.85 | 0.92982 | 0.012252 | 0.46381 | 0.17118 | 0
2025-10-23 10:00 | 65231.9549 | 57522.2501 | 7465.9222 | 243.7827 | 0.33718 | 0.1195 | 0.12033 | 0.10444 | 296 | 10 | Fall | 0.40411 | 0.42068 | 0.42068 | 0.92508 | 0.22175 | 0.12033 | 0.33718 | 0.57836 | 0.66261 | 0.85008 | 0.012218 | 0.0064921 | 0.10444 | 0.44411 | 0.66261 | 0 | 0 | 0.85 | 0.85 | 0.85 | 0.85 | 0.92508 | 0.012218 | 0.49846 | 0.23602 | 0
2025-10-23 11:00 | 62693.3843 | 53832.4594 | 8609.8517 | 251.0732 | 0.38884 | 0.12308 | 0.12373 | 0.11124 | 296 | 11 | Fall | 0.41644 | 0.43336 | 0.43336 | 0.9244 | 0.22921 | 0.12373 | 0.38884 | 0.61146 | 0.66261 | 0.85008 | 0.011903 | 0.0067811 | 0.11124 | 0.48314 | 0.66261 | 0 | 0 | 0.85 | 0.85 | 0.85 | 0.85 | 0.9244 | 0.011903 | 0.55063 | 0.27219 | 0
2025-10-23 12:00 | 61634.6939 | 52597.4524 | 8772.9378 | 264.3036 | 0.3962 | 0.12956 | 0.12982 | 0.12493 | 296 | 12 | Fall | 0.43539 | 0.4543 | 0.4543 | 0.92402 | 0.24522 | 0.12982 | 0.3962 | 0.64788 | 0.66261 | 0.85008 | 0.011903 | 0.0064921 | 0.12493 | 0.53927 | 0.66261 | 0 | 0 | 0.85 | 0.85 | 0.85 | 0.85 | 0.92402 | 0.011903 | 0.58716 | 0.27734 | 0
2025-10-23 13:00 | 61503.6609 | 52990.4419 | 8238.091 | 275.128 | 0.37205 | 0.13487 | 0.13468 | 0.13827 | 296 | 13 | Fall | 0.46136 | 0.47855 | 0.47855 | 0.92234 | 0.2669 | 0.13468 | 0.37205 | 0.6577 | 0.66261 | 0.85008 | 0.011694 | 0.0098579 | 0.13827 | 0.58521 | 0.66261 | 0 | 0 | 0.85 | 0.85 | 0.85 | 0.85 | 0.92234 | 0.011694 | 0.60493 | 0.26043 | 0
2025-10-23 14:00 | 61643.0809 | 54271.7103 | 7079.3837 | 291.9868 | 0.31972 | 0.14313 | 0.14277 | 0.14957 | 296 | 14 | Fall | 0.48366 | 0.49376 | 0.49376 | 0.92148 | 0.3113 | 0.14277 | 0.31972 | 0.654 | 0.66424 | 0.85008 | 0.011659 | 0.015065 | 0.14957 | 0.62713 | 0.66424 | 0 | 0 | 0.85 | 0.85 | 0.85 | 0.85 | 0.92148 | 0.011659 | 0.61302 | 0.2238 | 0
2025-10-23 15:00 | 62139.3009 | 56476.2843 | 5353.7364 | 309.2801 | 0.24179 | 0.15161 | 0.15075 | 0.16712 | 296 | 15 | Fall | 0.50654 | 0.50702 | 0.50702 | 0.92059 | 0.39325 | 0.15075 | 0.24179 | 0.65838 | 0.66424 | 0.85008 | 0.011415 | 0.018179 | 0.16712 | 0.6525 | 0.66424 | 0 | 0 | 0.85 | 0.85 | 0.85 | 0.85 | 0.92059 | 0.011415 | 0.63439 | 0.16925 | 0.00017779
2025-10-23 16:00 | 63330.9657 | 59937.2467 | 3070.6886 | 323.0304 | 0.13868 | 0.15835 | 0.15682 | 0.18603 | 296 | 16 | Fall | 0.52814 | 0.52024 | 0.52024 | 0.92028 | 0.45282 | 0.15682 | 0.13868 | 0.66367 | 0.66641 | 0.85008 | 0.011903 | 0.018609 | 0.18603 | 0.68032 | 0.66641 | 0 | 0 | 0.85 | 0.85 | 0.85 | 0.85 | 0.92028 | 0.011903 | 0.64677 | 0.097075 | 0.03688
2025-10-23 17:00 | 67511.6017 | 66419.3376 | 740.2932 | 351.9709 | 0.033433 | 0.17253 | 0.17082 | 0.20354 | 296 | 17 | Fall | 0.55921 | 0.52787 | 0.52787 | 0.92028 | 0.49849 | 0.17082 | 0.033433 | 0.6549 | 0.66641 | 0.85008 | 0.012497 | 0.02092 | 0.20354 | 0.69339 | 0.66641 | 0 | 0 | 0.85 | 0.85 | 0.85 | 0.85 | 0.92028 | 0.012497 | 0.65974 | 0.023403 | 0.46447
2025-10-23 18:00 | 69623.6621 | 69236.3457 | 0.1165 | 387.1999 | 5.2612e-06 | 0.1898 | 0.18812 | 0.22031 | 296 | 18 | Fall | 0.56981 | 0.53326 | 0.53326 | 0.92026 | 0.51472 | 0.18812 | 5.2612e-06 | 0.58607 | 0.66641 | 0.85008 | 0.012776 | 0.030806 | 0.22031 | 0.72066 | 0.66641 | 0 | 0 | 0.85 | 0.85 | 0.85 | 0.85 | 0.92026 | 0.012776 | 0.67697 | 3.6828e-06 | 0.42382
2025-10-23 19:00 | 68945.0913 | 68531.5619 | 0 | 413.5294 | 0 | 0.20271 | 0.20087 | 0.23593 | 296 | 19 | Fall | 0.58792 | 0.53844 | 0.53844 | 0.92081 | 0.51215 | 0.20087 | 0 | 0.30172 | 0.66641 | 0.85008 | 0.012985 | 0.040504 | 0.23593 | 0.70767 | 0.66641 | 0 | 0 | 0.85 | 0.85 | 0.85 | 0.85 | 0.92081 | 0.012985 | 0.6913 | 0 | 0.3403
2025-10-23 20:00 | 67133.6096 | 66701.7935 | 0 | 431.8161 | 0 | 0.21167 | 0.20985 | 0.24461 | 296 | 20 | Fall | 0.58769 | 0.53296 | 0.53296 | 0.92152 | 0.47501 | 0.20985 | 0 | 0.0006045 | 0.66641 | 0.85008 | 0.012671 | 0.027207 | 0.24461 | 0.69538 | 0.66641 | 0 | 0 | 0.85 | 0.85 | 0.85 | 0.85 | 0.92152 | 0.012671 | 0.69331 | 0 | 0.11348
2025-10-23 21:00 | 64316.6288 | 63874.3263 | 0 | 442.3025 | 0 | 0.21681 | 0.21508 | 0.24825 | 296 | 21 | Fall | 0.5589 | 0.51972 | 0.51972 | 0.92369 | 0.43894 | 0.21508 | 0 | 0 | 0.66478 | 0.85008 | 0.012741 | 0.015558 | 0.24825 | 0.62275 | 0.66478 | 0 | 0 | 0.85 | 0.85 | 0.85 | 0.85 | 0.92369 | 0.012741 | 0.67279 | 0 | 0.16147
2025-10-23 22:00 | 59867.7291 | 59412.7532 | 0 | 454.9759 | 0 | 0.22303 | 0.22136 | 0.2531 | 296 | 22 | Fall | 0.51728 | 0.4948 | 0.4948 | 0.92621 | 0.40003 | 0.22136 | 0 | 0 | 0.66478 | 0.85008 | 0.012881 | 0.0070257 | 0.2531 | 0.54639 | 0.66478 | 0 | 0 | 0.85 | 0.85 | 0.85 | 0.85 | 0.92621 | 0.012881 | 0.63052 | 0 | 0.1153
2025-10-23 23:00 | 55430.5494 | 54959.9408 | 0 | 470.6086 | 0 | 0.23069 | 0.22928 | 0.25621 | 296 | 23 | Fall | 0.47532 | 0.45627 | 0.45627 | 0.92842 | 0.36928 | 0.22928 | 0 | 0 | 0.65567 | 0.85008 | 0.012252 | 0.0070257 | 0.25621 | 0.47566 | 0.65567 | 0 | 0 | 0.85 | 0.85 | 0.85 | 0.85 | 0.92842 | 0.012252 | 0.56646 | 0 | 0.067351
2025-10-24 00:00 | 53564.3573 | 53052.8092 | 0 | 511.5482 | 0 | 0.25076 | 0.25031 | 0.25883 | 297 | 0 | Fall | 0.40086 | 0.41408 | 0.41408 | 0.9324 | 0.29275 | 0.25031 | 0 | 0 | 0.65196 | 0.85008 | 0.011834 | 0.0070257 | 0.25883 | 0.40145 | 0.65196 | 0 | 0 | 0.85 | 0.85 | 0.85 | 0.85 | 0.9324 | 0.011834 | 0.52583 | 0 | 0.01542
2025-10-24 01:00 | 52903.3587 | 52359.9935 | 0 | 543.3653 | 0 | 0.26636 | 0.26652 | 0.2633 | 297 | 1 | Fall | 0.37675 | 0.40095 | 0.40095 | 0.93332 | 0.26062 | 0.26652 | 0 | 0 | 0.65196 | 0.85008 | 0.012078 | 0.0070257 | 0.2633 | 0.38521 | 0.65196 | 0 | 0 | 0.85 | 0.85 | 0.85 | 0.85 | 0.93332 | 0.012078 | 0.49927 | 0 | 0
2025-10-24 02:00 | 52866.2005 | 52298.6747 | 0 | 567.5258 | 0 | 0.2782 | 0.2787 | 0.26917 | 297 | 2 | Fall | 0.36036 | 0.37824 | 0.37824 | 0.93336 | 0.22473 | 0.2787 | 0 | 0 | 0.65196 | 0.85008 | 0.012357 | 0.0070257 | 0.26917 | 0.38017 | 0.65196 | 0 | 0 | 0.85 | 0.85 | 0.85 | 0.85 | 0.93336 | 0.012357 | 0.49291 | 0 | 0
2025-10-24 03:00 | 52926.1888 | 52349.0883 | 0 | 577.1005 | 0 | 0.28289 | 0.28348 | 0.27228 | 297 | 3 | Fall | 0.34783 | 0.36163 | 0.36163 | 0.93289 | 0.18289 | 0.28348 | 0 | 0 | 0.64813 | 0.85008 | 0.012532 | 0.0070257 | 0.27228 | 0.37147 | 0.64813 | 0 | 0 | 0.85 | 0.85 | 0.85 | 0.85 | 0.93289 | 0.012532 | 0.48498 | 0 | 0
2025-10-24 04:00 | 53541.8983 | 52967.8172 | 0 | 574.081 | 0 | 0.28141 | 0.28185 | 0.27346 | 297 | 4 | Fall | 0.34209 | 0.36519 | 0.36519 | 0.93361 | 0.16879 | 0.28185 | 0 | 0 | 0.65104 | 0.85008 | 0.012532 | 0.0070257 | 0.27346 | 0.37052 | 0.65104 | 0 | 0 | 0.85 | 0.85 | 0.85 | 0.85 | 0.93361 | 0.012532 | 0.48267 | 0 | 0
2025-10-24 05:00 | 57784.4409 | 57219.0895 | 0 | 565.3514 | 0 | 0.27713 | 0.27743 | 0.27171 | 297 | 5 | Fall | 0.34482 | 0.37756 | 0.37756 | 0.93576 | 0.17276 | 0.27743 | 0 | 0 | 0.65104 | 0.85008 | 0.012497 | 0.0064921 | 0.27171 | 0.37314 | 0.65104 | 0 | 0 | 0.85 | 0.85 | 0.85 | 0.85 | 0.93576 | 0.012497 | 0.48379 | 0 | 0
2025-10-24 06:00 | 64766.4524 | 64223.9323 | 0.22403 | 542.2961 | 1.0117e-05 | 0.26583 | 0.26572 | 0.26783 | 297 | 6 | Fall | 0.36517 | 0.39941 | 0.39941 | 0.93715 | 0.18574 | 0.26572 | 1.0117e-05 | 0 | 0.65331 | 0.85008 | 0.012462 | 0.0064921 | 0.26783 | 0.36964 | 0.65331 | 0 | 0 | 0.85 | 0.85 | 0.85 | 0.85 | 0.93715 | 0.012462 | 0.46504 | 7.0822e-06 | 0
2025-10-24 07:00 | 70699.2956 | 69261.5414 | 926.009 | 511.7452 | 0.04182 | 0.25086 | 0.25023 | 0.26212 | 297 | 7 | Fall | 0.38197 | 0.40891 | 0.40891 | 0.93839 | 0.20415 | 0.25023 | 0.04182 | 0 | 0.65331 | 0.85008 | 0.012392 | 0.0064921 | 0.26212 | 0.36205 | 0.65331 | 0 | 0 | 0.85 | 0.85 | 0.85 | 0.85 | 0.93839 | 0.012392 | 0.44968 | 0.029274 | 0
2025-10-24 08:00 | 67109.2817 | 62990.3832 | 3641.8183 | 477.0802 | 0.16447 | 0.23386 | 0.23289 | 0.25136 | 297 | 8 | Fall | 0.39185 | 0.40697 | 0.40697 | 0.93566 | 0.21485 | 0.23289 | 0.16447 | 0.16223 | 0.65331 | 0.85008 | 0.012357 | 0.0064921 | 0.25136 | 0.40198 | 0.65331 | 0 | 0 | 0.85 | 0.85 | 0.85 | 0.85 | 0.93566 | 0.012357 | 0.45998 | 0.11513 | 0
2025-10-24 09:00 | 66248.2489 | 59138.6731 | 6605.8485 | 503.7274 | 0.29833 | 0.24693 | 0.24706 | 0.24453 | 297 | 9 | Fall | 0.39166 | 0.40877 | 0.40877 | 0.92982 | 0.21991 | 0.24706 | 0.29833 | 0.44952 | 0.65113 | 0.85008 | 0.012252 | 0.0064921 | 0.24453 | 0.39032 | 0.65113 | 0 | 0 | 0.85 | 0.85 | 0.85 | 0.85 | 0.92982 | 0.012252 | 0.46381 | 0.20883 | 0
2025-10-24 10:00 | 65231.9549 | 55765.4607 | 8960.3015 | 506.1927 | 0.40467 | 0.24813 | 0.24871 | 0.2378 | 297 | 10 | Fall | 0.40411 | 0.42068 | 0.42068 | 0.92508 | 0.22175 | 0.24871 | 0.40467 | 0.57836 | 0.66261 | 0.85008 | 0.012218 | 0.0064921 | 0.2378 | 0.44411 | 0.66261 | 0 | 0 | 0.85 | 0.85 | 0.85 | 0.85 | 0.92508 | 0.012218 | 0.49846 | 0.28327 | 0
2025-10-24 11:00 | 62693.3843 | 51604.1227 | 10591.0562 | 498.2054 | 0.47831 | 0.24422 | 0.24505 | 0.22921 | 297 | 11 | Fall | 0.41644 | 0.43336 | 0.43336 | 0.9244 | 0.22921 | 0.24505 | 0.47831 | 0.61146 | 0.66261 | 0.85008 | 0.011903 | 0.0067811 | 0.22921 | 0.48314 | 0.66261 | 0 | 0 | 0.85 | 0.85 | 0.85 | 0.85 | 0.9244 | 0.011903 | 0.55063 | 0.33482 | 0
2025-10-24 12:00 | 61634.6939 | 49742.668 | 11400.3435 | 491.6823 | 0.51486 | 0.24102 | 0.24216 | 0.2205 | 297 | 12 | Fall | 0.43539 | 0.4543 | 0.4543 | 0.92402 | 0.24522 | 0.24216 | 0.51486 | 0.64788 | 0.66261 | 0.85008 | 0.011903 | 0.0064921 | 0.2205 | 0.53927 | 0.66261 | 0 | 0 | 0.85 | 0.85 | 0.85 | 0.85 | 0.92402 | 0.011903 | 0.58716 | 0.3604 | 0
2025-10-24 13:00 | 61503.6609 | 49955.1033 | 11063.4636 | 485.094 | 0.49965 | 0.23779 | 0.23916 | 0.213 | 297 | 13 | Fall | 0.46136 | 0.47855 | 0.47855 | 0.92234 | 0.2669 | 0.23916 | 0.49965 | 0.6577 | 0.66261 | 0.85008 | 0.011694 | 0.0098579 | 0.213 | 0.58521 | 0.66261 | 0 | 0 | 0.85 | 0.85 | 0.85 | 0.85 | 0.92234 | 0.011694 | 0.60493 | 0.34975 | 0
2025-10-24 14:00 | 61643.0809 | 51534.642 | 9623.545 | 484.8938 | 0.43462 | 0.23769 | 0.2392 | 0.2104 | 297 | 14 | Fall | 0.48366 | 0.49376 | 0.49376 | 0.92148 | 0.3113 | 0.2392 | 0.43462 | 0.654 | 0.66424 | 0.85008 | 0.011659 | 0.015065 | 0.2104 | 0.62713 | 0.66424 | 0 | 0 | 0.85 | 0.85 | 0.85 | 0.85 | 0.92148 | 0.011659 | 0.61302 | 0.30423 | 0
2025-10-24 15:00 | 62139.3009 | 54351.2832 | 7301.2564 | 486.7613 | 0.32974 | 0.23861 | 0.24007 | 0.21225 | 297 | 15 | Fall | 0.50654 | 0.50702 | 0.50702 | 0.92059 | 0.39325 | 0.24007 | 0.32974 | 0.65838 | 0.66424 | 0.85008 | 0.011415 | 0.018179 | 0.21225 | 0.6525 | 0.66424 | 0 | 0 | 0.85 | 0.85 | 0.85 | 0.85 | 0.92059 | 0.011415 | 0.63439 | 0.23082 | 0.00017779
2025-10-24 16:00 | 63330.9657 | 58714.333 | 4140.6274 | 476.0053 | 0.187 | 0.23334 | 0.23426 | 0.21662 | 297 | 16 | Fall | 0.52814 | 0.52024 | 0.52024 | 0.92028 | 0.45282 | 0.23426 | 0.187 | 0.66367 | 0.66641 | 0.85008 | 0.011903 | 0.018609 | 0.21662 | 0.68032 | 0.66641 | 0 | 0 | 0.85 | 0.85 | 0.85 | 0.85 | 0.92028 | 0.011903 | 0.64677 | 0.1309 | 0.03688
2025-10-24 17:00 | 67702.3835 | 66256.0482 | 980.3363 | 465.999 | 0.044274 | 0.22843 | 0.2287 | 0.22363 | 297 | 17 | Fall | 0.55921 | 0.52787 | 0.52787 | 0.92028 | 0.49849 | 0.2287 | 0.044274 | 0.6549 | 0.66641 | 0.85008 | 0.012497 | 0.02092 | 0.22363 | 0.69339 | 0.66641 | 0 | 0 | 0.85 | 0.85 | 0.85 | 0.85 | 0.92028 | 0.012497 | 0.65974 | 0.030992 | 0.46447
2025-10-24 18:00 | 69623.6621 | 69148.9746 | 0.084941 | 474.6025 | 3.8361e-06 | 0.23265 | 0.23257 | 0.234 | 297 | 18 | Fall | 0.56981 | 0.53326 | 0.53326 | 0.92026 | 0.51472 | 0.23257 | 3.8361e-06 | 0.58607 | 0.66641 | 0.85008 | 0.012776 | 0.030806 | 0.234 | 0.72066 | 0.66641 | 0 | 0 | 0.85 | 0.85 | 0.85 | 0.85 | 0.92026 | 0.012776 | 0.67697 | 2.6853e-06 | 0.42382
2025-10-24 19:00 | 68945.0913 | 68466.5685 | 0 | 478.5228 | 0 | 0.23457 | 0.23436 | 0.23834 | 297 | 19 | Fall | 0.58792 | 0.53844 | 0.53844 | 0.92081 | 0.51215 | 0.23436 | 0 | 0.30172 | 0.66641 | 0.85008 | 0.012985 | 0.040504 | 0.23834 | 0.70767 | 0.66641 | 0 | 0 | 0.85 | 0.85 | 0.85 | 0.85 | 0.92081 | 0.012985 | 0.6913 | 0 | 0.3403
2025-10-24 20:00 | 67133.6096 | 66655.5204 | 0 | 478.0893 | 0 | 0.23436 | 0.23424 | 0.23646 | 297 | 20 | Fall | 0.58769 | 0.53296 | 0.53296 | 0.92152 | 0.47501 | 0.23424 | 0 | 0.0006045 | 0.66641 | 0.85008 | 0.012671 | 0.027207 | 0.23646 | 0.69538 | 0.66641 | 0 | 0 | 0.85 | 0.85 | 0.85 | 0.85 | 0.92152 | 0.012671 | 0.69331 | 0 | 0.11348
2025-10-24 21:00 | 64316.6288 | 63847.5874 | 0 | 469.0414 | 0 | 0.22992 | 0.22996 | 0.22921 | 297 | 21 | Fall | 0.5589 | 0.51972 | 0.51972 | 0.92369 | 0.43894 | 0.22996 | 0 | 0 | 0.66478 | 0.85008 | 0.012741 | 0.015558 | 0.22921 | 0.62275 | 0.66478 | 0 | 0 | 0.85 | 0.85 | 0.85 | 0.85 | 0.92369 | 0.012741 | 0.67279 | 0 | 0.16147
2025-10-24 22:00 | 59867.7291 | 59414.8568 | 0 | 452.8723 | 0 | 0.222 | 0.22233 | 0.216 | 297 | 22 | Fall | 0.51728 | 0.4948 | 0.4948 | 0.92621 | 0.40003 | 0.22233 | 0 | 0 | 0.66478 | 0.85008 | 0.012881 | 0.0070257 | 0.216 | 0.54639 | 0.66478 | 0 | 0 | 0.85 | 0.85 | 0.85 | 0.85 | 0.92621 | 0.012881 | 0.63052 | 0 | 0.1153
2025-10-24 23:00 | 55430.5494 | 54994.0133 | 0 | 436.5361 | 0 | 0.21399 | 0.21475 | 0.20014 | 297 | 23 | Fall | 0.47532 | 0.45627 | 0.45627 | 0.92842 | 0.36928 | 0.21475 | 0 | 0 | 0.65567 | 0.85008 | 0.012252 | 0.0070257 | 0.20014 | 0.47566 | 0.65567 | 0 | 0 | 0.85 | 0.85 | 0.85 | 0.85 | 0.92842 | 0.012252 | 0.56646 | 0 | 0.067351
2025-10-25 00:00 | 32374.4709 | 31936.1869 | 0 | 438.284 | 0 | 0.21485 | 0.21606 | 0.19288 | 298 | 0 | Spring | 0.27877 | 0.32807 | 0.32807 | 0.86806 | 0.41526 | 0.21606 | 0 | 0 | 0.64562 | 0.85008 | 0.0133 | 0.00079999 | 0.19288 | 0.22892 | 0.64562 | 0 | 0 | 0.85 | 0.85 | 0.85 | 0.85 | 0.86806 | 0.0133 | 0.36461 | 0 | 0.048952
2025-10-25 01:00 | 31750.6036 | 31305.7252 | 0 | 444.8784 | 0 | 0.21808 | 0.21946 | 0.19318 | 298 | 1 | Spring | 0.27126 | 0.31736 | 0.31736 | 0.87726 | 0.38 | 0.21946 | 0 | 0 | 0.64562 | 0.85008 | 0.012357 | 0.00079999 | 0.19318 | 0.2248 | 0.64562 | 0 | 0 | 0.85 | 0.85 | 0.85 | 0.85 | 0.87726 | 0.012357 | 0.36019 | 0 | 0
2025-10-25 02:00 | 31631.2489 | 31180.8409 | 0 | 450.408 | 0 | 0.22079 | 0.22207 | 0.19768 | 298 | 2 | Spring | 0.2611 | 0.30561 | 0.30561 | 0.87644 | 0.34552 | 0.22207 | 0 | 0 | 0.64562 | 0.85008 | 0.012462 | 0.00079999 | 0.19768 | 0.21959 | 0.64562 | 0 | 0 | 0.85 | 0.85 | 0.85 | 0.85 | 0.87644 | 0.012462 | 0.35507 | 0 | 0.0076969
2025-10-25 03:00 | 31599.1588 | 31147.6632 | 0 | 451.4957 | 0 | 0.22132 | 0.22231 | 0.20349 | 298 | 3 | Spring | 0.25348 | 0.29808 | 0.29808 | 0.87591 | 0.33422 | 0.22231 | 0 | 0 | 0.64562 | 0.85008 | 0.013439 | 0.00079999 | 0.20349 | 0.21762 | 0.64562 | 0 | 0 | 0.85 | 0.85 | 0.85 | 0.85 | 0.87591 | 0.013439 | 0.3547 | 0 | 0
2025-10-25 04:00 | 31949.1148 | 31505.1497 | 0 | 443.9651 | 0 | 0.21763 | 0.21827 | 0.20606 | 298 | 4 | Spring | 0.24517 | 0.29516 | 0.29516 | 0.87706 | 0.32769 | 0.21827 | 0 | 0 | 0.64562 | 0.85008 | 0.013579 | 0.00079999 | 0.20606 | 0.22054 | 0.64562 | 0 | 0 | 0.85 | 0.85 | 0.85 | 0.85 | 0.87706 | 0.013579 | 0.36068 | 0 | 0
2025-10-25 05:00 | 34277.5012 | 33848.6246 | 0 | 428.8767 | 0 | 0.21023 | 0.21054 | 0.20478 | 298 | 5 | Spring | 0.24319 | 0.29542 | 0.29542 | 0.87925 | 0.32324 | 0.21054 | 0 | 0 | 0.64562 | 0.85008 | 0.013719 | 0.00079999 | 0.20478 | 0.24903 | 0.64562 | 0 | 0 | 0.85 | 0.85 | 0.85 | 0.85 | 0.87925 | 0.013719 | 0.38813 | 0 | 0
2025-10-25 06:00 | 36253.3146 | 35857.3542 | 0.12623 | 395.8341 | 5.7007e-06 | 0.19404 | 0.19386 | 0.1972 | 298 | 6 | Spring | 0.25416 | 0.29826 | 0.29826 | 0.88123 | 0.35611 | 0.19386 | 5.7007e-06 | 0 | 0.6501 | 0.85008 | 0.013404 | 0.00083936 | 0.1972 | 0.30317 | 0.6501 | 0 | 0 | 0.85 | 0.85 | 0.85 | 0.85 | 0.88123 | 0.013404 | 0.4151 | 3.9905e-06 | 0
2025-10-25 07:00 | 39454.4407 | 37971.7771 | 1124.7278 | 357.9357 | 0.050795 | 0.17546 | 0.17502 | 0.18343 | 298 | 7 | Spring | 0.26383 | 0.30635 | 0.30635 | 0.88211 | 0.39696 | 0.17502 | 0.050795 | 0 | 0.65669 | 0.85008 | 0.012671 | 0.0010882 | 0.18343 | 0.29 | 0.65669 | 0 | 0 | 0.85 | 0.85 | 0.85 | 0.85 | 0.88211 | 0.012671 | 0.40054 | 0.035556 | 0.0096656
2025-10-25 08:00 | 39264.0943 | 34477.0878 | 4490.5131 | 296.4934 | 0.2028 | 0.14534 | 0.14462 | 0.1583 | 298 | 8 | Spring | 0.26441 | 0.30255 | 0.30255 | 0.88442 | 0.42633 | 0.14462 | 0.2028 | 0 | 0.65669 | 0.85008 | 0.012183 | 0.0010228 | 0.1583 | 0.28372 | 0.65669 | 0 | 0 | 0.85 | 0.85 | 0.85 | 0.85 | 0.88442 | 0.012183 | 0.39226 | 0.14196 | 0.029613
2025-10-25 09:00 | 40773.5218 | 32620.9965 | 7830.1108 | 322.4145 | 0.35362 | 0.15805 | 0.15844 | 0.15086 | 298 | 9 | Spring | 0.25911 | 0.30095 | 0.30095 | 0.88542 | 0.45108 | 0.15844 | 0.35362 | 0.38061 | 0.65642 | 0.85008 | 0.011659 | 0.00079999 | 0.15086 | 0.26073 | 0.65642 | 0 | 0 | 0.85 | 0.85 | 0.85 | 0.85 | 0.88542 | 0.011659 | 0.37528 | 0.24754 | 0
2025-10-25 10:00 | 40858.9967 | 30219.3309 | 10318.0636 | 321.6022 | 0.46598 | 0.15765 | 0.15806 | 0.15016 | 298 | 10 | Spring | 0.26146 | 0.29721 | 0.29721 | 0.88641 | 0.4463 | 0.15806 | 0.46598 | 0.64871 | 0.65688 | 0.85008 | 0.011484 | 0.00079999 | 0.15016 | 0.27476 | 0.65688 | 0 | 0 | 0.85 | 0.85 | 0.85 | 0.85 | 0.88641 | 0.011484 | 0.37825 | 0.32619 | 0
2025-10-25 11:00 | 40455.878 | 28314.1069 | 11821.9604 | 319.8108 | 0.5339 | 0.15677 | 0.15722 | 0.14866 | 298 | 11 | Spring | 0.25473 | 0.28311 | 0.28311 | 0.88809 | 0.41276 | 0.15722 | 0.5339 | 0.69148 | 0.65688 | 0.85008 | 0.01138 | 0.00079999 | 0.14866 | 0.29695 | 0.65688 | 0 | 0 | 0.85 | 0.85 | 0.85 | 0.85 | 0.88809 | 0.01138 | 0.38376 | 0.37373 | 0.0092363
2025-10-25 12:00 | 41370.0579 | 28732.9925 | 12323.8706 | 313.1947 | 0.55657 | 0.15353 | 0.1538 | 0.14853 | 298 | 12 | Spring | 0.24979 | 0.27224 | 0.27224 | 0.88874 | 0.38152 | 0.1538 | 0.55657 | 0.67553 | 0.65688 | 0.85008 | 0.011484 | 0.00080167 | 0.14853 | 0.31905 | 0.65688 | 0 | 0 | 0.85 | 0.85 | 0.85 | 0.85 | 0.88874 | 0.011484 | 0.39243 | 0.3896 | 0.0092363
2025-10-25 13:00 | 39949.667 | 27907.457 | 11742.0016 | 300.2084 | 0.53029 | 0.14716 | 0.14725 | 0.14547 | 298 | 13 | Spring | 0.2448 | 0.25993 | 0.25993 | 0.88865 | 0.35645 | 0.14725 | 0.53029 | 0.66427 | 0.65688 | 0.85008 | 0.010123 | 0.00079999 | 0.14547 | 0.32335 | 0.65688 | 0 | 0 | 0.85 | 0.85 | 0.85 | 0.85 | 0.88865 | 0.010123 | 0.40028 | 0.3712 | 0.0092363
2025-10-25 14:00 | 39602.4707 | 29189.2269 | 10129.0129 | 284.231 | 0.45745 | 0.13933 | 0.13922 | 0.14132 | 298 | 14 | Spring | 0.24385 | 0.25881 | 0.25881 | 0.88747 | 0.34975 | 0.13922 | 0.45745 | 0.65679 | 0.65688 | 0.85008 | 0.0099835 | 0.0013328 | 0.14132 | 0.32489 | 0.65688 | 0 | 0 | 0.85 | 0.85 | 0.85 | 0.85 | 0.88747 | 0.0099835 | 0.40115 | 0.32021 | 0.0094141
2025-10-25 15:00 | 39074.462 | 31218.6993 | 7582.3998 | 273.363 | 0.34244 | 0.134 | 0.13373 | 0.13883 | 298 | 15 | Spring | 0.24372 | 0.26351 | 0.26351 | 0.88663 | 0.34492 | 0.13373 | 0.34244 | 0.66692 | 0.65688 | 0.85008 | 0.010088 | 0.0013328 | 0.13883 | 0.33518 | 0.65688 | 0 | 0 | 0.85 | 0.85 | 0.85 | 0.85 | 0.88663 | 0.010088 | 0.4158 | 0.23971 | 0.0094141
2025-10-25 16:00 | 38024.5888 | 33461.7794 | 4294.8876 | 267.9218 | 0.19397 | 0.13133 | 0.13108 | 0.13588 | 298 | 16 | Spring | 0.24178 | 0.27908 | 0.27908 | 0.87629 | 0.34371 | 0.13108 | 0.19397 | 0.67652 | 0.66614 | 0.85008 | 0.010018 | 0.0013328 | 0.13588 | 0.36047 | 0.66614 | 0 | 0 | 0.85 | 0.85 | 0.85 | 0.85 | 0.87629 | 0.010018 | 0.43848 | 0.13578 | 0.0092363
2025-10-25 17:00 | 42948.9726 | 41679.298 | 986.582 | 283.0927 | 0.044556 | 0.13877 | 0.13837 | 0.14593 | 298 | 17 | Spring | 0.24363 | 0.29823 | 0.29823 | 0.87688 | 0.36264 | 0.13837 | 0.044556 | 0.6679 | 0.66614 | 0.85008 | 0.010018 | 0.0035317 | 0.14593 | 0.37417 | 0.66614 | 0 | 0 | 0.85 | 0.85 | 0.85 | 0.85 | 0.87688 | 0.010018 | 0.48342 | 0.031189 | 0.28272
2025-10-25 18:00 | 44480.6643 | 44177.9788 | 0.045527 | 302.6399 | 2.0561e-06 | 0.14835 | 0.14754 | 0.16312 | 298 | 18 | Spring | 0.25066 | 0.31384 | 0.31384 | 0.87696 | 0.40118 | 0.14754 | 2.0561e-06 | 0.58773 | 0.66614 | 0.85008 | 0.010158 | 0.027398 | 0.16312 | 0.3962 | 0.66614 | 0 | 0 | 0.85 | 0.85 | 0.85 | 0.85 | 0.87696 | 0.010158 | 0.50599 | 1.4393e-06 | 0.42211
2025-10-25 19:00 | 44492.0582 | 44175.5999 | 0 | 316.4583 | 0 | 0.15513 | 0.15388 | 0.17759 | 298 | 19 | Spring | 0.26664 | 0.33067 | 0.33067 | 0.8775 | 0.42487 | 0.15388 | 0 | 0.23069 | 0.66641 | 0.85008 | 0.010612 | 0.027398 | 0.17759 | 0.41363 | 0.66641 | 0 | 0 | 0.85 | 0.85 | 0.85 | 0.85 | 0.8775 | 0.010612 | 0.52452 | 0 | 0.39185
2025-10-25 20:00 | 43843.5776 | 43513.8144 | 0 | 329.7632 | 0 | 0.16165 | 0.16033 | 0.18544 | 298 | 20 | Spring | 0.28392 | 0.33907 | 0.33907 | 0.87706 | 0.44583 | 0.16033 | 0 | 0 | 0.66641 | 0.85008 | 0.010717 | 0.013216 | 0.18544 | 0.41376 | 0.66641 | 0 | 0 | 0.85 | 0.85 | 0.85 | 0.85 | 0.87706 | 0.010717 | 0.52178 | 0 | 0.34357
2025-10-25 21:00 | 41599.277 | 41254.1363 | 0 | 345.1407 | 0 | 0.16919 | 0.16839 | 0.18362 | 298 | 21 | Spring | 0.28852 | 0.33774 | 0.33774 | 0.87764 | 0.44688 | 0.16839 | 0 | 0 | 0.66641 | 0.85008 | 0.010682 | 0.0013328 | 0.18362 | 0.40821 | 0.66641 | 0 | 0 | 0.85 | 0.85 | 0.85 | 0.85 | 0.87764 | 0.010682 | 0.49219 | 0 | 0.10075
2025-10-25 22:00 | 38391.0259 | 38031.3659 | 0 | 359.66 | 0 | 0.1763 | 0.17624 | 0.1774 | 298 | 22 | Spring | 0.27883 | 0.33192 | 0.33192 | 0.87863 | 0.45017 | 0.17624 | 0 | 0 | 0.66641 | 0.85008 | 0.010717 | 0.0013328 | 0.1774 | 0.36384 | 0.66641 | 0 | 0 | 0.85 | 0.85 | 0.85 | 0.85 | 0.87863 | 0.010717 | 0.43629 | 0 | 0.081544
2025-10-25 23:00 | 34819.6767 | 34450.3115 | 0 | 369.3652 | 0 | 0.18106 | 0.18141 | 0.17483 | 298 | 23 | Spring | 0.26601 | 0.32932 | 0.32932 | 0.87267 | 0.42104 | 0.18141 | 0 | 0 | 0.65528 | 0.85008 | 0.011973 | 0.0013328 | 0.17483 | 0.30433 | 0.65528 | 0 | 0 | 0.85 | 0.85 | 0.85 | 0.85 | 0.87267 | 0.011973 | 0.38142 | 0 | 0.039465
2025-10-26 00:00 | 32374.4709 | 31993.9576 | 0 | 380.5133 | 0 | 0.18653 | 0.18717 | 0.17486 | 299 | 0 | Spring | 0.27877 | 0.32807 | 0.32807 | 0.86806 | 0.41526 | 0.18717 | 0 | 0 | 0.64562 | 0.85008 | 0.0133 | 0.00079999 | 0.17486 | 0.22892 | 0.64562 | 0 | 0 | 0.85 | 0.85 | 0.85 | 0.85 | 0.86806 | 0.0133 | 0.36461 | 0 | 0.048952
2025-10-26 01:00 | 31750.6036 | 31362.2529 | 0 | 388.3507 | 0 | 0.19037 | 0.19125 | 0.17443 | 299 | 1 | Spring | 0.27126 | 0.31736 | 0.31736 | 0.87726 | 0.38 | 0.19125 | 0 | 0 | 0.64562 | 0.85008 | 0.012357 | 0.00079999 | 0.17443 | 0.2248 | 0.64562 | 0 | 0 | 0.85 | 0.85 | 0.85 | 0.85 | 0.87726 | 0.012357 | 0.36019 | 0 | 0
2025-10-26 02:00 | 31631.2489 | 31236.751 | 0 | 394.4979 | 0 | 0.19338 | 0.19442 | 0.17454 | 299 | 2 | Spring | 0.2611 | 0.30561 | 0.30561 | 0.87644 | 0.34552 | 0.19442 | 0 | 0 | 0.64562 | 0.85008 | 0.012462 | 0.00079999 | 0.17454 | 0.21959 | 0.64562 | 0 | 0 | 0.85 | 0.85 | 0.85 | 0.85 | 0.87644 | 0.012462 | 0.35507 | 0 | 0.0076969
2025-10-26 03:00 | 31599.1588 | 31199.4853 | 0 | 399.6736 | 0 | 0.19592 | 0.19683 | 0.17936 | 299 | 3 | Spring | 0.25348 | 0.29808 | 0.29808 | 0.87591 | 0.33422 | 0.19683 | 0 | 0 | 0.64562 | 0.85008 | 0.013439 | 0.00079999 | 0.17936 | 0.21762 | 0.64562 | 0 | 0 | 0.85 | 0.85 | 0.85 | 0.85 | 0.87591 | 0.013439 | 0.3547 | 0 | 0
2025-10-26 04:00 | 31949.1148 | 31544.4409 | 0 | 404.6739 | 0 | 0.19837 | 0.19917 | 0.18399 | 299 | 4 | Spring | 0.24517 | 0.29516 | 0.29516 | 0.87706 | 0.32769 | 0.19917 | 0 | 0 | 0.64562 | 0.85008 | 0.013579 | 0.00079999 | 0.18399 | 0.22054 | 0.64562 | 0 | 0 | 0.85 | 0.85 | 0.85 | 0.85 | 0.87706 | 0.013579 | 0.36068 | 0 | 0
2025-10-26 05:00 | 34277.5012 | 33863.1826 | 0 | 414.3186 | 0 | 0.2031 | 0.20429 | 0.18158 | 299 | 5 | Spring | 0.24319 | 0.29542 | 0.29542 | 0.87925 | 0.32324 | 0.20429 | 0 | 0 | 0.64562 | 0.85008 | 0.013719 | 0.00079999 | 0.18158 | 0.24903 | 0.64562 | 0 | 0 | 0.85 | 0.85 | 0.85 | 0.85 | 0.87925 | 0.013719 | 0.38813 | 0 | 0
2025-10-26 06:00 | 36253.3146 | 35858.7478 | 0.046281 | 394.5205 | 2.0901e-06 | 0.19339 | 0.19475 | 0.16894 | 299 | 6 | Spring | 0.25416 | 0.29826 | 0.29826 | 0.88123 | 0.35611 | 0.19475 | 2.0901e-06 | 0 | 0.6501 | 0.85008 | 0.013404 | 0.00083936 | 0.16894 | 0.30317 | 0.6501 | 0 | 0 | 0.85 | 0.85 | 0.85 | 0.85 | 0.88123 | 0.013404 | 0.4151 | 1.4631e-06 | 0
2025-10-26 07:00 | 39606.8778 | 38242.2988 | 1008.6724 | 355.9066 | 0.045554 | 0.17446 | 0.17544 | 0.15683 | 299 | 7 | Spring | 0.26383 | 0.30635 | 0.30635 | 0.88211 | 0.39696 | 0.17544 | 0.045554 | 0 | 0.65669 | 0.85008 | 0.012671 | 0.0010882 | 0.15683 | 0.29 | 0.65669 | 0 | 0 | 0.85 | 0.85 | 0.85 | 0.85 | 0.88211 | 0.012671 | 0.40054 | 0.031888 | 0.0096656
2025-10-26 08:00 | 39264.0943 | 34907.6057 | 4061.7828 | 294.7059 | 0.18344 | 0.14446 | 0.14498 | 0.13505 | 299 | 8 | Spring | 0.26441 | 0.30255 | 0.30255 | 0.88442 | 0.42633 | 0.14498 | 0.18344 | 0 | 0.65669 | 0.85008 | 0.012183 | 0.0010228 | 0.13505 | 0.28372 | 0.65669 | 0 | 0 | 0.85 | 0.85 | 0.85 | 0.85 | 0.88442 | 0.012183 | 0.39226 | 0.12841 | 0.029613
2025-10-26 09:00 | 40773.5218 | 33325.113 | 7155.8286 | 292.5802 | 0.32317 | 0.14342 | 0.1448 | 0.11845 | 299 | 9 | Spring | 0.25911 | 0.30095 | 0.30095 | 0.88542 | 0.45108 | 0.1448 | 0.32317 | 0.38061 | 0.65642 | 0.85008 | 0.011659 | 0.00079999 | 0.11845 | 0.26073 | 0.65642 | 0 | 0 | 0.85 | 0.85 | 0.85 | 0.85 | 0.88542 | 0.011659 | 0.37528 | 0.22622 | 0
2025-10-26 10:00 | 41619.9555 | 31801.2522 | 9497.8331 | 320.8702 | 0.42894 | 0.15729 | 0.15967 | 0.11427 | 299 | 10 | Spring | 0.26146 | 0.29721 | 0.29721 | 0.88641 | 0.4463 | 0.15967 | 0.42894 | 0.64871 | 0.65688 | 0.85008 | 0.011484 | 0.00079999 | 0.11427 | 0.27476 | 0.65688 | 0 | 0 | 0.85 | 0.85 | 0.85 | 0.85 | 0.88641 | 0.011484 | 0.37825 | 0.30026 | 0
2025-10-26 11:00 | 43005.4643 | 31816.3606 | 10871.8155 | 317.2883 | 0.49099 | 0.15553 | 0.15792 | 0.11237 | 299 | 11 | Spring | 0.25473 | 0.28311 | 0.28311 | 0.88809 | 0.41276 | 0.15792 | 0.49099 | 0.69148 | 0.65688 | 0.85008 | 0.01138 | 0.00079999 | 0.11237 | 0.29695 | 0.65688 | 0 | 0 | 0.85 | 0.85 | 0.85 | 0.85 | 0.88809 | 0.01138 | 0.38376 | 0.3437 | 0.0092363
2025-10-26 12:00 | 43602.0899 | 32370.4632 | 10910.3484 | 321.2783 | 0.49273 | 0.15749 | 0.15965 | 0.11845 | 299 | 12 | Spring | 0.24979 | 0.27224 | 0.27224 | 0.88874 | 0.38152 | 0.15965 | 0.49273 | 0.67553 | 0.65688 | 0.85008 | 0.011484 | 0.00080167 | 0.11845 | 0.31905 | 0.65688 | 0 | 0 | 0.85 | 0.85 | 0.85 | 0.85 | 0.88874 | 0.011484 | 0.39243 | 0.34491 | 0.0092363
2025-10-26 13:00 | 42191.5775 | 32014.5084 | 9856.0388 | 321.0303 | 0.44512 | 0.15737 | 0.15945 | 0.11976 | 299 | 13 | Spring | 0.2448 | 0.25993 | 0.25993 | 0.88865 | 0.35645 | 0.15945 | 0.44512 | 0.66427 | 0.65688 | 0.85008 | 0.010123 | 0.00079999 | 0.11976 | 0.32335 | 0.65688 | 0 | 0 | 0.85 | 0.85 | 0.85 | 0.85 | 0.88865 | 0.010123 | 0.40028 | 0.31158 | 0.0092363
2025-10-26 14:00 | 41989.6745 | 33926.6797 | 7755.7212 | 307.2736 | 0.35026 | 0.15062 | 0.15185 | 0.12838 | 299 | 14 | Spring | 0.24385 | 0.25881 | 0.25881 | 0.88747 | 0.34975 | 0.15185 | 0.35026 | 0.65679 | 0.65688 | 0.85008 | 0.0099835 | 0.0013328 | 0.12838 | 0.32489 | 0.65688 | 0 | 0 | 0.85 | 0.85 | 0.85 | 0.85 | 0.88747 | 0.0099835 | 0.40115 | 0.24518 | 0.0094141
2025-10-26 15:00 | 41649.093 | 36088.6197 | 5280.8171 | 279.6562 | 0.23849 | 0.13709 | 0.13691 | 0.1403 | 299 | 15 | Spring | 0.24372 | 0.26351 | 0.26351 | 0.88663 | 0.34492 | 0.13691 | 0.23849 | 0.66692 | 0.65688 | 0.85008 | 0.010088 | 0.0013328 | 0.1403 | 0.33518 | 0.65688 | 0 | 0 | 0.85 | 0.85 | 0.85 | 0.85 | 0.88663 | 0.010088 | 0.4158 | 0.16694 | 0.0094141
2025-10-26 16:00 | 40935.0157 | 38094.2102 | 2581.9753 | 258.8303 | 0.11661 | 0.12688 | 0.12582 | 0.14601 | 299 | 16 | Spring | 0.24178 | 0.27908 | 0.27908 | 0.87629 | 0.34371 | 0.12582 | 0.11661 | 0.67652 | 0.66614 | 0.85008 | 0.010018 | 0.0013328 | 0.14601 | 0.36047 | 0.66614 | 0 | 0 | 0.85 | 0.85 | 0.85 | 0.85 | 0.87629 | 0.010018 | 0.43848 | 0.081625 | 0.0092363
2025-10-26 17:00 | 43206.7299 | 42417.5845 | 514.2157 | 274.9296 | 0.023223 | 0.13477 | 0.13369 | 0.15421 | 299 | 17 | Spring | 0.24363 | 0.29823 | 0.29823 | 0.87688 | 0.36264 | 0.13369 | 0.023223 | 0.6679 | 0.66614 | 0.85008 | 0.010018 | 0.0035317 | 0.15421 | 0.37417 | 0.66614 | 0 | 0 | 0.85 | 0.85 | 0.85 | 0.85 | 0.87688 | 0.010018 | 0.48342 | 0.016256 | 0.28272
2025-10-26 18:00 | 44480.6643 | 44165.6328 | 0.012865 | 315.0186 | 5.8099e-07 | 0.15442 | 0.15404 | 0.16122 | 299 | 18 | Spring | 0.25066 | 0.31384 | 0.31384 | 0.87696 | 0.40118 | 0.15404 | 5.8099e-07 | 0.58773 | 0.66614 | 0.85008 | 0.010158 | 0.027398 | 0.16122 | 0.3962 | 0.66614 | 0 | 0 | 0.85 | 0.85 | 0.85 | 0.85 | 0.87696 | 0.010158 | 0.50599 | 4.067e-07 | 0.42211
2025-10-26 19:00 | 44492.0582 | 44139.3478 | 0 | 352.7104 | 0 | 0.1729 | 0.17339 | 0.16398 | 299 | 19 | Spring | 0.26664 | 0.33067 | 0.33067 | 0.8775 | 0.42487 | 0.17339 | 0 | 0.23069 | 0.66641 | 0.85008 | 0.010612 | 0.027398 | 0.16398 | 0.41363 | 0.66641 | 0 | 0 | 0.85 | 0.85 | 0.85 | 0.85 | 0.8775 | 0.010612 | 0.52452 | 0 | 0.39185
2025-10-26 20:00 | 43843.5776 | 43478.4379 | 0 | 365.1397 | 0 | 0.17899 | 0.1796 | 0.168 | 299 | 20 | Spring | 0.28392 | 0.33907 | 0.33907 | 0.87706 | 0.44583 | 0.1796 | 0 | 0 | 0.66641 | 0.85008 | 0.010717 | 0.013216 | 0.168 | 0.41376 | 0.66641 | 0 | 0 | 0.85 | 0.85 | 0.85 | 0.85 | 0.87706 | 0.010717 | 0.52178 | 0 | 0.34357
2025-10-26 21:00 | 41599.277 | 41226.7532 | 0 | 372.5238 | 0 | 0.18261 | 0.18323 | 0.17132 | 299 | 21 | Spring | 0.28852 | 0.33774 | 0.33774 | 0.87764 | 0.44688 | 0.18323 | 0 | 0 | 0.66641 | 0.85008 | 0.010682 | 0.0013328 | 0.17132 | 0.40821 | 0.66641 | 0 | 0 | 0.85 | 0.85 | 0.85 | 0.85 | 0.87764 | 0.010682 | 0.49219 | 0 | 0.10075
2025-10-26 22:00 | 38391.0259 | 38012.0462 | 0 | 378.9797 | 0 | 0.18577 | 0.18633 | 0.17577 | 299 | 22 | Spring | 0.27883 | 0.33192 | 0.33192 | 0.87863 | 0.45017 | 0.18633 | 0 | 0 | 0.66641 | 0.85008 | 0.010717 | 0.0013328 | 0.17577 | 0.36384 | 0.66641 | 0 | 0 | 0.85 | 0.85 | 0.85 | 0.85 | 0.87863 | 0.010717 | 0.43629 | 0 | 0.081544
2025-10-26 23:00 | 34819.6767 | 34439.0214 | 0 | 380.6553 | 0 | 0.1866 | 0.18701 | 0.17909 | 299 | 23 | Spring | 0.26601 | 0.32932 | 0.32932 | 0.87267 | 0.42104 | 0.18701 | 0 | 0 | 0.65528 | 0.85008 | 0.011973 | 0.0013328 | 0.17909 | 0.30433 | 0.65528 | 0 | 0 | 0.85 | 0.85 | 0.85 | 0.85 | 0.87267 | 0.011973 | 0.38142 | 0 | 0.039465
2025-10-27 00:00 | 53564.3573 | 53171.3555 | 0 | 393.0018 | 0 | 0.19265 | 0.19308 | 0.18487 | 300 | 0 | Fall | 0.40086 | 0.41408 | 0.41408 | 0.9324 | 0.29275 | 0.19308 | 0 | 0 | 0.65196 | 0.85008 | 0.011834 | 0.0070257 | 0.18487 | 0.40145 | 0.65196 | 0 | 0 | 0.85 | 0.85 | 0.85 | 0.85 | 0.9324 | 0.011834 | 0.52583 | 0 | 0.01542
2025-10-27 01:00 | 52872.0182 | 52461.6145 | 0 | 410.4037 | 0 | 0.20118 | 0.20192 | 0.18782 | 300 | 1 | Fall | 0.37675 | 0.40095 | 0.40095 | 0.93332 | 0.26062 | 0.20192 | 0 | 0 | 0.65196 | 0.85008 | 0.012078 | 0.0070257 | 0.18782 | 0.38521 | 0.65196 | 0 | 0 | 0.85 | 0.85 | 0.85 | 0.85 | 0.93332 | 0.012078 | 0.49927 | 0 | 0
2025-10-27 02:00 | 52754.7207 | 52322.6695 | 0 | 432.0512 | 0 | 0.21179 | 0.21293 | 0.19125 | 300 | 2 | Fall | 0.36036 | 0.37824 | 0.37824 | 0.93336 | 0.22473 | 0.21293 | 0 | 0 | 0.65196 | 0.85008 | 0.012357 | 0.0070257 | 0.19125 | 0.38017 | 0.65196 | 0 | 0 | 0.85 | 0.85 | 0.85 | 0.85 | 0.93336 | 0.012357 | 0.49291 | 0 | 0
2025-10-27 03:00 | 52741.5108 | 52288.8572 | 0 | 452.6537 | 0 | 0.22189 | 0.22329 | 0.19653 | 300 | 3 | Fall | 0.34783 | 0.36163 | 0.36163 | 0.93289 | 0.18289 | 0.22329 | 0 | 0 | 0.64813 | 0.85008 | 0.012532 | 0.0070257 | 0.19653 | 0.37147 | 0.64813 | 0 | 0 | 0.85 | 0.85 | 0.85 | 0.85 | 0.93289 | 0.012532 | 0.48498 | 0 | 0
2025-10-27 04:00 | 53285.0739 | 52818.4297 | 0 | 466.6443 | 0 | 0.22875 | 0.23022 | 0.20207 | 300 | 4 | Fall | 0.34209 | 0.36519 | 0.36519 | 0.93361 | 0.16879 | 0.23022 | 0 | 0 | 0.65104 | 0.85008 | 0.012532 | 0.0070257 | 0.20207 | 0.37052 | 0.65104 | 0 | 0 | 0.85 | 0.85 | 0.85 | 0.85 | 0.93361 | 0.012532 | 0.48267 | 0 | 0
2025-10-27 05:00 | 57453.1565 | 56975.0178 | 0 | 478.1387 | 0 | 0.23438 | 0.23595 | 0.20606 | 300 | 5 | Fall | 0.34482 | 0.37756 | 0.37756 | 0.93576 | 0.17276 | 0.23595 | 0 | 0 | 0.65104 | 0.85008 | 0.012497 | 0.0064921 | 0.20606 | 0.37314 | 0.65104 | 0 | 0 | 0.85 | 0.85 | 0.85 | 0.85 | 0.93576 | 0.012497 | 0.48379 | 0 | 0
2025-10-27 06:00 | 64377.7453 | 63906.4028 | 0.013084 | 471.3294 | 5.9088e-07 | 0.23104 | 0.23255 | 0.20376 | 300 | 6 | Fall | 0.36517 | 0.39941 | 0.39941 | 0.93715 | 0.18574 | 0.23255 | 5.9088e-07 | 0 | 0.65331 | 0.85008 | 0.012462 | 0.0064921 | 0.20376 | 0.36964 | 0.65331 | 0 | 0 | 0.85 | 0.85 | 0.85 | 0.85 | 0.93715 | 0.012462 | 0.46504 | 4.1362e-07 | 0
2025-10-27 07:00 | 71068.6822 | 69726.5818 | 888.8479 | 453.2524 | 0.040142 | 0.22218 | 0.22347 | 0.19886 | 300 | 7 | Fall | 0.38197 | 0.40891 | 0.40891 | 0.93839 | 0.20415 | 0.22347 | 0.040142 | 0 | 0.65331 | 0.85008 | 0.012392 | 0.0064921 | 0.19886 | 0.36205 | 0.65331 | 0 | 0 | 0.85 | 0.85 | 0.85 | 0.85 | 0.93839 | 0.012392 | 0.44968 | 0.0281 | 0
2025-10-27 08:00 | 67109.5524 | 62790.2175 | 3936.0873 | 383.2476 | 0.17776 | 0.18787 | 0.18806 | 0.18445 | 300 | 8 | Fall | 0.39185 | 0.40697 | 0.40697 | 0.93566 | 0.21485 | 0.18806 | 0.17776 | 0.16223 | 0.65331 | 0.85008 | 0.012357 | 0.0064921 | 0.18445 | 0.40198 | 0.65331 | 0 | 0 | 0.85 | 0.85 | 0.85 | 0.85 | 0.93566 | 0.012357 | 0.45998 | 0.12443 | 0
2025-10-27 09:00 | 66248.2489 | 58821.6679 | 7021.3309 | 405.25 | 0.3171 | 0.19865 | 0.19957 | 0.18212 | 300 | 9 | Fall | 0.39166 | 0.40877 | 0.40877 | 0.92982 | 0.21991 | 0.19957 | 0.3171 | 0.44952 | 0.65113 | 0.85008 | 0.012252 | 0.0064921 | 0.18212 | 0.39032 | 0.65113 | 0 | 0 | 0.85 | 0.85 | 0.85 | 0.85 | 0.92982 | 0.012252 | 0.46381 | 0.22197 | 0
2025-10-27 10:00 | 65231.9549 | 55364.578 | 9445.2643 | 422.1127 | 0.42657 | 0.20692 | 0.20814 | 0.18474 | 300 | 10 | Fall | 0.40411 | 0.42068 | 0.42068 | 0.92508 | 0.22175 | 0.20814 | 0.42657 | 0.57836 | 0.66261 | 0.85008 | 0.012218 | 0.0064921 | 0.18474 | 0.44411 | 0.66261 | 0 | 0 | 0.85 | 0.85 | 0.85 | 0.85 | 0.92508 | 0.012218 | 0.49846 | 0.2986 | 0
2025-10-27 11:00 | 62693.3843 | 51329.3455 | 10945.6169 | 418.4219 | 0.49433 | 0.20511 | 0.2064 | 0.18182 | 300 | 11 | Fall | 0.41644 | 0.43336 | 0.43336 | 0.9244 | 0.22921 | 0.2064 | 0.49433 | 0.61146 | 0.66261 | 0.85008 | 0.011903 | 0.0067811 | 0.18182 | 0.48314 | 0.66261 | 0 | 0 | 0.85 | 0.85 | 0.85 | 0.85 | 0.9244 | 0.011903 | 0.55063 | 0.34603 | 0
2025-10-27 12:00 | 62146.2124 | 50301.4121 | 11440.9369 | 403.8635 | 0.5167 | 0.19797 | 0.19902 | 0.17896 | 300 | 12 | Fall | 0.43539 | 0.4543 | 0.4543 | 0.92402 | 0.24522 | 0.19902 | 0.5167 | 0.64788 | 0.66261 | 0.85008 | 0.011903 | 0.0064921 | 0.17896 | 0.53927 | 0.66261 | 0 | 0 | 0.85 | 0.85 | 0.85 | 0.85 | 0.92402 | 0.011903 | 0.58716 | 0.36169 | 0
2025-10-27 13:00 | 61918.1235 | 50685.4849 | 10846.2923 | 386.3463 | 0.48984 | 0.18939 | 0.18992 | 0.17965 | 300 | 13 | Fall | 0.46136 | 0.47855 | 0.47855 | 0.92234 | 0.2669 | 0.18992 | 0.48984 | 0.6577 | 0.66261 | 0.85008 | 0.011694 | 0.0098579 | 0.17965 | 0.58521 | 0.66261 | 0 | 0 | 0.85 | 0.85 | 0.85 | 0.85 | 0.92234 | 0.011694 | 0.60493 | 0.34289 | 0
2025-10-27 14:00 | 61907.9595 | 52232.8767 | 9298.8269 | 376.2559 | 0.41995 | 0.18444 | 0.18442 | 0.18479 | 300 | 14 | Fall | 0.48366 | 0.49376 | 0.49376 | 0.92148 | 0.3113 | 0.18442 | 0.41995 | 0.654 | 0.66424 | 0.85008 | 0.011659 | 0.015065 | 0.18479 | 0.62713 | 0.66424 | 0 | 0 | 0.85 | 0.85 | 0.85 | 0.85 | 0.92148 | 0.011659 | 0.61302 | 0.29397 | 0
2025-10-27 15:00 | 62139.3009 | 54900.4679 | 6867.7069 | 371.1261 | 0.31016 | 0.18192 | 0.18165 | 0.18694 | 300 | 15 | Fall | 0.50654 | 0.50702 | 0.50702 | 0.92059 | 0.39325 | 0.18165 | 0.31016 | 0.65838 | 0.66424 | 0.85008 | 0.011415 | 0.018179 | 0.18694 | 0.6525 | 0.66424 | 0 | 0 | 0.85 | 0.85 | 0.85 | 0.85 | 0.92059 | 0.011415 | 0.63439 | 0.21711 | 0.00017779
2025-10-27 16:00 | 63331.2156 | 59212.7132 | 3755.1475 | 363.3549 | 0.16959 | 0.17812 | 0.17779 | 0.18399 | 300 | 16 | Fall | 0.52814 | 0.52024 | 0.52024 | 0.92028 | 0.45282 | 0.17779 | 0.16959 | 0.66367 | 0.66641 | 0.85008 | 0.011903 | 0.018609 | 0.18399 | 0.68032 | 0.66641 | 0 | 0 | 0.85 | 0.85 | 0.85 | 0.85 | 0.92028 | 0.011903 | 0.64677 | 0.11871 | 0.03688
2025-10-27 17:00 | 68369.4947 | 67215.3287 | 789.9024 | 364.2637 | 0.035674 | 0.17856 | 0.17805 | 0.18777 | 300 | 17 | Fall | 0.55921 | 0.52787 | 0.52787 | 0.92028 | 0.49849 | 0.17805 | 0.035674 | 0.6549 | 0.66641 | 0.85008 | 0.012497 | 0.02092 | 0.18777 | 0.69339 | 0.66641 | 0 | 0 | 0.85 | 0.85 | 0.85 | 0.85 | 0.92028 | 0.012497 | 0.65974 | 0.024972 | 0.46447
2025-10-27 18:00 | 69623.6621 | 69254.4061 | 0 | 369.256 | 0 | 0.18101 | 0.18028 | 0.19414 | 300 | 18 | Fall | 0.56981 | 0.53326 | 0.53326 | 0.92026 | 0.51472 | 0.18028 | 0 | 0.58607 | 0.66641 | 0.85008 | 0.012776 | 0.030806 | 0.19414 | 0.72066 | 0.66641 | 0 | 0 | 0.85 | 0.85 | 0.85 | 0.85 | 0.92026 | 0.012776 | 0.67697 | 0 | 0.42382
2025-10-27 19:00 | 68945.0913 | 68583.4037 | 0 | 361.6876 | 0 | 0.1773 | 0.17652 | 0.19128 | 300 | 19 | Fall | 0.58792 | 0.53844 | 0.53844 | 0.92081 | 0.51215 | 0.17652 | 0 | 0.30172 | 0.66641 | 0.85008 | 0.012985 | 0.040504 | 0.19128 | 0.70767 | 0.66641 | 0 | 0 | 0.85 | 0.85 | 0.85 | 0.85 | 0.92081 | 0.012985 | 0.6913 | 0 | 0.3403
2025-10-27 20:00 | 67133.6096 | 66790.9142 | 0 | 342.6955 | 0 | 0.16799 | 0.16728 | 0.18072 | 300 | 20 | Fall | 0.58769 | 0.53296 | 0.53296 | 0.92152 | 0.47501 | 0.16728 | 0 | 0.0006045 | 0.66641 | 0.85008 | 0.012671 | 0.027207 | 0.18072 | 0.69538 | 0.66641 | 0 | 0 | 0.85 | 0.85 | 0.85 | 0.85 | 0.92152 | 0.012671 | 0.69331 | 0 | 0.11348
2025-10-27 21:00 | 64316.6288 | 63990.2737 | 0 | 326.3551 | 0 | 0.15998 | 0.15955 | 0.16773 | 300 | 21 | Fall | 0.5589 | 0.51972 | 0.51972 | 0.92369 | 0.43894 | 0.15955 | 0 | 0 | 0.66478 | 0.85008 | 0.012741 | 0.015558 | 0.16773 | 0.62275 | 0.66478 | 0 | 0 | 0.85 | 0.85 | 0.85 | 0.85 | 0.92369 | 0.012741 | 0.67279 | 0 | 0.16147
2025-10-27 22:00 | 59867.7291 | 59550.0491 | 0 | 317.68 | 0 | 0.15573 | 0.15549 | 0.15996 | 300 | 22 | Fall | 0.51728 | 0.4948 | 0.4948 | 0.92621 | 0.40003 | 0.15549 | 0 | 0 | 0.66478 | 0.85008 | 0.012881 | 0.0070257 | 0.15996 | 0.54639 | 0.66478 | 0 | 0 | 0.85 | 0.85 | 0.85 | 0.85 | 0.92621 | 0.012881 | 0.63052 | 0 | 0.1153
2025-10-27 23:00 | 55430.5494 | 55116.7286 | 0 | 313.8208 | 0 | 0.15383 | 0.15364 | 0.15729 | 300 | 23 | Fall | 0.47532 | 0.45627 | 0.45627 | 0.92842 | 0.36928 | 0.15364 | 0 | 0 | 0.65567 | 0.85008 | 0.012252 | 0.0070257 | 0.15729 | 0.47566 | 0.65567 | 0 | 0 | 0.85 | 0.85 | 0.85 | 0.85 | 0.92842 | 0.012252 | 0.56646 | 0 | 0.067351
2025-10-28 00:00 | 53564.3573 | 53251.9374 | 0 | 312.42 | 0 | 0.15315 | 0.15292 | 0.15726 | 301 | 0 | Fall | 0.40086 | 0.41408 | 0.41408 | 0.9324 | 0.29275 | 0.15292 | 0 | 0 | 0.65196 | 0.85008 | 0.011834 | 0.0070257 | 0.15726 | 0.40145 | 0.65196 | 0 | 0 | 0.85 | 0.85 | 0.85 | 0.85 | 0.9324 | 0.011834 | 0.52583 | 0 | 0.01542
2025-10-28 01:00 | 52872.0182 | 52562.1934 | 0 | 309.8248 | 0 | 0.15187 | 0.15187 | 0.15187 | 301 | 1 | Fall | 0.37675 | 0.40095 | 0.40095 | 0.93332 | 0.26062 | 0.15187 | 0 | 0 | 0.65196 | 0.85008 | 0.012078 | 0.0070257 | 0.15187 | 0.38521 | 0.65196 | 0 | 0 | 0.85 | 0.85 | 0.85 | 0.85 | 0.93332 | 0.012078 | 0.49927 | 0 | 0
2025-10-28 02:00 | 52754.7207 | 52456.1082 | 0 | 298.6124 | 0 | 0.14638 | 0.14667 | 0.14108 | 301 | 2 | Fall | 0.36036 | 0.37824 | 0.37824 | 0.93336 | 0.22473 | 0.14667 | 0 | 0 | 0.65196 | 0.85008 | 0.012357 | 0.0070257 | 0.14108 | 0.38017 | 0.65196 | 0 | 0 | 0.85 | 0.85 | 0.85 | 0.85 | 0.93336 | 0.012357 | 0.49291 | 0 | 0
2025-10-28 03:00 | 52741.5108 | 52451.3265 | 0 | 290.1843 | 0 | 0.14225 | 0.14287 | 0.1309 | 301 | 3 | Fall | 0.34783 | 0.36163 | 0.36163 | 0.93289 | 0.18289 | 0.14287 | 0 | 0 | 0.64813 | 0.85008 | 0.012532 | 0.0070257 | 0.1309 | 0.37147 | 0.64813 | 0 | 0 | 0.85 | 0.85 | 0.85 | 0.85 | 0.93289 | 0.012532 | 0.48498 | 0 | 0
2025-10-28 04:00 | 53285.0739 | 53000.2554 | 0 | 284.8186 | 0 | 0.13962 | 0.14052 | 0.12321 | 301 | 4 | Fall | 0.34209 | 0.36519 | 0.36519 | 0.93361 | 0.16879 | 0.14052 | 0 | 0 | 0.65104 | 0.85008 | 0.012532 | 0.0070257 | 0.12321 | 0.37052 | 0.65104 | 0 | 0 | 0.85 | 0.85 | 0.85 | 0.85 | 0.93361 | 0.012532 | 0.48267 | 0 | 0
2025-10-28 05:00 | 57453.1565 | 57173.92 | 0 | 279.2364 | 0 | 0.13688 | 0.13797 | 0.11713 | 301 | 5 | Fall | 0.34482 | 0.37756 | 0.37756 | 0.93576 | 0.17276 | 0.13797 | 0 | 0 | 0.65104 | 0.85008 | 0.012497 | 0.0064921 | 0.11713 | 0.37314 | 0.65104 | 0 | 0 | 0.85 | 0.85 | 0.85 | 0.85 | 0.93576 | 0.012497 | 0.48379 | 0 | 0
2025-10-28 06:00 | 64377.7453 | 64116.8301 | 0 | 260.9153 | 0 | 0.1279 | 0.12899 | 0.10813 | 301 | 6 | Fall | 0.36517 | 0.39941 | 0.39941 | 0.93715 | 0.18574 | 0.12899 | 0 | 0 | 0.65331 | 0.85008 | 0.012462 | 0.0064921 | 0.10813 | 0.36964 | 0.65331 | 0 | 0 | 0.85 | 0.85 | 0.85 | 0.85 | 0.93715 | 0.012462 | 0.46504 | 0 | 0
2025-10-28 07:00 | 71127.4341 | 70091.0295 | 793.6393 | 242.7654 | 0.035842 | 0.119 | 0.11993 | 0.10219 | 301 | 7 | Fall | 0.38197 | 0.40891 | 0.40891 | 0.93839 | 0.20415 | 0.11993 | 0.035842 | 0 | 0.65331 | 0.85008 | 0.012392 | 0.0064921 | 0.10219 | 0.36205 | 0.65331 | 0 | 0 | 0.85 | 0.85 | 0.85 | 0.85 | 0.93839 | 0.012392 | 0.44968 | 0.02509 | 0
2025-10-28 08:00 | 67123.4863 | 63387.7435 | 3535.0987 | 200.644 | 0.15965 | 0.098355 | 0.098699 | 0.092143 | 301 | 8 | Fall | 0.39185 | 0.40697 | 0.40697 | 0.93566 | 0.21485 | 0.098699 | 0.15965 | 0.16223 | 0.65331 | 0.85008 | 0.012357 | 0.0064921 | 0.092143 | 0.40198 | 0.65331 | 0 | 0 | 0.85 | 0.85 | 0.85 | 0.85 | 0.93566 | 0.012357 | 0.45998 | 0.11176 | 0
2025-10-28 09:00 | 66248.2489 | 60112.1039 | 5936.9556 | 199.1893 | 0.26812 | 0.097642 | 0.098056 | 0.090161 | 301 | 9 | Fall | 0.39166 | 0.40877 | 0.40877 | 0.92982 | 0.21991 | 0.098056 | 0.26812 | 0.44952 | 0.65113 | 0.85008 | 0.012252 | 0.0064921 | 0.090161 | 0.39032 | 0.65113 | 0 | 0 | 0.85 | 0.85 | 0.85 | 0.85 | 0.92982 | 0.012252 | 0.46381 | 0.18769 | 0
2025-10-28 10:00 | 65231.9549 | 57054.4614 | 7948.5237 | 228.9699 | 0.35897 | 0.11224 | 0.11286 | 0.10101 | 301 | 10 | Fall | 0.40411 | 0.42068 | 0.42068 | 0.92508 | 0.22175 | 0.11286 | 0.35897 | 0.57836 | 0.66261 | 0.85008 | 0.012218 | 0.0064921 | 0.10101 | 0.44411 | 0.66261 | 0 | 0 | 0.85 | 0.85 | 0.85 | 0.85 | 0.92508 | 0.012218 | 0.49846 | 0.25128 | 0
2025-10-28 11:00 | 62693.3843 | 52713.634 | 9733.5803 | 246.17 | 0.43959 | 0.12067 | 0.12136 | 0.10824 | 301 | 11 | Fall | 0.41644 | 0.43336 | 0.43336 | 0.9244 | 0.22921 | 0.12136 | 0.43959 | 0.61146 | 0.66261 | 0.85008 | 0.011903 | 0.0067811 | 0.10824 | 0.48314 | 0.66261 | 0 | 0 | 0.85 | 0.85 | 0.85 | 0.85 | 0.9244 | 0.011903 | 0.55063 | 0.30771 | 0
2025-10-28 12:00 | 61634.6939 | 51474.5387 | 9896.5162 | 263.639 | 0.44695 | 0.12923 | 0.13 | 0.11545 | 301 | 12 | Fall | 0.43539 | 0.4543 | 0.4543 | 0.92402 | 0.24522 | 0.13 | 0.44695 | 0.64788 | 0.66261 | 0.85008 | 0.011903 | 0.0064921 | 0.11545 | 0.53927 | 0.66261 | 0 | 0 | 0.85 | 0.85 | 0.85 | 0.85 | 0.92402 | 0.011903 | 0.58716 | 0.31286 | 0
2025-10-28 13:00 | 61503.6609 | 52243.5189 | 8985.6872 | 274.4548 | 0.40581 | 0.13454 | 0.13504 | 0.12544 | 301 | 13 | Fall | 0.46136 | 0.47855 | 0.47855 | 0.92234 | 0.2669 | 0.13504 | 0.40581 | 0.6577 | 0.66261 | 0.85008 | 0.011694 | 0.0098579 | 0.12544 | 0.58521 | 0.66261 | 0 | 0 | 0.85 | 0.85 | 0.85 | 0.85 | 0.92234 | 0.011694 | 0.60493 | 0.28407 | 0
2025-10-28 14:00 | 61643.0809 | 53652.6863 | 7704.6987 | 285.6958 | 0.34796 | 0.14005 | 0.14006 | 0.13977 | 301 | 14 | Fall | 0.48366 | 0.49376 | 0.49376 | 0.92148 | 0.3113 | 0.14006 | 0.34796 | 0.654 | 0.66424 | 0.85008 | 0.011659 | 0.015065 | 0.13977 | 0.62713 | 0.66424 | 0 | 0 | 0.85 | 0.85 | 0.85 | 0.85 | 0.92148 | 0.011659 | 0.61302 | 0.24357 | 0
2025-10-28 15:00 | 62139.3009 | 56293.1229 | 5548.27 | 297.908 | 0.25057 | 0.14603 | 0.14617 | 0.14357 | 301 | 15 | Fall | 0.50654 | 0.50702 | 0.50702 | 0.92059 | 0.39325 | 0.14617 | 0.25057 | 0.65838 | 0.66424 | 0.85008 | 0.011415 | 0.018179 | 0.14357 | 0.6525 | 0.66424 | 0 | 0 | 0.85 | 0.85 | 0.85 | 0.85 | 0.92059 | 0.011415 | 0.63439 | 0.1754 | 0.00017779
2025-10-28 16:00 | 63344.0777 | 60107.2934 | 2930.662 | 306.1223 | 0.13235 | 0.15006 | 0.15027 | 0.1463 | 301 | 16 | Fall | 0.52814 | 0.52024 | 0.52024 | 0.92028 | 0.45282 | 0.15027 | 0.13235 | 0.66367 | 0.66641 | 0.85008 | 0.011903 | 0.018609 | 0.1463 | 0.68032 | 0.66641 | 0 | 0 | 0.85 | 0.85 | 0.85 | 0.85 | 0.92028 | 0.011903 | 0.64677 | 0.092648 | 0.03688
2025-10-28 17:00 | 68436.6398 | 67536.9043 | 575.6655 | 324.07 | 0.025998 | 0.15886 | 0.15895 | 0.15726 | 301 | 17 | Fall | 0.55921 | 0.52787 | 0.52787 | 0.92028 | 0.49849 | 0.15895 | 0.025998 | 0.6549 | 0.66641 | 0.85008 | 0.012497 | 0.02092 | 0.15726 | 0.69339 | 0.66641 | 0 | 0 | 0.85 | 0.85 | 0.85 | 0.85 | 0.92028 | 0.012497 | 0.65974 | 0.018199 | 0.46447
2025-10-28 18:00 | 69623.6621 | 69276.0541 | 0 | 347.6079 | 0 | 0.1704 | 0.17046 | 0.16929 | 301 | 18 | Fall | 0.56981 | 0.53326 | 0.53326 | 0.92026 | 0.51472 | 0.17046 | 0 | 0.58607 | 0.66641 | 0.85008 | 0.012776 | 0.030806 | 0.16929 | 0.72066 | 0.66641 | 0 | 0 | 0.85 | 0.85 | 0.85 | 0.85 | 0.92026 | 0.012776 | 0.67697 | 0 | 0.42382
2025-10-28 19:00 | 68945.0913 | 68586.3811 | 0 | 358.7102 | 0 | 0.17584 | 0.17622 | 0.16888 | 301 | 19 | Fall | 0.58792 | 0.53844 | 0.53844 | 0.92081 | 0.51215 | 0.17622 | 0 | 0.30172 | 0.66641 | 0.85008 | 0.012985 | 0.040504 | 0.16888 | 0.70767 | 0.66641 | 0 | 0 | 0.85 | 0.85 | 0.85 | 0.85 | 0.92081 | 0.012985 | 0.6913 | 0 | 0.3403
2025-10-28 20:00 | 67133.6096 | 66774.3487 | 0 | 359.2609 | 0 | 0.17611 | 0.17667 | 0.16604 | 301 | 20 | Fall | 0.58769 | 0.53296 | 0.53296 | 0.92152 | 0.47501 | 0.17667 | 0 | 0.0006045 | 0.66641 | 0.85008 | 0.012671 | 0.027207 | 0.16604 | 0.69538 | 0.66641 | 0 | 0 | 0.85 | 0.85 | 0.85 | 0.85 | 0.92152 | 0.012671 | 0.69331 | 0 | 0.11348
2025-10-28 21:00 | 64316.6288 | 63963.4104 | 0 | 353.2184 | 0 | 0.17315 | 0.17369 | 0.16329 | 301 | 21 | Fall | 0.5589 | 0.51972 | 0.51972 | 0.92369 | 0.43894 | 0.17369 | 0 | 0 | 0.66478 | 0.85008 | 0.012741 | 0.015558 | 0.16329 | 0.62275 | 0.66478 | 0 | 0 | 0.85 | 0.85 | 0.85 | 0.85 | 0.92369 | 0.012741 | 0.67279 | 0 | 0.16147
2025-10-28 22:00 | 59867.7291 | 59522.793 | 0 | 344.9361 | 0 | 0.16909 | 0.16967 | 0.15846 | 301 | 22 | Fall | 0.51728 | 0.4948 | 0.4948 | 0.92621 | 0.40003 | 0.16967 | 0 | 0 | 0.66478 | 0.85008 | 0.012881 | 0.0070257 | 0.15846 | 0.54639 | 0.66478 | 0 | 0 | 0.85 | 0.85 | 0.85 | 0.85 | 0.92621 | 0.012881 | 0.63052 | 0 | 0.1153
2025-10-28 23:00 | 55430.5494 | 55091.713 | 0 | 338.8364 | 0 | 0.1661 | 0.16706 | 0.14863 | 301 | 23 | Fall | 0.47532 | 0.45627 | 0.45627 | 0.92842 | 0.36928 | 0.16706 | 0 | 0 | 0.65567 | 0.85008 | 0.012252 | 0.0070257 | 0.14863 | 0.47566 | 0.65567 | 0 | 0 | 0.85 | 0.85 | 0.85 | 0.85 | 0.92842 | 0.012252 | 0.56646 | 0 | 0.067351
2025-10-29 00:00 | 53564.3573 | 53229.1528 | 0 | 335.2045 | 0 | 0.16432 | 0.1657 | 0.13937 | 302 | 0 | Fall | 0.40086 | 0.41408 | 0.41408 | 0.9324 | 0.29275 | 0.1657 | 0 | 0 | 0.65196 | 0.85008 | 0.011834 | 0.0070257 | 0.13937 | 0.40145 | 0.65196 | 0 | 0 | 0.85 | 0.85 | 0.85 | 0.85 | 0.9324 | 0.011834 | 0.52583 | 0 | 0.01542
2025-10-29 01:00 | 52872.0182 | 52538.1267 | 0 | 333.8915 | 0 | 0.16367 | 0.16539 | 0.13254 | 302 | 1 | Fall | 0.37675 | 0.40095 | 0.40095 | 0.93332 | 0.26062 | 0.16539 | 0 | 0 | 0.65196 | 0.85008 | 0.012078 | 0.0070257 | 0.13254 | 0.38521 | 0.65196 | 0 | 0 | 0.85 | 0.85 | 0.85 | 0.85 | 0.93332 | 0.012078 | 0.49927 | 0 | 0
2025-10-29 02:00 | 52754.7207 | 52421.8372 | 0 | 332.8834 | 0 | 0.16318 | 0.16507 | 0.12892 | 302 | 2 | Fall | 0.36036 | 0.37824 | 0.37824 | 0.93336 | 0.22473 | 0.16507 | 0 | 0 | 0.65196 | 0.85008 | 0.012357 | 0.0070257 | 0.12892 | 0.38017 | 0.65196 | 0 | 0 | 0.85 | 0.85 | 0.85 | 0.85 | 0.93336 | 0.012357 | 0.49291 | 0 | 0
2025-10-29 03:00 | 52741.5108 | 52408.4441 | 0 | 333.0668 | 0 | 0.16327 | 0.16525 | 0.12737 | 302 | 3 | Fall | 0.34783 | 0.36163 | 0.36163 | 0.93289 | 0.18289 | 0.16525 | 0 | 0 | 0.64813 | 0.85008 | 0.012532 | 0.0070257 | 0.12737 | 0.37147 | 0.64813 | 0 | 0 | 0.85 | 0.85 | 0.85 | 0.85 | 0.93289 | 0.012532 | 0.48498 | 0 | 0
2025-10-29 04:00 | 53285.0739 | 52950.527 | 0 | 334.5469 | 0 | 0.16399 | 0.16604 | 0.12704 | 302 | 4 | Fall | 0.34209 | 0.36519 | 0.36519 | 0.93361 | 0.16879 | 0.16604 | 0 | 0 | 0.65104 | 0.85008 | 0.012532 | 0.0070257 | 0.12704 | 0.37052 | 0.65104 | 0 | 0 | 0.85 | 0.85 | 0.85 | 0.85 | 0.93361 | 0.012532 | 0.48267 | 0 | 0
2025-10-29 05:00 | 57453.1565 | 57122.8806 | 0 | 330.2758 | 0 | 0.1619 | 0.16373 | 0.12887 | 302 | 5 | Fall | 0.34482 | 0.37756 | 0.37756 | 0.93576 | 0.17276 | 0.16373 | 0 | 0 | 0.65104 | 0.85008 | 0.012497 | 0.0064921 | 0.12887 | 0.37314 | 0.65104 | 0 | 0 | 0.85 | 0.85 | 0.85 | 0.85 | 0.93576 | 0.012497 | 0.48379 | 0 | 0
2025-10-29 06:00 | 64377.7453 | 64061.5957 | 0 | 316.1496 | 0 | 0.15498 | 0.1565 | 0.1275 | 302 | 6 | Fall | 0.36517 | 0.39941 | 0.39941 | 0.93715 | 0.18574 | 0.1565 | 0 | 0 | 0.65331 | 0.85008 | 0.012462 | 0.0064921 | 0.1275 | 0.36964 | 0.65331 | 0 | 0 | 0.85 | 0.85 | 0.85 | 0.85 | 0.93715 | 0.012462 | 0.46504 | 0 | 0
2025-10-29 07:00 | 71127.4341 | 70056.8673 | 771.9496 | 298.6172 | 0.034863 | 0.14638 | 0.14746 | 0.12696 | 302 | 7 | Fall | 0.38197 | 0.40891 | 0.40891 | 0.93839 | 0.20415 | 0.14746 | 0.034863 | 0 | 0.65331 | 0.85008 | 0.012392 | 0.0064921 | 0.12696 | 0.36205 | 0.65331 | 0 | 0 | 0.85 | 0.85 | 0.85 | 0.85 | 0.93839 | 0.012392 | 0.44968 | 0.024404 | 0
2025-10-29 08:00 | 67137.7047 | 63366.7094 | 3517.6605 | 253.3348 | 0.15886 | 0.12418 | 0.12461 | 0.11641 | 302 | 8 | Fall | 0.39185 | 0.40697 | 0.40697 | 0.93566 | 0.21485 | 0.12461 | 0.15886 | 0.16223 | 0.65331 | 0.85008 | 0.012357 | 0.0064921 | 0.11641 | 0.40198 | 0.65331 | 0 | 0 | 0.85 | 0.85 | 0.85 | 0.85 | 0.93566 | 0.012357 | 0.45998 | 0.11121 | 0
2025-10-29 09:00 | 66248.2489 | 59611.7026 | 6371.9148 | 264.6315 | 0.28777 | 0.12972 | 0.13052 | 0.11529 | 302 | 9 | Fall | 0.39166 | 0.40877 | 0.40877 | 0.92982 | 0.21991 | 0.13052 | 0.28777 | 0.44952 | 0.65113 | 0.85008 | 0.012252 | 0.0064921 | 0.11529 | 0.39032 | 0.65113 | 0 | 0 | 0.85 | 0.85 | 0.85 | 0.85 | 0.92982 | 0.012252 | 0.46381 | 0.20144 | 0
2025-10-29 10:00 | 65231.9549 | 56391.2129 | 8541.8415 | 298.9005 | 0.38577 | 0.14652 | 0.14742 | 0.13034 | 302 | 10 | Fall | 0.40411 | 0.42068 | 0.42068 | 0.92508 | 0.22175 | 0.14742 | 0.38577 | 0.57836 | 0.66261 | 0.85008 | 0.012218 | 0.0064921 | 0.13034 | 0.44411 | 0.66261 | 0 | 0 | 0.85 | 0.85 | 0.85 | 0.85 | 0.92508 | 0.012218 | 0.49846 | 0.27004 | 0
2025-10-29 11:00 | 62693.3843 | 52530.7676 | 9832.5974 | 330.0192 | 0.44406 | 0.16177 | 0.1628 | 0.14317 | 302 | 11 | Fall | 0.41644 | 0.43336 | 0.43336 | 0.9244 | 0.22921 | 0.1628 | 0.44406 | 0.61146 | 0.66261 | 0.85008 | 0.011903 | 0.0067811 | 0.14317 | 0.48314 | 0.66261 | 0 | 0 | 0.85 | 0.85 | 0.85 | 0.85 | 0.9244 | 0.011903 | 0.55063 | 0.31084 | 0
2025-10-29 12:00 | 61634.6939 | 51291.7748 | 9990.3776 | 352.5414 | 0.45119 | 0.17281 | 0.17393 | 0.1526 | 302 | 12 | Fall | 0.43539 | 0.4543 | 0.4543 | 0.92402 | 0.24522 | 0.17393 | 0.45119 | 0.64788 | 0.66261 | 0.85008 | 0.011903 | 0.0064921 | 0.1526 | 0.53927 | 0.66261 | 0 | 0 | 0.85 | 0.85 | 0.85 | 0.85 | 0.92402 | 0.011903 | 0.58716 | 0.31583 | 0
2025-10-29 13:00 | 61503.6609 | 51935.3476 | 9201.8901 | 366.4231 | 0.41558 | 0.17962 | 0.18068 | 0.16039 | 302 | 13 | Fall | 0.46136 | 0.47855 | 0.47855 | 0.92234 | 0.2669 | 0.18068 | 0.41558 | 0.6577 | 0.66261 | 0.85008 | 0.011694 | 0.0098579 | 0.16039 | 0.58521 | 0.66261 | 0 | 0 | 0.85 | 0.85 | 0.85 | 0.85 | 0.92234 | 0.011694 | 0.60493 | 0.2909 | 0
2025-10-29 14:00 | 61786.8457 | 53750.3473 | 7656.6265 | 379.872 | 0.34579 | 0.18621 | 0.18721 | 0.16813 | 302 | 14 | Fall | 0.48366 | 0.49376 | 0.49376 | 0.92148 | 0.3113 | 0.18721 | 0.34579 | 0.654 | 0.66424 | 0.85008 | 0.011659 | 0.015065 | 0.16813 | 0.62713 | 0.66424 | 0 | 0 | 0.85 | 0.85 | 0.85 | 0.85 | 0.92148 | 0.011659 | 0.61302 | 0.24205 | 0
2025-10-29 15:00 | 62139.3009 | 56261.6777 | 5492.2862 | 385.337 | 0.24804 | 0.18889 | 0.1898 | 0.17239 | 302 | 15 | Fall | 0.50654 | 0.50702 | 0.50702 | 0.92059 | 0.39325 | 0.1898 | 0.24804 | 0.65838 | 0.66424 | 0.85008 | 0.011415 | 0.018179 | 0.17239 | 0.6525 | 0.66424 | 0 | 0 | 0.85 | 0.85 | 0.85 | 0.85 | 0.92059 | 0.011415 | 0.63439 | 0.17363 | 0.00017779
2025-10-29 16:00 | 63357.2024 | 60063.778 | 2916.8666 | 376.5577 | 0.13173 | 0.18459 | 0.18508 | 0.17563 | 302 | 16 | Fall | 0.52814 | 0.52024 | 0.52024 | 0.92028 | 0.45282 | 0.18508 | 0.13173 | 0.66367 | 0.66641 | 0.85008 | 0.011903 | 0.018609 | 0.17563 | 0.68032 | 0.66641 | 0 | 0 | 0.85 | 0.85 | 0.85 | 0.85 | 0.92028 | 0.011903 | 0.64677 | 0.092212 | 0.03688
2025-10-29 17:00 | 68436.6398 | 67455.6461 | 593.7202 | 387.2735 | 0.026814 | 0.18984 | 0.19017 | 0.18396 | 302 | 17 | Fall | 0.55921 | 0.52787 | 0.52787 | 0.92028 | 0.49849 | 0.19017 | 0.026814 | 0.6549 | 0.66641 | 0.85008 | 0.012497 | 0.02092 | 0.18396 | 0.69339 | 0.66641 | 0 | 0 | 0.85 | 0.85 | 0.85 | 0.85 | 0.92028 | 0.012497 | 0.65974 | 0.01877 | 0.46447
2025-10-29 18:00 | 69623.6621 | 69218.7587 | 0 | 404.9033 | 0 | 0.19848 | 0.19884 | 0.19195 | 302 | 18 | Fall | 0.56981 | 0.53326 | 0.53326 | 0.92026 | 0.51472 | 0.19884 | 0 | 0.58607 | 0.66641 | 0.85008 | 0.012776 | 0.030806 | 0.19195 | 0.72066 | 0.66641 | 0 | 0 | 0.85 | 0.85 | 0.85 | 0.85 | 0.92026 | 0.012776 | 0.67697 | 0 | 0.42382
2025-10-29 19:00 | 68945.0913 | 68541.7406 | 0 | 403.3506 | 0 | 0.19772 | 0.19794 | 0.19377 | 302 | 19 | Fall | 0.58792 | 0.53844 | 0.53844 | 0.92081 | 0.51215 | 0.19794 | 0 | 0.30172 | 0.66641 | 0.85008 | 0.012985 | 0.040504 | 0.19377 | 0.70767 | 0.66641 | 0 | 0 | 0.85 | 0.85 | 0.85 | 0.85 | 0.92081 | 0.012985 | 0.6913 | 0 | 0.3403
2025-10-29 20:00 | 67133.6096 | 66742.2417 | 0 | 391.3679 | 0 | 0.19185 | 0.19169 | 0.19465 | 302 | 20 | Fall | 0.58769 | 0.53296 | 0.53296 | 0.92152 | 0.47501 | 0.19169 | 0 | 0.0006045 | 0.66641 | 0.85008 | 0.012671 | 0.027207 | 0.19465 | 0.69538 | 0.66641 | 0 | 0 | 0.85 | 0.85 | 0.85 | 0.85 | 0.92152 | 0.012671 | 0.69331 | 0 | 0.11348
2025-10-29 21:00 | 64316.6288 | 63940.0463 | 0 | 376.5825 | 0 | 0.1846 | 0.18406 | 0.19438 | 302 | 21 | Fall | 0.5589 | 0.51972 | 0.51972 | 0.92369 | 0.43894 | 0.18406 | 0 | 0 | 0.66478 | 0.85008 | 0.012741 | 0.015558 | 0.19438 | 0.62275 | 0.66478 | 0 | 0 | 0.85 | 0.85 | 0.85 | 0.85 | 0.92369 | 0.012741 | 0.67279 | 0 | 0.16147
2025-10-29 22:00 | 59867.7291 | 59510.2231 | 0 | 357.506 | 0 | 0.17525 | 0.17429 | 0.19248 | 302 | 22 | Fall | 0.51728 | 0.4948 | 0.4948 | 0.92621 | 0.40003 | 0.17429 | 0 | 0 | 0.66478 | 0.85008 | 0.012881 | 0.0070257 | 0.19248 | 0.54639 | 0.66478 | 0 | 0 | 0.85 | 0.85 | 0.85 | 0.85 | 0.92621 | 0.012881 | 0.63052 | 0 | 0.1153
2025-10-29 23:00 | 55430.5494 | 55096.815 | 0 | 333.7344 | 0 | 0.1636 | 0.16222 | 0.18844 | 302 | 23 | Fall | 0.47532 | 0.45627 | 0.45627 | 0.92842 | 0.36928 | 0.16222 | 0 | 0 | 0.65567 | 0.85008 | 0.012252 | 0.0070257 | 0.18844 | 0.47566 | 0.65567 | 0 | 0 | 0.85 | 0.85 | 0.85 | 0.85 | 0.92842 | 0.012252 | 0.56646 | 0 | 0.067351
2025-10-30 00:00 | 53564.3573 | 53242.1275 | 0 | 322.2298 | 0 | 0.15796 | 0.15648 | 0.18471 | 303 | 0 | Fall | 0.40086 | 0.41408 | 0.41408 | 0.9324 | 0.29275 | 0.15648 | 0 | 0 | 0.65196 | 0.85008 | 0.011834 | 0.0070257 | 0.18471 | 0.40145 | 0.65196 | 0 | 0 | 0.85 | 0.85 | 0.85 | 0.85 | 0.9324 | 0.011834 | 0.52583 | 0 | 0.01542
2025-10-30 01:00 | 52872.0182 | 52562.7565 | 0 | 309.2616 | 0 | 0.1516 | 0.15005 | 0.17965 | 303 | 1 | Fall | 0.37675 | 0.40095 | 0.40095 | 0.93332 | 0.26062 | 0.15005 | 0 | 0 | 0.65196 | 0.85008 | 0.012078 | 0.0070257 | 0.17965 | 0.38521 | 0.65196 | 0 | 0 | 0.85 | 0.85 | 0.85 | 0.85 | 0.93332 | 0.012078 | 0.49927 | 0 | 0
2025-10-30 02:00 | 52754.7207 | 52459.2404 | 0 | 295.4802 | 0 | 0.14484 | 0.14348 | 0.16953 | 303 | 2 | Fall | 0.36036 | 0.37824 | 0.37824 | 0.93336 | 0.22473 | 0.14348 | 0 | 0 | 0.65196 | 0.85008 | 0.012357 | 0.0070257 | 0.16953 | 0.38017 | 0.65196 | 0 | 0 | 0.85 | 0.85 | 0.85 | 0.85 | 0.93336 | 0.012357 | 0.49291 | 0 | 0
2025-10-30 03:00 | 52741.5108 | 52453.8724 | 0 | 287.6384 | 0 | 0.141 | 0.1401 | 0.15721 | 303 | 3 | Fall | 0.34783 | 0.36163 | 0.36163 | 0.93289 | 0.18289 | 0.1401 | 0 | 0 | 0.64813 | 0.85008 | 0.012532 | 0.0070257 | 0.15721 | 0.37147 | 0.64813 | 0 | 0 | 0.85 | 0.85 | 0.85 | 0.85 | 0.93289 | 0.012532 | 0.48498 | 0 | 0
2025-10-30 04:00 | 53285.0739 | 53000.9541 | 0 | 284.1199 | 0 | 0.13927 | 0.13894 | 0.14537 | 303 | 4 | Fall | 0.34209 | 0.36519 | 0.36519 | 0.93361 | 0.16879 | 0.13894 | 0 | 0 | 0.65104 | 0.85008 | 0.012532 | 0.0070257 | 0.14537 | 0.37052 | 0.65104 | 0 | 0 | 0.85 | 0.85 | 0.85 | 0.85 | 0.93361 | 0.012532 | 0.48267 | 0 | 0
2025-10-30 05:00 | 57453.1565 | 57169.7837 | 0 | 283.3728 | 0 | 0.13891 | 0.13902 | 0.13693 | 303 | 5 | Fall | 0.34482 | 0.37756 | 0.37756 | 0.93576 | 0.17276 | 0.13902 | 0 | 0 | 0.65104 | 0.85008 | 0.012497 | 0.0064921 | 0.13693 | 0.37314 | 0.65104 | 0 | 0 | 0.85 | 0.85 | 0.85 | 0.85 | 0.93576 | 0.012497 | 0.48379 | 0 | 0
2025-10-30 06:00 | 64377.7453 | 64096.8865 | 0 | 280.8588 | 0 | 0.13768 | 0.13809 | 0.13012 | 303 | 6 | Fall | 0.36517 | 0.39941 | 0.39941 | 0.93715 | 0.18574 | 0.13809 | 0 | 0 | 0.65331 | 0.85008 | 0.012462 | 0.0064921 | 0.13012 | 0.36964 | 0.65331 | 0 | 0 | 0.85 | 0.85 | 0.85 | 0.85 | 0.93715 | 0.012462 | 0.46504 | 0 | 0
2025-10-30 07:00 | 71127.4341 | 70094.3802 | 766.5765 | 266.4774 | 0.03462 | 0.13063 | 0.13118 | 0.12056 | 303 | 7 | Fall | 0.38197 | 0.40891 | 0.40891 | 0.93839 | 0.20415 | 0.13118 | 0.03462 | 0 | 0.65331 | 0.85008 | 0.012392 | 0.0064921 | 0.12056 | 0.36205 | 0.65331 | 0 | 0 | 0.85 | 0.85 | 0.85 | 0.85 | 0.93839 | 0.012392 | 0.44968 | 0.024234 | 0
2025-10-30 08:00 | 67152.2104 | 63288.6584 | 3649.0524 | 214.4996 | 0.1648 | 0.10515 | 0.10541 | 0.10042 | 303 | 8 | Fall | 0.39185 | 0.40697 | 0.40697 | 0.93566 | 0.21485 | 0.10541 | 0.1648 | 0.16223 | 0.65331 | 0.85008 | 0.012357 | 0.0064921 | 0.10042 | 0.40198 | 0.65331 | 0 | 0 | 0.85 | 0.85 | 0.85 | 0.85 | 0.93566 | 0.012357 | 0.45998 | 0.11536 | 0
2025-10-30 09:00 | 66248.2489 | 59369.0147 | 6667.2494 | 211.9847 | 0.30111 | 0.10391 | 0.10491 | 0.085982 | 303 | 9 | Fall | 0.39166 | 0.40877 | 0.40877 | 0.92982 | 0.21991 | 0.10491 | 0.30111 | 0.44952 | 0.65113 | 0.85008 | 0.012252 | 0.0064921 | 0.085982 | 0.39032 | 0.65113 | 0 | 0 | 0.85 | 0.85 | 0.85 | 0.85 | 0.92982 | 0.012252 | 0.46381 | 0.21077 | 0
2025-10-30 10:00 | 65231.9549 | 56140.4465 | 8891.0372 | 200.4712 | 0.40154 | 0.09827 | 0.099663 | 0.073098 | 303 | 10 | Fall | 0.40411 | 0.42068 | 0.42068 | 0.92508 | 0.22175 | 0.099663 | 0.40154 | 0.57836 | 0.66261 | 0.85008 | 0.012218 | 0.0064921 | 0.073098 | 0.44411 | 0.66261 | 0 | 0 | 0.85 | 0.85 | 0.85 | 0.85 | 0.92508 | 0.012218 | 0.49846 | 0.28108 | 0
2025-10-30 11:00 | 62693.3843 | 52354.0778 | 10158.357 | 180.9494 | 0.45877 | 0.088701 | 0.0901 | 0.063402 | 303 | 11 | Fall | 0.41644 | 0.43336 | 0.43336 | 0.9244 | 0.22921 | 0.0901 | 0.45877 | 0.61146 | 0.66261 | 0.85008 | 0.011903 | 0.0067811 | 0.063402 | 0.48314 | 0.66261 | 0 | 0 | 0.85 | 0.85 | 0.85 | 0.85 | 0.9244 | 0.011903 | 0.55063 | 0.32114 | 0
2025-10-30 12:00 | 62186.3962 | 51417.2044 | 10602.2324 | 166.9595 | 0.47882 | 0.081843 | 0.08325 | 0.056411 | 303 | 12 | Fall | 0.43539 | 0.4543 | 0.4543 | 0.92402 | 0.24522 | 0.08325 | 0.47882 | 0.64788 | 0.66261 | 0.85008 | 0.011903 | 0.0064921 | 0.056411 | 0.53927 | 0.66261 | 0 | 0 | 0.85 | 0.85 | 0.85 | 0.85 | 0.92402 | 0.011903 | 0.58716 | 0.33517 | 0
2025-10-30 13:00 | 62674.9604 | 52513.1551 | 10000.8809 | 160.9243 | 0.45166 | 0.078884 | 0.080297 | 0.053357 | 303 | 13 | Fall | 0.46136 | 0.47855 | 0.47855 | 0.92234 | 0.2669 | 0.080297 | 0.45166 | 0.6577 | 0.66261 | 0.85008 | 0.011694 | 0.0098579 | 0.053357 | 0.58521 | 0.66261 | 0 | 0 | 0.85 | 0.85 | 0.85 | 0.85 | 0.92234 | 0.011694 | 0.60493 | 0.31616 | 0
2025-10-30 14:00 | 62992.479 | 54253.664 | 8572.4695 | 166.3454 | 0.38715 | 0.081542 | 0.082949 | 0.056116 | 303 | 14 | Fall | 0.48366 | 0.49376 | 0.49376 | 0.92148 | 0.3113 | 0.082949 | 0.38715 | 0.654 | 0.66424 | 0.85008 | 0.011659 | 0.015065 | 0.056116 | 0.62713 | 0.66424 | 0 | 0 | 0.85 | 0.85 | 0.85 | 0.85 | 0.92148 | 0.011659 | 0.61302 | 0.27101 | 0
2025-10-30 15:00 | 63266.7421 | 56757.5746 | 6326.6288 | 182.5387 | 0.28572 | 0.08948 | 0.090924 | 0.063375 | 303 | 15 | Fall | 0.50654 | 0.50702 | 0.50702 | 0.92059 | 0.39325 | 0.090924 | 0.28572 | 0.65838 | 0.66424 | 0.85008 | 0.011415 | 0.018179 | 0.063375 | 0.6525 | 0.66424 | 0 | 0 | 0.85 | 0.85 | 0.85 | 0.85 | 0.92059 | 0.011415 | 0.63439 | 0.20001 | 0.00017779
2025-10-30 16:00 | 63683.4005 | 60059.9514 | 3421.3179 | 202.1312 | 0.15451 | 0.099084 | 0.10055 | 0.072643 | 303 | 16 | Fall | 0.52814 | 0.52024 | 0.52024 | 0.92028 | 0.45282 | 0.10055 | 0.15451 | 0.66367 | 0.66641 | 0.85008 | 0.011903 | 0.018609 | 0.072643 | 0.68032 | 0.66641 | 0 | 0 | 0.85 | 0.85 | 0.85 | 0.85 | 0.92028 | 0.011903 | 0.64677 | 0.10816 | 0.03688
2025-10-30 17:00 | 68436.6398 | 67531.7897 | 674.7346 | 230.1155 | 0.030472 | 0.1128 | 0.11427 | 0.086304 | 303 | 17 | Fall | 0.55921 | 0.52787 | 0.52787 | 0.92028 | 0.49849 | 0.11427 | 0.030472 | 0.6549 | 0.66641 | 0.85008 | 0.012497 | 0.02092 | 0.086304 | 0.69339 | 0.66641 | 0 | 0 | 0.85 | 0.85 | 0.85 | 0.85 | 0.92028 | 0.012497 | 0.65974 | 0.021331 | 0.46447
2025-10-30 18:00 | 69623.6621 | 69370.4091 | 0 | 253.253 | 0 | 0.12414 | 0.12568 | 0.096402 | 303 | 18 | Fall | 0.56981 | 0.53326 | 0.53326 | 0.92026 | 0.51472 | 0.12568 | 0 | 0.58607 | 0.66641 | 0.85008 | 0.012776 | 0.030806 | 0.096402 | 0.72066 | 0.66641 | 0 | 0 | 0.85 | 0.85 | 0.85 | 0.85 | 0.92026 | 0.012776 | 0.67697 | 0 | 0.42382
2025-10-30 19:00 | 68945.0913 | 68688.4107 | 0 | 256.6805 | 0 | 0.12582 | 0.12747 | 0.096134 | 303 | 19 | Fall | 0.58792 | 0.53844 | 0.53844 | 0.92081 | 0.51215 | 0.12747 | 0 | 0.30172 | 0.66641 | 0.85008 | 0.012985 | 0.040504 | 0.096134 | 0.70767 | 0.66641 | 0 | 0 | 0.85 | 0.85 | 0.85 | 0.85 | 0.92081 | 0.012985 | 0.6913 | 0 | 0.3403
2025-10-30 20:00 | 67133.6096 | 66881.0082 | 0 | 252.6014 | 0 | 0.12382 | 0.1257 | 0.089946 | 303 | 20 | Fall | 0.58769 | 0.53296 | 0.53296 | 0.92152 | 0.47501 | 0.1257 | 0 | 0.0006045 | 0.66641 | 0.85008 | 0.012671 | 0.027207 | 0.089946 | 0.69538 | 0.66641 | 0 | 0 | 0.85 | 0.85 | 0.85 | 0.85 | 0.92152 | 0.012671 | 0.69331 | 0 | 0.11348
2025-10-30 21:00 | 64316.6288 | 64062.3537 | 0 | 254.2751 | 0 | 0.12464 | 0.12686 | 0.084536 | 303 | 21 | Fall | 0.5589 | 0.51972 | 0.51972 | 0.92369 | 0.43894 | 0.12686 | 0 | 0 | 0.66478 | 0.85008 | 0.012741 | 0.015558 | 0.084536 | 0.62275 | 0.66478 | 0 | 0 | 0.85 | 0.85 | 0.85 | 0.85 | 0.92369 | 0.012741 | 0.67279 | 0 | 0.16147
2025-10-30 22:00 | 59867.7291 | 59609.0372 | 0 | 258.692 | 0 | 0.12681 | 0.12931 | 0.081536 | 303 | 22 | Fall | 0.51728 | 0.4948 | 0.4948 | 0.92621 | 0.40003 | 0.12931 | 0 | 0 | 0.66478 | 0.85008 | 0.012881 | 0.0070257 | 0.081536 | 0.54639 | 0.66478 | 0 | 0 | 0.85 | 0.85 | 0.85 | 0.85 | 0.92621 | 0.012881 | 0.63052 | 0 | 0.1153
2025-10-30 23:00 | 55430.5494 | 55169.3103 | 0 | 261.2391 | 0 | 0.12806 | 0.13062 | 0.08175 | 303 | 23 | Fall | 0.47532 | 0.45627 | 0.45627 | 0.92842 | 0.36928 | 0.13062 | 0 | 0 | 0.65567 | 0.85008 | 0.012252 | 0.0070257 | 0.08175 | 0.47566 | 0.65567 | 0 | 0 | 0.85 | 0.85 | 0.85 | 0.85 | 0.92842 | 0.012252 | 0.56646 | 0 | 0.067351
2025-10-31 00:00 | 53564.3573 | 53290.1259 | 0 | 274.2314 | 0 | 0.13443 | 0.13703 | 0.087402 | 304 | 0 | Fall | 0.40086 | 0.41408 | 0.41408 | 0.9324 | 0.29275 | 0.13703 | 0 | 0 | 0.65196 | 0.85008 | 0.011834 | 0.0070257 | 0.087402 | 0.40145 | 0.65196 | 0 | 0 | 0.85 | 0.85 | 0.85 | 0.85 | 0.9324 | 0.011834 | 0.52583 | 0 | 0.01542
2025-10-31 01:00 | 52872.0182 | 52576.5187 | 0 | 295.4995 | 0 | 0.14485 | 0.14752 | 0.096723 | 304 | 1 | Fall | 0.37675 | 0.40095 | 0.40095 | 0.93332 | 0.26062 | 0.14752 | 0 | 0 | 0.65196 | 0.85008 | 0.012078 | 0.0070257 | 0.096723 | 0.38521 | 0.65196 | 0 | 0 | 0.85 | 0.85 | 0.85 | 0.85 | 0.93332 | 0.012078 | 0.49927 | 0 | 0
2025-10-31 02:00 | 52754.7207 | 52438.1941 | 0 | 316.5266 | 0 | 0.15516 | 0.15796 | 0.10452 | 304 | 2 | Fall | 0.36036 | 0.37824 | 0.37824 | 0.93336 | 0.22473 | 0.15796 | 0 | 0 | 0.65196 | 0.85008 | 0.012357 | 0.0070257 | 0.10452 | 0.38017 | 0.65196 | 0 | 0 | 0.85 | 0.85 | 0.85 | 0.85 | 0.93336 | 0.012357 | 0.49291 | 0 | 0
2025-10-31 03:00 | 52741.5108 | 52407.4805 | 0 | 334.0303 | 0 | 0.16374 | 0.16664 | 0.11132 | 304 | 3 | Fall | 0.34783 | 0.36163 | 0.36163 | 0.93289 | 0.18289 | 0.16664 | 0 | 0 | 0.64813 | 0.85008 | 0.012532 | 0.0070257 | 0.11132 | 0.37147 | 0.64813 | 0 | 0 | 0.85 | 0.85 | 0.85 | 0.85 | 0.93289 | 0.012532 | 0.48498 | 0 | 0
2025-10-31 04:00 | 53285.0739 | 52940.5519 | 0 | 344.5221 | 0 | 0.16888 | 0.17182 | 0.11574 | 304 | 4 | Fall | 0.34209 | 0.36519 | 0.36519 | 0.93361 | 0.16879 | 0.17182 | 0 | 0 | 0.65104 | 0.85008 | 0.012532 | 0.0070257 | 0.11574 | 0.37052 | 0.65104 | 0 | 0 | 0.85 | 0.85 | 0.85 | 0.85 | 0.93361 | 0.012532 | 0.48267 | 0 | 0
2025-10-31 05:00 | 57453.1565 | 57108.8703 | 0 | 344.2862 | 0 | 0.16877 | 0.1717 | 0.11571 | 304 | 5 | Fall | 0.34482 | 0.37756 | 0.37756 | 0.93576 | 0.17276 | 0.1717 | 0 | 0 | 0.65104 | 0.85008 | 0.012497 | 0.0064921 | 0.11571 | 0.37314 | 0.65104 | 0 | 0 | 0.85 | 0.85 | 0.85 | 0.85 | 0.93576 | 0.012497 | 0.48379 | 0 | 0
2025-10-31 06:00 | 64377.7453 | 64055.5172 | 0 | 322.2281 | 0 | 0.15795 | 0.16075 | 0.10736 | 304 | 6 | Fall | 0.36517 | 0.39941 | 0.39941 | 0.93715 | 0.18574 | 0.16075 | 0 | 0 | 0.65331 | 0.85008 | 0.012462 | 0.0064921 | 0.10736 | 0.36964 | 0.65331 | 0 | 0 | 0.85 | 0.85 | 0.85 | 0.85 | 0.93715 | 0.012462 | 0.46504 | 0 | 0
2025-10-31 07:00 | 71127.4341 | 70048.2391 | 786.4915 | 292.7035 | 0.03552 | 0.14348 | 0.14607 | 0.096723 | 304 | 7 | Fall | 0.38197 | 0.40891 | 0.40891 | 0.93839 | 0.20415 | 0.14607 | 0.03552 | 0 | 0.65331 | 0.85008 | 0.012392 | 0.0064921 | 0.096723 | 0.36205 | 0.65331 | 0 | 0 | 0.85 | 0.85 | 0.85 | 0.85 | 0.93839 | 0.012392 | 0.44968 | 0.024864 | 0
2025-10-31 08:00 | 67167.0058 | 63155.0295 | 3783.8145 | 228.1618 | 0.17088 | 0.11184 | 0.11354 | 0.081107 | 304 | 8 | Fall | 0.39185 | 0.40697 | 0.40697 | 0.93566 | 0.21485 | 0.11354 | 0.17088 | 0.16223 | 0.65331 | 0.85008 | 0.012357 | 0.0064921 | 0.081107 | 0.40198 | 0.65331 | 0 | 0 | 0.85 | 0.85 | 0.85 | 0.85 | 0.93566 | 0.012357 | 0.45998 | 0.11962 | 0
2025-10-31 09:00 | 66248.2489 | 59056.1607 | 6986.1386 | 205.9496 | 0.31551 | 0.10096 | 0.1025 | 0.073125 | 304 | 9 | Fall | 0.39166 | 0.40877 | 0.40877 | 0.92982 | 0.21991 | 0.1025 | 0.31551 | 0.44952 | 0.65113 | 0.85008 | 0.012252 | 0.0064921 | 0.073125 | 0.39032 | 0.65113 | 0 | 0 | 0.85 | 0.85 | 0.85 | 0.85 | 0.92982 | 0.012252 | 0.46381 | 0.22086 | 0
2025-10-31 10:00 | 65231.9549 | 55532.724 | 9489.714 | 209.5169 | 0.42857 | 0.1027 | 0.1042 | 0.075616 | 304 | 10 | Fall | 0.40411 | 0.42068 | 0.42068 | 0.92508 | 0.22175 | 0.1042 | 0.42857 | 0.57836 | 0.66261 | 0.85008 | 0.012218 | 0.0064921 | 0.075616 | 0.44411 | 0.66261 | 0 | 0 | 0.85 | 0.85 | 0.85 | 0.85 | 0.92508 | 0.012218 | 0.49846 | 0.3 | 0
2025-10-31 11:00 | 62693.3843 | 51444.129 | 11039.1288 | 210.1264 | 0.49855 | 0.103 | 0.10448 | 0.076232 | 304 | 11 | Fall | 0.41644 | 0.43336 | 0.43336 | 0.9244 | 0.22921 | 0.10448 | 0.49855 | 0.61146 | 0.66261 | 0.85008 | 0.011903 | 0.0067811 | 0.076232 | 0.48314 | 0.66261 | 0 | 0 | 0.85 | 0.85 | 0.85 | 0.85 | 0.9244 | 0.011903 | 0.55063 | 0.34898 | 0
2025-10-31 12:00 | 61987.7734 | 50240.1985 | 11532.2266 | 215.3483 | 0.52082 | 0.10556 | 0.10694 | 0.080759 | 304 | 12 | Fall | 0.43539 | 0.4543 | 0.4543 | 0.92402 | 0.24522 | 0.10694 | 0.52082 | 0.64788 | 0.66261 | 0.85008 | 0.011903 | 0.0064921 | 0.080759 | 0.53927 | 0.66261 | 0 | 0 | 0.85 | 0.85 | 0.85 | 0.85 | 0.92402 | 0.011903 | 0.58716 | 0.36457 | 0
2025-10-31 13:00 | 62605.2369 | 51395.1415 | 10989.1815 | 220.9139 | 0.49629 | 0.10829 | 0.10957 | 0.085232 | 304 | 13 | Fall | 0.46136 | 0.47855 | 0.47855 | 0.92234 | 0.2669 | 0.10957 | 0.49629 | 0.6577 | 0.66261 | 0.85008 | 0.011694 | 0.0098579 | 0.085232 | 0.58521 | 0.66261 | 0 | 0 | 0.85 | 0.85 | 0.85 | 0.85 | 0.92234 | 0.011694 | 0.60493 | 0.34741 | 0
2025-10-31 14:00 | 63195.0694 | 53663.7662 | 9303.2019 | 228.1013 | 0.42015 | 0.11181 | 0.11296 | 0.091071 | 304 | 14 | Fall | 0.48366 | 0.49376 | 0.49376 | 0.92148 | 0.3113 | 0.11296 | 0.42015 | 0.654 | 0.66424 | 0.85008 | 0.011659 | 0.015065 | 0.091071 | 0.62713 | 0.66424 | 0 | 0 | 0.85 | 0.85 | 0.85 | 0.85 | 0.92148 | 0.011659 | 0.61302 | 0.29411 | 0
2025-10-31 15:00 | 63713.1971 | 56731.8663 | 6747.3533 | 233.9775 | 0.30472 | 0.11469 | 0.11557 | 0.098812 | 304 | 15 | Fall | 0.50654 | 0.50702 | 0.50702 | 0.92059 | 0.39325 | 0.11557 | 0.30472 | 0.65838 | 0.66424 | 0.85008 | 0.011415 | 0.018179 | 0.098812 | 0.6525 | 0.66424 | 0 | 0 | 0.85 | 0.85 | 0.85 | 0.85 | 0.92059 | 0.011415 | 0.63439 | 0.21331 | 0.00017779
2025-10-31 16:00 | 64451.695 | 60596.2284 | 3618.47 | 236.9967 | 0.16342 | 0.11617 | 0.1168 | 0.10489 | 304 | 16 | Fall | 0.52814 | 0.52024 | 0.52024 | 0.92028 | 0.45282 | 0.1168 | 0.16342 | 0.66367 | 0.66641 | 0.85008 | 0.011903 | 0.018609 | 0.10489 | 0.68032 | 0.66641 | 0 | 0 | 0.85 | 0.85 | 0.85 | 0.85 | 0.92028 | 0.011903 | 0.64677 | 0.11439 | 0.03688
2025-10-31 17:00 | 68436.6398 | 67498.4644 | 680.138 | 258.0374 | 0.030716 | 0.12649 | 0.12698 | 0.11754 | 304 | 17 | Fall | 0.55921 | 0.52787 | 0.52787 | 0.92028 | 0.49849 | 0.12698 | 0.030716 | 0.6549 | 0.66641 | 0.85008 | 0.012497 | 0.02092 | 0.11754 | 0.69339 | 0.66641 | 0 | 0 | 0.85 | 0.85 | 0.85 | 0.85 | 0.92028 | 0.012497 | 0.65974 | 0.021501 | 0.46447
2025-10-31 18:00 | 69623.6621 | 69344.6421 | 0 | 279.02 | 0 | 0.13677 | 0.13723 | 0.12854 | 304 | 18 | Fall | 0.56981 | 0.53326 | 0.53326 | 0.92026 | 0.51472 | 0.13723 | 0 | 0.58607 | 0.66641 | 0.85008 | 0.012776 | 0.030806 | 0.12854 | 0.72066 | 0.66641 | 0 | 0 | 0.85 | 0.85 | 0.85 | 0.85 | 0.92026 | 0.012776 | 0.67697 | 0 | 0.42382
2025-10-31 19:00 | 68945.0913 | 68656.2044 | 0 | 288.8869 | 0 | 0.14161 | 0.14219 | 0.13112 | 304 | 19 | Fall | 0.58792 | 0.53844 | 0.53844 | 0.92081 | 0.51215 | 0.14219 | 0 | 0.30172 | 0.66641 | 0.85008 | 0.012985 | 0.040504 | 0.13112 | 0.70767 | 0.66641 | 0 | 0 | 0.85 | 0.85 | 0.85 | 0.85 | 0.92081 | 0.012985 | 0.6913 | 0 | 0.3403
2025-10-31 20:00 | 67133.6096 | 66839.0107 | 0 | 294.5989 | 0 | 0.14441 | 0.14523 | 0.1297 | 304 | 20 | Fall | 0.58769 | 0.53296 | 0.53296 | 0.92152 | 0.47501 | 0.14523 | 0 | 0.0006045 | 0.66641 | 0.85008 | 0.012671 | 0.027207 | 0.1297 | 0.69538 | 0.66641 | 0 | 0 | 0.85 | 0.85 | 0.85 | 0.85 | 0.92152 | 0.012671 | 0.69331 | 0 | 0.11348
2025-10-31 21:00 | 64316.6288 | 64017.8378 | 0 | 298.791 | 0 | 0.14647 | 0.14733 | 0.13077 | 304 | 21 | Fall | 0.5589 | 0.51972 | 0.51972 | 0.92369 | 0.43894 | 0.14733 | 0 | 0 | 0.66478 | 0.85008 | 0.012741 | 0.015558 | 0.13077 | 0.62275 | 0.66478 | 0 | 0 | 0.85 | 0.85 | 0.85 | 0.85 | 0.92369 | 0.012741 | 0.67279 | 0 | 0.16147
2025-10-31 22:00 | 59867.7291 | 59562.464 | 0 | 305.2651 | 0 | 0.14964 | 0.15037 | 0.13647 | 304 | 22 | Fall | 0.51728 | 0.4948 | 0.4948 | 0.92621 | 0.40003 | 0.15037 | 0 | 0 | 0.66478 | 0.85008 | 0.012881 | 0.0070257 | 0.13647 | 0.54639 | 0.66478 | 0 | 0 | 0.85 | 0.85 | 0.85 | 0.85 | 0.92621 | 0.012881 | 0.63052 | 0 | 0.1153
2025-10-31 23:00 | 55430.5494 | 55116.8864 | 0 | 313.663 | 0 | 0.15376 | 0.15433 | 0.14346 | 304 | 23 | Fall | 0.47532 | 0.45627 | 0.45627 | 0.92842 | 0.36928 | 0.15433 | 0 | 0 | 0.65567 | 0.85008 | 0.012252 | 0.0070257 | 0.14346 | 0.47566 | 0.65567 | 0 | 0 | 0.85 | 0.85 | 0.85 | 0.85 | 0.92842 | 0.012252 | 0.56646 | 0 | 0.067351
2025-11-01 00:00 | 34776.3414 | 34454.9843 | 0 | 321.3571 | 0 | 0.15753 | 0.15822 | 0.14496 | 305 | 0 | Spring | 0.27877 | 0.32807 | 0.32807 | 0.86806 | 0.41526 | 0.15822 | 0 | 0 | 0.64562 | 0.85008 | 0.0133 | 0.00079999 | 0.14496 | 0.22892 | 0.64562 | 0 | 0 | 0.85 | 0.85 | 0.85 | 0.85 | 0.86806 | 0.0133 | 0.36461 | 0 | 0.048952
2025-11-01 01:00 | 34030.7827 | 33706.4497 | 0 | 324.333 | 0 | 0.15899 | 0.16013 | 0.13829 | 305 | 1 | Spring | 0.27126 | 0.31736 | 0.31736 | 0.87726 | 0.38 | 0.16013 | 0 | 0 | 0.64562 | 0.85008 | 0.012357 | 0.00079999 | 0.13829 | 0.2248 | 0.64562 | 0 | 0 | 0.85 | 0.85 | 0.85 | 0.85 | 0.87726 | 0.012357 | 0.36019 | 0 | 0
2025-11-01 02:00 | 33893.6411 | 33571.6789 | 0 | 321.9623 | 0 | 0.15782 | 0.15939 | 0.12956 | 305 | 2 | Spring | 0.2611 | 0.30561 | 0.30561 | 0.87644 | 0.34552 | 0.15939 | 0 | 0 | 0.64562 | 0.85008 | 0.012462 | 0.00079999 | 0.12956 | 0.21959 | 0.64562 | 0 | 0 | 0.85 | 0.85 | 0.85 | 0.85 | 0.87644 | 0.012462 | 0.35507 | 0 | 0.0076969
2025-11-01 03:00 | 33923.0599 | 33599.9708 | 0 | 323.0891 | 0 | 0.15838 | 0.16005 | 0.12812 | 305 | 3 | Spring | 0.25348 | 0.29808 | 0.29808 | 0.87591 | 0.33422 | 0.16005 | 0 | 0 | 0.64562 | 0.85008 | 0.013439 | 0.00079999 | 0.12812 | 0.21762 | 0.64562 | 0 | 0 | 0.85 | 0.85 | 0.85 | 0.85 | 0.87591 | 0.013439 | 0.3547 | 0 | 0
2025-11-01 04:00 | 34292.9484 | 33964.1079 | 0 | 328.8406 | 0 | 0.1612 | 0.16282 | 0.13179 | 305 | 4 | Spring | 0.24517 | 0.29516 | 0.29516 | 0.87706 | 0.32769 | 0.16282 | 0 | 0 | 0.64562 | 0.85008 | 0.013579 | 0.00079999 | 0.13179 | 0.22054 | 0.64562 | 0 | 0 | 0.85 | 0.85 | 0.85 | 0.85 | 0.87706 | 0.013579 | 0.36068 | 0 | 0
2025-11-01 05:00 | 36831.6849 | 36493.431 | 0 | 338.2539 | 0 | 0.16581 | 0.16748 | 0.13556 | 305 | 5 | Spring | 0.24319 | 0.29542 | 0.29542 | 0.87925 | 0.32324 | 0.16748 | 0 | 0 | 0.64562 | 0.85008 | 0.013719 | 0.00079999 | 0.13556 | 0.24903 | 0.64562 | 0 | 0 | 0.85 | 0.85 | 0.85 | 0.85 | 0.87925 | 0.013719 | 0.38813 | 0 | 0
2025-11-01 06:00 | 38889.59 | 38557.646 | 0 | 331.9441 | 0 | 0.16272 | 0.16421 | 0.13575 | 305 | 6 | Spring | 0.25416 | 0.29826 | 0.29826 | 0.88123 | 0.35611 | 0.16421 | 0 | 0 | 0.6501 | 0.85008 | 0.013404 | 0.00083936 | 0.13575 | 0.30317 | 0.6501 | 0 | 0 | 0.85 | 0.85 | 0.85 | 0.85 | 0.88123 | 0.013404 | 0.4151 | 0 | 0
2025-11-01 07:00 | 42593.5636 | 41691.9764 | 588.153 | 313.4342 | 0.026562 | 0.15364 | 0.15491 | 0.13079 | 305 | 7 | Spring | 0.26383 | 0.30635 | 0.30635 | 0.88211 | 0.39696 | 0.15491 | 0.026562 | 0 | 0.65669 | 0.85008 | 0.012671 | 0.0010882 | 0.13079 | 0.29 | 0.65669 | 0 | 0 | 0.85 | 0.85 | 0.85 | 0.85 | 0.88211 | 0.012671 | 0.40054 | 0.018594 | 0.0096656
2025-11-01 08:00 | 42532.5654 | 39238.0485 | 3028.4699 | 266.047 | 0.13677 | 0.13042 | 0.13128 | 0.11472 | 305 | 8 | Spring | 0.26441 | 0.30255 | 0.30255 | 0.88442 | 0.42633 | 0.13128 | 0.13677 | 0 | 0.65669 | 0.85008 | 0.012183 | 0.0010228 | 0.11472 | 0.28372 | 0.65669 | 0 | 0 | 0.85 | 0.85 | 0.85 | 0.85 | 0.88442 | 0.012183 | 0.39226 | 0.09574 | 0.029613
2025-11-01 09:00 | 44094.8229 | 38069.8792 | 5783.9344 | 241.0093 | 0.26121 | 0.11814 | 0.11903 | 0.10211 | 305 | 9 | Spring | 0.25911 | 0.30095 | 0.30095 | 0.88542 | 0.45108 | 0.11903 | 0.26121 | 0.38061 | 0.65642 | 0.85008 | 0.011659 | 0.00079999 | 0.10211 | 0.26073 | 0.65642 | 0 | 0 | 0.85 | 0.85 | 0.85 | 0.85 | 0.88542 | 0.011659 | 0.37528 | 0.18285 | 0
2025-11-01 10:00 | 44160.6172 | 35802.1664 | 8095.6765 | 262.7742 | 0.36562 | 0.12881 | 0.12986 | 0.1099 | 305 | 10 | Spring | 0.26146 | 0.29721 | 0.29721 | 0.88641 | 0.4463 | 0.12986 | 0.36562 | 0.64871 | 0.65688 | 0.85008 | 0.011484 | 0.00079999 | 0.1099 | 0.27476 | 0.65688 | 0 | 0 | 0.85 | 0.85 | 0.85 | 0.85 | 0.88641 | 0.011484 | 0.37825 | 0.25593 | 0
2025-11-01 11:00 | 43697.6691 | 33881.1301 | 9543.9902 | 272.5488 | 0.43103 | 0.1336 | 0.13456 | 0.11633 | 305 | 11 | Spring | 0.25473 | 0.28311 | 0.28311 | 0.88809 | 0.41276 | 0.13456 | 0.43103 | 0.69148 | 0.65688 | 0.85008 | 0.01138 | 0.00079999 | 0.11633 | 0.29695 | 0.65688 | 0 | 0 | 0.85 | 0.85 | 0.85 | 0.85 | 0.88809 | 0.01138 | 0.38376 | 0.30172 | 0.0092363
2025-11-01 12:00 | 42945.5183 | 32557.4456 | 10120.8732 | 267.1996 | 0.45708 | 0.13098 | 0.13177 | 0.11679 | 305 | 12 | Spring | 0.24979 | 0.27224 | 0.27224 | 0.88874 | 0.38152 | 0.13177 | 0.45708 | 0.67553 | 0.65688 | 0.85008 | 0.011484 | 0.00080167 | 0.11679 | 0.31905 | 0.65688 | 0 | 0 | 0.85 | 0.85 | 0.85 | 0.85 | 0.88874 | 0.011484 | 0.39243 | 0.31996 | 0.0092363
2025-11-01 13:00 | 40561.0432 | 30405.0615 | 9893.6531 | 262.3286 | 0.44682 | 0.12859 | 0.12929 | 0.1159 | 305 | 13 | Spring | 0.2448 | 0.25993 | 0.25993 | 0.88865 | 0.35645 | 0.12929 | 0.44682 | 0.66427 | 0.65688 | 0.85008 | 0.010123 | 0.00079999 | 0.1159 | 0.32335 | 0.65688 | 0 | 0 | 0.85 | 0.85 | 0.85 | 0.85 | 0.88865 | 0.010123 | 0.40028 | 0.31277 | 0.0092363
2025-11-01 14:00 | 40149.2635 | 31139.6218 | 8742.3189 | 267.3228 | 0.39482 | 0.13104 | 0.13158 | 0.12121 | 305 | 14 | Spring | 0.24385 | 0.25881 | 0.25881 | 0.88747 | 0.34975 | 0.13158 | 0.39482 | 0.65679 | 0.65688 | 0.85008 | 0.0099835 | 0.0013328 | 0.12121 | 0.32489 | 0.65688 | 0 | 0 | 0.85 | 0.85 | 0.85 | 0.85 | 0.88747 | 0.0099835 | 0.40115 | 0.27637 | 0.0094141
2025-11-01 15:00 | 40186.2059 | 33465.4151 | 6445.1319 | 275.6589 | 0.29108 | 0.13513 | 0.13516 | 0.13452 | 305 | 15 | Spring | 0.24372 | 0.26351 | 0.26351 | 0.88663 | 0.34492 | 0.13516 | 0.29108 | 0.66692 | 0.65688 | 0.85008 | 0.010088 | 0.0013328 | 0.13452 | 0.33518 | 0.65688 | 0 | 0 | 0.85 | 0.85 | 0.85 | 0.85 | 0.88663 | 0.010088 | 0.4158 | 0.20375 | 0.0094141
2025-11-01 16:00 | 40746.3611 | 37091.5119 | 3375.5307 | 279.3185 | 0.15245 | 0.13692 | 0.13623 | 0.14949 | 305 | 16 | Spring | 0.24178 | 0.27908 | 0.27908 | 0.87629 | 0.34371 | 0.13623 | 0.15245 | 0.67652 | 0.66614 | 0.85008 | 0.010018 | 0.0013328 | 0.14949 | 0.36047 | 0.66614 | 0 | 0 | 0.85 | 0.85 | 0.85 | 0.85 | 0.87629 | 0.010018 | 0.43848 | 0.10671 | 0.0092363
2025-11-01 17:00 | 46148.6351 | 45252.0857 | 595.7659 | 300.7835 | 0.026906 | 0.14744 | 0.14627 | 0.16864 | 305 | 17 | Spring | 0.24363 | 0.29823 | 0.29823 | 0.87688 | 0.36264 | 0.14627 | 0.026906 | 0.6679 | 0.66614 | 0.85008 | 0.010018 | 0.0035317 | 0.16864 | 0.37417 | 0.66614 | 0 | 0 | 0.85 | 0.85 | 0.85 | 0.85 | 0.87688 | 0.010018 | 0.48342 | 0.018834 | 0.28272
2025-11-01 18:00 | 47080.6541 | 46763.9039 | 0 | 316.7502 | 0 | 0.15527 | 0.15384 | 0.18104 | 305 | 18 | Spring | 0.25066 | 0.31384 | 0.31384 | 0.87696 | 0.40118 | 0.15384 | 0 | 0.58773 | 0.66614 | 0.85008 | 0.010158 | 0.027398 | 0.18104 | 0.3962 | 0.66614 | 0 | 0 | 0.85 | 0.85 | 0.85 | 0.85 | 0.87696 | 0.010158 | 0.50599 | 0 | 0.42211
2025-11-01 19:00 | 47083.8788 | 46766.3023 | 0 | 317.5765 | 0 | 0.15567 | 0.15437 | 0.17933 | 305 | 19 | Spring | 0.26664 | 0.33067 | 0.33067 | 0.8775 | 0.42487 | 0.15437 | 0 | 0.23069 | 0.66641 | 0.85008 | 0.010612 | 0.027398 | 0.17933 | 0.41363 | 0.66641 | 0 | 0 | 0.85 | 0.85 | 0.85 | 0.85 | 0.8775 | 0.010612 | 0.52452 | 0 | 0.39185
2025-11-01 20:00 | 46420.513 | 46110.9416 | 0 | 309.5714 | 0 | 0.15175 | 0.15063 | 0.17202 | 305 | 20 | Spring | 0.28392 | 0.33907 | 0.33907 | 0.87706 | 0.44583 | 0.15063 | 0 | 0 | 0.66641 | 0.85008 | 0.010717 | 0.013216 | 0.17202 | 0.41376 | 0.66641 | 0 | 0 | 0.85 | 0.85 | 0.85 | 0.85 | 0.87706 | 0.010717 | 0.52178 | 0 | 0.34357
2025-11-01 21:00 | 44151.644 | 43857.8743 | 0 | 293.7696 | 0 | 0.144 | 0.14289 | 0.16406 | 305 | 21 | Spring | 0.28852 | 0.33774 | 0.33774 | 0.87764 | 0.44688 | 0.14289 | 0 | 0 | 0.66641 | 0.85008 | 0.010682 | 0.0013328 | 0.16406 | 0.40821 | 0.66641 | 0 | 0 | 0.85 | 0.85 | 0.85 | 0.85 | 0.87764 | 0.010682 | 0.49219 | 0 | 0.10075
2025-11-01 22:00 | 40958.9499 | 40683.5574 | 0 | 275.3925 | 0 | 0.135 | 0.13408 | 0.15163 | 305 | 22 | Spring | 0.27883 | 0.33192 | 0.33192 | 0.87863 | 0.45017 | 0.13408 | 0 | 0 | 0.66641 | 0.85008 | 0.010717 | 0.0013328 | 0.15163 | 0.36384 | 0.66641 | 0 | 0 | 0.85 | 0.85 | 0.85 | 0.85 | 0.87863 | 0.010717 | 0.43629 | 0 | 0.081544
2025-11-01 23:00 | 37319.9087 | 37063.7665 | 0 | 256.1422 | 0 | 0.12556 | 0.12498 | 0.13612 | 305 | 23 | Spring | 0.26601 | 0.32932 | 0.32932 | 0.87267 | 0.42104 | 0.12498 | 0 | 0 | 0.65528 | 0.85008 | 0.011973 | 0.0013328 | 0.13612 | 0.30433 | 0.65528 | 0 | 0 | 0.85 | 0.85 | 0.85 | 0.85 | 0.87267 | 0.011973 | 0.38142 | 0 | 0.039465
2025-11-02 00:00 | 34776.3414 | 34531.5657 | 0 | 244.7757 | 0 | 0.11999 | 0.11967 | 0.12571 | 306 | 0 | Spring | 0.27877 | 0.32807 | 0.32807 | 0.86806 | 0.41526 | 0.11967 | 0 | 0 | 0.64562 | 0.85008 | 0.0133 | 0.00079999 | 0.12571 | 0.22892 | 0.64562 | 0 | 0 | 0.85 | 0.85 | 0.85 | 0.85 | 0.86806 | 0.0133 | 0.36461 | 0 | 0.048952
2025-11-02 01:00 | 34030.7827 | 33786.7715 | 0 | 244.0112 | 0 | 0.11961 | 0.11953 | 0.1211 | 306 | 1 | Spring | 0.27126 | 0.31736 | 0.31736 | 0.87726 | 0.38 | 0.11953 | 0 | 0 | 0.64562 | 0.85008 | 0.012357 | 0.00079999 | 0.1211 | 0.2248 | 0.64562 | 0 | 0 | 0.85 | 0.85 | 0.85 | 0.85 | 0.87726 | 0.012357 | 0.36019 | 0 | 0
2025-11-02 02:00 | 33893.6411 | 33645.3242 | 0 | 248.3169 | 0 | 0.12172 | 0.1217 | 0.12214 | 306 | 2 | Spring | 0.2611 | 0.30561 | 0.30561 | 0.87644 | 0.34552 | 0.1217 | 0 | 0 | 0.64562 | 0.85008 | 0.012462 | 0.00079999 | 0.12214 | 0.21959 | 0.64562 | 0 | 0 | 0.85 | 0.85 | 0.85 | 0.85 | 0.87644 | 0.012462 | 0.35507 | 0 | 0.0076969
2025-11-02 03:00 | 33923.0599 | 33665.1402 | 0 | 257.9197 | 0 | 0.12643 | 0.12676 | 0.12043 | 306 | 3 | Spring | 0.25348 | 0.29808 | 0.29808 | 0.87591 | 0.33422 | 0.12676 | 0 | 0 | 0.64562 | 0.85008 | 0.013439 | 0.00079999 | 0.12043 | 0.21762 | 0.64562 | 0 | 0 | 0.85 | 0.85 | 0.85 | 0.85 | 0.87591 | 0.013439 | 0.3547 | 0 | 0
2025-11-02 04:00 | 34292.9484 | 34022.3983 | 0 | 270.5501 | 0 | 0.13262 | 0.13323 | 0.12161 | 306 | 4 | Spring | 0.24517 | 0.29516 | 0.29516 | 0.87706 | 0.32769 | 0.13323 | 0 | 0 | 0.64562 | 0.85008 | 0.013579 | 0.00079999 | 0.12161 | 0.22054 | 0.64562 | 0 | 0 | 0.85 | 0.85 | 0.85 | 0.85 | 0.87706 | 0.013579 | 0.36068 | 0 | 0
2025-11-02 05:00 | 36831.6849 | 36554.5579 | 0 | 277.127 | 0 | 0.13585 | 0.13659 | 0.12246 | 306 | 5 | Spring | 0.24319 | 0.29542 | 0.29542 | 0.87925 | 0.32324 | 0.13659 | 0 | 0 | 0.64562 | 0.85008 | 0.013719 | 0.00079999 | 0.12246 | 0.24903 | 0.64562 | 0 | 0 | 0.85 | 0.85 | 0.85 | 0.85 | 0.87925 | 0.013719 | 0.38813 | 0 | 0
2025-11-02 06:00 | 38889.59 | 38624.22 | 0 | 265.37 | 0 | 0.13008 | 0.1308 | 0.11711 | 306 | 6 | Spring | 0.25416 | 0.29826 | 0.29826 | 0.88123 | 0.35611 | 0.1308 | 0 | 0 | 0.6501 | 0.85008 | 0.013404 | 0.00083936 | 0.11711 | 0.30317 | 0.6501 | 0 | 0 | 0.85 | 0.85 | 0.85 | 0.85 | 0.88123 | 0.013404 | 0.4151 | 0 | 0
2025-11-02 07:00 | 42593.5636 | 41777.1927 | 568.9312 | 247.4397 | 0.025694 | 0.12129 | 0.1218 | 0.11212 | 306 | 7 | Spring | 0.26383 | 0.30635 | 0.30635 | 0.88211 | 0.39696 | 0.1218 | 0.025694 | 0 | 0.65669 | 0.85008 | 0.012671 | 0.0010882 | 0.11212 | 0.29 | 0.65669 | 0 | 0 | 0.85 | 0.85 | 0.85 | 0.85 | 0.88211 | 0.012671 | 0.40054 | 0.017986 | 0.0096656
2025-11-02 08:00 | 42549.1886 | 39409.6441 | 2937.4742 | 202.0703 | 0.13266 | 0.099054 | 0.099201 | 0.096402 | 306 | 8 | Spring | 0.26441 | 0.30255 | 0.30255 | 0.88442 | 0.42633 | 0.099201 | 0.13266 | 0 | 0.65669 | 0.85008 | 0.012183 | 0.0010228 | 0.096402 | 0.28372 | 0.65669 | 0 | 0 | 0.85 | 0.85 | 0.85 | 0.85 | 0.88442 | 0.012183 | 0.39226 | 0.092864 | 0.029613
2025-11-02 09:00 | 44094.8229 | 38438.4213 | 5466.7421 | 189.6595 | 0.24689 | 0.09297 | 0.093696 | 0.079848 | 306 | 9 | Spring | 0.25911 | 0.30095 | 0.30095 | 0.88542 | 0.45108 | 0.093696 | 0.24689 | 0.38061 | 0.65642 | 0.85008 | 0.011659 | 0.00079999 | 0.079848 | 0.26073 | 0.65642 | 0 | 0 | 0.85 | 0.85 | 0.85 | 0.85 | 0.88542 | 0.011659 | 0.37528 | 0.17282 | 0
2025-11-02 10:00 | 44160.6172 | 36542.8345 | 7412.8857 | 204.897 | 0.33478 | 0.10044 | 0.10161 | 0.079259 | 306 | 10 | Spring | 0.26146 | 0.29721 | 0.29721 | 0.88641 | 0.4463 | 0.10161 | 0.33478 | 0.64871 | 0.65688 | 0.85008 | 0.011484 | 0.00079999 | 0.079259 | 0.27476 | 0.65688 | 0 | 0 | 0.85 | 0.85 | 0.85 | 0.85 | 0.88641 | 0.011484 | 0.37825 | 0.23435 | 0
2025-11-02 11:00 | 45330.4208 | 36530.2894 | 8585.5493 | 214.5821 | 0.38774 | 0.10519 | 0.10677 | 0.0765 | 306 | 11 | Spring | 0.25473 | 0.28311 | 0.28311 | 0.88809 | 0.41276 | 0.10677 | 0.38774 | 0.69148 | 0.65688 | 0.85008 | 0.01138 | 0.00079999 | 0.0765 | 0.29695 | 0.65688 | 0 | 0 | 0.85 | 0.85 | 0.85 | 0.85 | 0.88809 | 0.01138 | 0.38376 | 0.27142 | 0.0092363
2025-11-02 12:00 | 45426.7227 | 36312.3709 | 8889.271 | 225.0809 | 0.40146 | 0.11033 | 0.1123 | 0.074812 | 306 | 12 | Spring | 0.24979 | 0.27224 | 0.27224 | 0.88874 | 0.38152 | 0.1123 | 0.40146 | 0.67553 | 0.65688 | 0.85008 | 0.011484 | 0.00080167 | 0.074812 | 0.31905 | 0.65688 | 0 | 0 | 0.85 | 0.85 | 0.85 | 0.85 | 0.88874 | 0.011484 | 0.39243 | 0.28102 | 0.0092363
2025-11-02 13:00 | 43451.0304 | 34690.4902 | 8527.0758 | 233.4645 | 0.3851 | 0.11444 | 0.11698 | 0.068598 | 306 | 13 | Spring | 0.2448 | 0.25993 | 0.25993 | 0.88865 | 0.35645 | 0.11698 | 0.3851 | 0.66427 | 0.65688 | 0.85008 | 0.010123 | 0.00079999 | 0.068598 | 0.32335 | 0.65688 | 0 | 0 | 0.85 | 0.85 | 0.85 | 0.85 | 0.88865 | 0.010123 | 0.40028 | 0.26957 | 0.0092363
2025-11-02 14:00 | 42979.0543 | 35399.9275 | 7336.5421 | 242.5847 | 0.33133 | 0.11891 | 0.1217 | 0.068545 | 306 | 14 | Spring | 0.24385 | 0.25881 | 0.25881 | 0.88747 | 0.34975 | 0.1217 | 0.33133 | 0.65679 | 0.65688 | 0.85008 | 0.0099835 | 0.0013328 | 0.068545 | 0.32489 | 0.65688 | 0 | 0 | 0.85 | 0.85 | 0.85 | 0.85 | 0.88747 | 0.0099835 | 0.40115 | 0.23193 | 0.0094141
2025-11-02 15:00 | 42420.6271 | 36847.0954 | 5329.74 | 243.7917 | 0.2407 | 0.11951 | 0.12218 | 0.071116 | 306 | 15 | Spring | 0.24372 | 0.26351 | 0.26351 | 0.88663 | 0.34492 | 0.12218 | 0.2407 | 0.66692 | 0.65688 | 0.85008 | 0.010088 | 0.0013328 | 0.071116 | 0.33518 | 0.65688 | 0 | 0 | 0.85 | 0.85 | 0.85 | 0.85 | 0.88663 | 0.010088 | 0.4158 | 0.16849 | 0.0094141
2025-11-02 16:00 | 41569.6924 | 38486.3025 | 2840.6522 | 242.7377 | 0.12829 | 0.11899 | 0.12114 | 0.080143 | 306 | 16 | Spring | 0.24178 | 0.27908 | 0.27908 | 0.87629 | 0.34371 | 0.12114 | 0.12829 | 0.67652 | 0.66614 | 0.85008 | 0.010018 | 0.0013328 | 0.080143 | 0.36047 | 0.66614 | 0 | 0 | 0.85 | 0.85 | 0.85 | 0.85 | 0.87629 | 0.010018 | 0.43848 | 0.089803 | 0.0092363
2025-11-02 17:00 | 46148.6351 | 45376.7976 | 505.3063 | 266.5312 | 0.022821 | 0.13065 | 0.13255 | 0.096375 | 306 | 17 | Spring | 0.24363 | 0.29823 | 0.29823 | 0.87688 | 0.36264 | 0.13255 | 0.022821 | 0.6679 | 0.66614 | 0.85008 | 0.010018 | 0.0035317 | 0.096375 | 0.37417 | 0.66614 | 0 | 0 | 0.85 | 0.85 | 0.85 | 0.85 | 0.87688 | 0.010018 | 0.48342 | 0.015974 | 0.28272
2025-11-02 18:00 | 47080.6541 | 46787.7008 | 0 | 292.9533 | 0 | 0.1436 | 0.14525 | 0.11395 | 306 | 18 | Spring | 0.25066 | 0.31384 | 0.31384 | 0.87696 | 0.40118 | 0.14525 | 0 | 0.58773 | 0.66614 | 0.85008 | 0.010158 | 0.027398 | 0.11395 | 0.3962 | 0.66614 | 0 | 0 | 0.85 | 0.85 | 0.85 | 0.85 | 0.87696 | 0.010158 | 0.50599 | 0 | 0.42211
2025-11-02 19:00 | 47083.8788 | 46779.3786 | 0 | 304.5002 | 0 | 0.14926 | 0.15073 | 0.12279 | 306 | 19 | Spring | 0.26664 | 0.33067 | 0.33067 | 0.8775 | 0.42487 | 0.15073 | 0 | 0.23069 | 0.66641 | 0.85008 | 0.010612 | 0.027398 | 0.12279 | 0.41363 | 0.66641 | 0 | 0 | 0.85 | 0.85 | 0.85 | 0.85 | 0.8775 | 0.010612 | 0.52452 | 0 | 0.39185
2025-11-02 20:00 | 46420.513 | 46116.0217 | 0 | 304.4913 | 0 | 0.14926 | 0.15051 | 0.1267 | 306 | 20 | Spring | 0.28392 | 0.33907 | 0.33907 | 0.87706 | 0.44583 | 0.15051 | 0 | 0 | 0.66641 | 0.85008 | 0.010717 | 0.013216 | 0.1267 | 0.41376 | 0.66641 | 0 | 0 | 0.85 | 0.85 | 0.85 | 0.85 | 0.87706 | 0.010717 | 0.52178 | 0 | 0.34357
2025-11-02 21:00 | 44151.644 | 43843.861 | 0 | 307.7829 | 0 | 0.15087 | 0.15214 | 0.12806 | 306 | 21 | Spring | 0.28852 | 0.33774 | 0.33774 | 0.87764 | 0.44688 | 0.15214 | 0 | 0 | 0.66641 | 0.85008 | 0.010682 | 0.0013328 | 0.12806 | 0.40821 | 0.66641 | 0 | 0 | 0.85 | 0.85 | 0.85 | 0.85 | 0.87764 | 0.010682 | 0.49219 | 0 | 0.10075
2025-11-02 22:00 | 40958.9499 | 40644.6098 | 0 | 314.3401 | 0 | 0.15409 | 0.15553 | 0.12801 | 306 | 22 | Spring | 0.27883 | 0.33192 | 0.33192 | 0.87863 | 0.45017 | 0.15553 | 0 | 0 | 0.66641 | 0.85008 | 0.010717 | 0.0013328 | 0.12801 | 0.36384 | 0.66641 | 0 | 0 | 0.85 | 0.85 | 0.85 | 0.85 | 0.87863 | 0.010717 | 0.43629 | 0 | 0.081544
2025-11-02 23:00 | 37319.9087 | 37001.3262 | 0 | 318.5825 | 0 | 0.15617 | 0.15784 | 0.12592 | 306 | 23 | Spring | 0.26601 | 0.32932 | 0.32932 | 0.87267 | 0.42104 | 0.15784 | 0 | 0 | 0.65528 | 0.85008 | 0.011973 | 0.0013328 | 0.12592 | 0.30433 | 0.65528 | 0 | 0 | 0.85 | 0.85 | 0.85 | 0.85 | 0.87267 | 0.011973 | 0.38142 | 0 | 0.039465
2025-11-03 00:00 | 57385.1612 | 57057.2966 | 0 | 327.8647 | 0 | 0.16072 | 0.16276 | 0.12375 | 307 | 0 | Fall | 0.40086 | 0.41408 | 0.41408 | 0.9324 | 0.29275 | 0.16276 | 0 | 0 | 0.65196 | 0.85008 | 0.011834 | 0.0070257 | 0.12375 | 0.40145 | 0.65196 | 0 | 0 | 0.85 | 0.85 | 0.85 | 0.85 | 0.9324 | 0.011834 | 0.52583 | 0 | 0.01542
2025-11-03 01:00 | 56677.9319 | 56343.4601 | 0 | 334.4718 | 0 | 0.16396 | 0.16614 | 0.12453 | 307 | 1 | Fall | 0.37675 | 0.40095 | 0.40095 | 0.93332 | 0.26062 | 0.16614 | 0 | 0 | 0.65196 | 0.85008 | 0.012078 | 0.0070257 | 0.12453 | 0.38521 | 0.65196 | 0 | 0 | 0.85 | 0.85 | 0.85 | 0.85 | 0.93332 | 0.012078 | 0.49927 | 0 | 0
2025-11-03 02:00 | 56473.8532 | 56127.9797 | 0 | 345.8736 | 0 | 0.16955 | 0.17174 | 0.12983 | 307 | 2 | Fall | 0.36036 | 0.37824 | 0.37824 | 0.93336 | 0.22473 | 0.17174 | 0 | 0 | 0.65196 | 0.85008 | 0.012357 | 0.0070257 | 0.12983 | 0.38017 | 0.65196 | 0 | 0 | 0.85 | 0.85 | 0.85 | 0.85 | 0.93336 | 0.012357 | 0.49291 | 0 | 0
2025-11-03 03:00 | 56524.1009 | 56168.0173 | 0 | 356.0836 | 0 | 0.17455 | 0.17662 | 0.13706 | 307 | 3 | Fall | 0.34783 | 0.36163 | 0.36163 | 0.93289 | 0.18289 | 0.17662 | 0 | 0 | 0.64813 | 0.85008 | 0.012532 | 0.0070257 | 0.13706 | 0.37147 | 0.64813 | 0 | 0 | 0.85 | 0.85 | 0.85 | 0.85 | 0.93289 | 0.012532 | 0.48498 | 0 | 0
2025-11-03 04:00 | 57119.0021 | 56756.6549 | 0 | 362.3472 | 0 | 0.17762 | 0.17932 | 0.14697 | 307 | 4 | Fall | 0.34209 | 0.36519 | 0.36519 | 0.93361 | 0.16879 | 0.17932 | 0 | 0 | 0.65104 | 0.85008 | 0.012532 | 0.0070257 | 0.14697 | 0.37052 | 0.65104 | 0 | 0 | 0.85 | 0.85 | 0.85 | 0.85 | 0.93361 | 0.012532 | 0.48267 | 0 | 0
2025-11-03 05:00 | 61680.502 | 61303.4878 | 0 | 377.0142 | 0 | 0.18481 | 0.18629 | 0.15812 | 307 | 5 | Fall | 0.34482 | 0.37756 | 0.37756 | 0.93576 | 0.17276 | 0.18629 | 0 | 0 | 0.65104 | 0.85008 | 0.012497 | 0.0064921 | 0.15812 | 0.37314 | 0.65104 | 0 | 0 | 0.85 | 0.85 | 0.85 | 0.85 | 0.93576 | 0.012497 | 0.48379 | 0 | 0
2025-11-03 06:00 | 69017.8418 | 68633.4126 | 0 | 384.4292 | 0 | 0.18845 | 0.18984 | 0.16318 | 307 | 6 | Fall | 0.36517 | 0.39941 | 0.39941 | 0.93715 | 0.18574 | 0.18984 | 0 | 0 | 0.65331 | 0.85008 | 0.012462 | 0.0064921 | 0.16318 | 0.36964 | 0.65331 | 0 | 0 | 0.85 | 0.85 | 0.85 | 0.85 | 0.93715 | 0.012462 | 0.46504 | 0 | 0
2025-11-03 07:00 | 76311.8637 | 75486.2782 | 456.2947 | 369.2908 | 0.020607 | 0.18102 | 0.18231 | 0.15779 | 307 | 7 | Fall | 0.38197 | 0.40891 | 0.40891 | 0.93839 | 0.20415 | 0.18231 | 0.020607 | 0 | 0.65331 | 0.85008 | 0.012392 | 0.0064921 | 0.15779 | 0.36205 | 0.65331 | 0 | 0 | 0.85 | 0.85 | 0.85 | 0.85 | 0.93839 | 0.012392 | 0.44968 | 0.014425 | 0
2025-11-03 08:00 | 72700.9136 | 69810.274 | 2569.5193 | 321.1203 | 0.11604 | 0.15741 | 0.15834 | 0.14057 | 307 | 8 | Fall | 0.39185 | 0.40697 | 0.40697 | 0.93566 | 0.21485 | 0.15834 | 0.11604 | 0.16223 | 0.65331 | 0.85008 | 0.012357 | 0.0064921 | 0.14057 | 0.40198 | 0.65331 | 0 | 0 | 0.85 | 0.85 | 0.85 | 0.85 | 0.93566 | 0.012357 | 0.45998 | 0.081231 | 0
2025-11-03 09:00 | 71667.4189 | 66051.1883 | 5298.928 | 317.3026 | 0.23931 | 0.15554 | 0.15738 | 0.1223 | 307 | 9 | Fall | 0.39166 | 0.40877 | 0.40877 | 0.92982 | 0.21991 | 0.15738 | 0.23931 | 0.44952 | 0.65113 | 0.85008 | 0.012252 | 0.0064921 | 0.1223 | 0.39032 | 0.65113 | 0 | 0 | 0.85 | 0.85 | 0.85 | 0.85 | 0.92982 | 0.012252 | 0.46381 | 0.16752 | 0
2025-11-03 10:00 | 70564.9339 | 62214.3896 | 8004.0452 | 346.4991 | 0.36148 | 0.16985 | 0.17259 | 0.12043 | 307 | 10 | Fall | 0.40411 | 0.42068 | 0.42068 | 0.92508 | 0.22175 | 0.17259 | 0.36148 | 0.57836 | 0.66261 | 0.85008 | 0.012218 | 0.0064921 | 0.12043 | 0.44411 | 0.66261 | 0 | 0 | 0.85 | 0.85 | 0.85 | 0.85 | 0.92508 | 0.012218 | 0.49846 | 0.25304 | 0
2025-11-03 11:00 | 67988.5368 | 57871.5596 | 9775.8504 | 341.1267 | 0.4415 | 0.16722 | 0.16994 | 0.11812 | 307 | 11 | Fall | 0.41644 | 0.43336 | 0.43336 | 0.9244 | 0.22921 | 0.16994 | 0.4415 | 0.61146 | 0.66261 | 0.85008 | 0.011903 | 0.0067811 | 0.11812 | 0.48314 | 0.66261 | 0 | 0 | 0.85 | 0.85 | 0.85 | 0.85 | 0.9244 | 0.011903 | 0.55063 | 0.30905 | 0
2025-11-03 12:00 | 67697.2653 | 57138.5611 | 10227.8095 | 330.8947 | 0.46191 | 0.1622 | 0.16463 | 0.11831 | 307 | 12 | Fall | 0.43539 | 0.4543 | 0.4543 | 0.92402 | 0.24522 | 0.16463 | 0.46191 | 0.64788 | 0.66261 | 0.85008 | 0.011903 | 0.0064921 | 0.11831 | 0.53927 | 0.66261 | 0 | 0 | 0.85 | 0.85 | 0.85 | 0.85 | 0.92402 | 0.011903 | 0.58716 | 0.32334 | 0
2025-11-03 13:00 | 68101.4519 | 58249.3903 | 9525.1229 | 326.9387 | 0.43017 | 0.16026 | 0.1625 | 0.11981 | 307 | 13 | Fall | 0.46136 | 0.47855 | 0.47855 | 0.92234 | 0.2669 | 0.1625 | 0.43017 | 0.6577 | 0.66261 | 0.85008 | 0.011694 | 0.0098579 | 0.11981 | 0.58521 | 0.66261 | 0 | 0 | 0.85 | 0.85 | 0.85 | 0.85 | 0.92234 | 0.011694 | 0.60493 | 0.30112 | 0
2025-11-03 14:00 | 68383.162 | 60146.5817 | 7915.0518 | 321.5284 | 0.35746 | 0.15761 | 0.15959 | 0.12187 | 307 | 14 | Fall | 0.48366 | 0.49376 | 0.49376 | 0.92148 | 0.3113 | 0.15959 | 0.35746 | 0.654 | 0.66424 | 0.85008 | 0.011659 | 0.015065 | 0.12187 | 0.62713 | 0.66424 | 0 | 0 | 0.85 | 0.85 | 0.85 | 0.85 | 0.92148 | 0.011659 | 0.61302 | 0.25022 | 0
2025-11-03 15:00 | 68585.0046 | 62716.4505 | 5556.1964 | 312.3577 | 0.25093 | 0.15312 | 0.15481 | 0.12254 | 307 | 15 | Fall | 0.50654 | 0.50702 | 0.50702 | 0.92059 | 0.39325 | 0.15481 | 0.25093 | 0.65838 | 0.66424 | 0.85008 | 0.011415 | 0.018179 | 0.12254 | 0.6525 | 0.66424 | 0 | 0 | 0.85 | 0.85 | 0.85 | 0.85 | 0.92059 | 0.011415 | 0.63439 | 0.17565 | 0.00017779
2025-11-03 16:00 | 69184.8461 | 66088.6502 | 2796.4891 | 299.7068 | 0.1263 | 0.14692 | 0.14812 | 0.12517 | 307 | 16 | Fall | 0.52814 | 0.52024 | 0.52024 | 0.92028 | 0.45282 | 0.14812 | 0.1263 | 0.66367 | 0.66641 | 0.85008 | 0.011903 | 0.018609 | 0.12517 | 0.68032 | 0.66641 | 0 | 0 | 0.85 | 0.85 | 0.85 | 0.85 | 0.92028 | 0.011903 | 0.64677 | 0.088407 | 0.03688
2025-11-03 17:00 | 73058.8561 | 72274.7822 | 468.9782 | 315.0957 | 0.02118 | 0.15446 | 0.15545 | 0.13653 | 307 | 17 | Fall | 0.55921 | 0.52787 | 0.52787 | 0.92028 | 0.49849 | 0.15545 | 0.02118 | 0.6549 | 0.66641 | 0.85008 | 0.012497 | 0.02092 | 0.13653 | 0.69339 | 0.66641 | 0 | 0 | 0.85 | 0.85 | 0.85 | 0.85 | 0.92028 | 0.012497 | 0.65974 | 0.014826 | 0.46447
2025-11-03 18:00 | 74236.7932 | 73902.3116 | 0 | 334.4816 | 0 | 0.16396 | 0.16503 | 0.14459 | 307 | 18 | Fall | 0.56981 | 0.53326 | 0.53326 | 0.92026 | 0.51472 | 0.16503 | 0 | 0.58607 | 0.66641 | 0.85008 | 0.012776 | 0.030806 | 0.14459 | 0.72066 | 0.66641 | 0 | 0 | 0.85 | 0.85 | 0.85 | 0.85 | 0.92026 | 0.012776 | 0.67697 | 0 | 0.42382
2025-11-03 19:00 | 73395.5755 | 73057.8477 | 0 | 337.7277 | 0 | 0.16555 | 0.1667 | 0.1448 | 307 | 19 | Fall | 0.58792 | 0.53844 | 0.53844 | 0.92081 | 0.51215 | 0.1667 | 0 | 0.30172 | 0.66641 | 0.85008 | 0.012985 | 0.040504 | 0.1448 | 0.70767 | 0.66641 | 0 | 0 | 0.85 | 0.85 | 0.85 | 0.85 | 0.92081 | 0.012985 | 0.6913 | 0 | 0.3403
2025-11-03 20:00 | 71412.1668 | 71078.0799 | 0 | 334.0869 | 0 | 0.16377 | 0.16511 | 0.13945 | 307 | 20 | Fall | 0.58769 | 0.53296 | 0.53296 | 0.92152 | 0.47501 | 0.16511 | 0 | 0.0006045 | 0.66641 | 0.85008 | 0.012671 | 0.027207 | 0.13945 | 0.69538 | 0.66641 | 0 | 0 | 0.85 | 0.85 | 0.85 | 0.85 | 0.92152 | 0.012671 | 0.69331 | 0 | 0.11348
2025-11-03 21:00 | 68613.0051 | 68281.6903 | 0 | 331.3148 | 0 | 0.16241 | 0.16397 | 0.13422 | 307 | 21 | Fall | 0.5589 | 0.51972 | 0.51972 | 0.92369 | 0.43894 | 0.16397 | 0 | 0 | 0.66478 | 0.85008 | 0.012741 | 0.015558 | 0.13422 | 0.62275 | 0.66478 | 0 | 0 | 0.85 | 0.85 | 0.85 | 0.85 | 0.92369 | 0.012741 | 0.67279 | 0 | 0.16147
2025-11-03 22:00 | 64021.4986 | 63689.7974 | 0 | 331.7012 | 0 | 0.1626 | 0.16429 | 0.13203 | 307 | 22 | Fall | 0.51728 | 0.4948 | 0.4948 | 0.92621 | 0.40003 | 0.16429 | 0 | 0 | 0.66478 | 0.85008 | 0.012881 | 0.0070257 | 0.13203 | 0.54639 | 0.66478 | 0 | 0 | 0.85 | 0.85 | 0.85 | 0.85 | 0.92621 | 0.012881 | 0.63052 | 0 | 0.1153
2025-11-03 23:00 | 59469.9993 | 59124.5144 | 0 | 345.4849 | 0 | 0.16936 | 0.17132 | 0.13382 | 307 | 23 | Fall | 0.47532 | 0.45627 | 0.45627 | 0.92842 | 0.36928 | 0.17132 | 0 | 0 | 0.65567 | 0.85008 | 0.012252 | 0.0070257 | 0.13382 | 0.47566 | 0.65567 | 0 | 0 | 0.85 | 0.85 | 0.85 | 0.85 | 0.92842 | 0.012252 | 0.56646 | 0 | 0.067351
2025-11-04 00:00 | 57385.1612 | 57014.7675 | 0 | 370.3938 | 0 | 0.18157 | 0.18376 | 0.14196 | 308 | 0 | Fall | 0.40086 | 0.41408 | 0.41408 | 0.9324 | 0.29275 | 0.18376 | 0 | 0 | 0.65196 | 0.85008 | 0.011834 | 0.0070257 | 0.14196 | 0.40145 | 0.65196 | 0 | 0 | 0.85 | 0.85 | 0.85 | 0.85 | 0.9324 | 0.011834 | 0.52583 | 0 | 0.01542
2025-11-04 01:00 | 56677.9319 | 56285.6453 | 0 | 392.2866 | 0 | 0.1923 | 0.19428 | 0.1564 | 308 | 1 | Fall | 0.37675 | 0.40095 | 0.40095 | 0.93332 | 0.26062 | 0.19428 | 0 | 0 | 0.65196 | 0.85008 | 0.012078 | 0.0070257 | 0.1564 | 0.38521 | 0.65196 | 0 | 0 | 0.85 | 0.85 | 0.85 | 0.85 | 0.93332 | 0.012078 | 0.49927 | 0 | 0
2025-11-04 02:00 | 56473.8532 | 56073.1121 | 0 | 400.7412 | 0 | 0.19644 | 0.19762 | 0.17518 | 308 | 2 | Fall | 0.36036 | 0.37824 | 0.37824 | 0.93336 | 0.22473 | 0.19762 | 0 | 0 | 0.65196 | 0.85008 | 0.012357 | 0.0070257 | 0.17518 | 0.38017 | 0.65196 | 0 | 0 | 0.85 | 0.85 | 0.85 | 0.85 | 0.93336 | 0.012357 | 0.49291 | 0 | 0
2025-11-04 03:00 | 56524.1009 | 56116.9334 | 0 | 407.1675 | 0 | 0.19959 | 0.20005 | 0.19133 | 308 | 3 | Fall | 0.34783 | 0.36163 | 0.36163 | 0.93289 | 0.18289 | 0.20005 | 0 | 0 | 0.64813 | 0.85008 | 0.012532 | 0.0070257 | 0.19133 | 0.37147 | 0.64813 | 0 | 0 | 0.85 | 0.85 | 0.85 | 0.85 | 0.93289 | 0.012532 | 0.48498 | 0 | 0
2025-11-04 04:00 | 57119.0021 | 56714.6749 | 0 | 404.3272 | 0 | 0.1982 | 0.19808 | 0.20036 | 308 | 4 | Fall | 0.34209 | 0.36519 | 0.36519 | 0.93361 | 0.16879 | 0.19808 | 0 | 0 | 0.65104 | 0.85008 | 0.012532 | 0.0070257 | 0.20036 | 0.37052 | 0.65104 | 0 | 0 | 0.85 | 0.85 | 0.85 | 0.85 | 0.93361 | 0.012532 | 0.48267 | 0 | 0
2025-11-04 05:00 | 61680.502 | 61285.2638 | 0 | 395.2382 | 0 | 0.19374 | 0.19314 | 0.2047 | 308 | 5 | Fall | 0.34482 | 0.37756 | 0.37756 | 0.93576 | 0.17276 | 0.19314 | 0 | 0 | 0.65104 | 0.85008 | 0.012497 | 0.0064921 | 0.2047 | 0.37314 | 0.65104 | 0 | 0 | 0.85 | 0.85 | 0.85 | 0.85 | 0.93576 | 0.012497 | 0.48379 | 0 | 0
2025-11-04 06:00 | 69017.8418 | 68636.5502 | 0 | 381.2915 | 0 | 0.18691 | 0.18597 | 0.20392 | 308 | 6 | Fall | 0.36517 | 0.39941 | 0.39941 | 0.93715 | 0.18574 | 0.18597 | 0 | 0 | 0.65331 | 0.85008 | 0.012462 | 0.0064921 | 0.20392 | 0.36964 | 0.65331 | 0 | 0 | 0.85 | 0.85 | 0.85 | 0.85 | 0.93715 | 0.012462 | 0.46504 | 0 | 0
2025-11-04 07:00 | 76311.8637 | 75370.3166 | 579.5115 | 362.0355 | 0.026172 | 0.17747 | 0.17632 | 0.19816 | 308 | 7 | Fall | 0.38197 | 0.40891 | 0.40891 | 0.93839 | 0.20415 | 0.17632 | 0.026172 | 0 | 0.65331 | 0.85008 | 0.012392 | 0.0064921 | 0.19816 | 0.36205 | 0.65331 | 0 | 0 | 0.85 | 0.85 | 0.85 | 0.85 | 0.93839 | 0.012392 | 0.44968 | 0.01832 | 0
2025-11-04 08:00 | 72715.8706 | 69227.6197 | 3151.6393 | 336.6116 | 0.14233 | 0.16501 | 0.16379 | 0.18702 | 308 | 8 | Fall | 0.39185 | 0.40697 | 0.40697 | 0.93566 | 0.21485 | 0.16379 | 0.14233 | 0.16223 | 0.65331 | 0.85008 | 0.012357 | 0.0064921 | 0.18702 | 0.40198 | 0.65331 | 0 | 0 | 0.85 | 0.85 | 0.85 | 0.85 | 0.93566 | 0.012357 | 0.45998 | 0.099634 | 0
2025-11-04 09:00 | 71667.4189 | 65384.2625 | 5932.6871 | 350.4692 | 0.26793 | 0.1718 | 0.17146 | 0.17788 | 308 | 9 | Fall | 0.39166 | 0.40877 | 0.40877 | 0.92982 | 0.21991 | 0.17146 | 0.26793 | 0.44952 | 0.65113 | 0.85008 | 0.012252 | 0.0064921 | 0.17788 | 0.39032 | 0.65113 | 0 | 0 | 0.85 | 0.85 | 0.85 | 0.85 | 0.92982 | 0.012252 | 0.46381 | 0.18755 | 0
2025-11-04 10:00 | 70564.9339 | 62027.8006 | 8189.6775 | 347.4558 | 0.36986 | 0.17032 | 0.17024 | 0.17186 | 308 | 10 | Fall | 0.40411 | 0.42068 | 0.42068 | 0.92508 | 0.22175 | 0.17024 | 0.36986 | 0.57836 | 0.66261 | 0.85008 | 0.012218 | 0.0064921 | 0.17186 | 0.44411 | 0.66261 | 0 | 0 | 0.85 | 0.85 | 0.85 | 0.85 | 0.92508 | 0.012218 | 0.49846 | 0.2589 | 0
2025-11-04 11:00 | 67822.0666 | 58034.9954 | 9457.0453 | 330.0259 | 0.4271 | 0.16178 | 0.16166 | 0.16393 | 308 | 11 | Fall | 0.41644 | 0.43336 | 0.43336 | 0.9244 | 0.22921 | 0.16166 | 0.4271 | 0.61146 | 0.66261 | 0.85008 | 0.011903 | 0.0067811 | 0.16393 | 0.48314 | 0.66261 | 0 | 0 | 0.85 | 0.85 | 0.85 | 0.85 | 0.9244 | 0.011903 | 0.55063 | 0.29897 | 0
2025-11-04 12:00 | 66963.1695 | 56999.288 | 9647.244 | 316.6375 | 0.43569 | 0.15521 | 0.15499 | 0.15929 | 308 | 12 | Fall | 0.43539 | 0.4543 | 0.4543 | 0.92402 | 0.24522 | 0.15499 | 0.43569 | 0.64788 | 0.66261 | 0.85008 | 0.011903 | 0.0064921 | 0.15929 | 0.53927 | 0.66261 | 0 | 0 | 0.85 | 0.85 | 0.85 | 0.85 | 0.92402 | 0.011903 | 0.58716 | 0.30498 | 0
2025-11-04 13:00 | 66741.0782 | 57598.6959 | 8832.8204 | 309.5619 | 0.39891 | 0.15175 | 0.15159 | 0.1545 | 308 | 13 | Fall | 0.46136 | 0.47855 | 0.47855 | 0.92234 | 0.2669 | 0.15159 | 0.39891 | 0.6577 | 0.66261 | 0.85008 | 0.011694 | 0.0098579 | 0.1545 | 0.58521 | 0.66261 | 0 | 0 | 0.85 | 0.85 | 0.85 | 0.85 | 0.92234 | 0.011694 | 0.60493 | 0.27924 | 0
2025-11-04 14:00 | 66572.6038 | 58903.6262 | 7360.766 | 308.2116 | 0.33243 | 0.15108 | 0.15111 | 0.15059 | 308 | 14 | Fall | 0.48366 | 0.49376 | 0.49376 | 0.92148 | 0.3113 | 0.15111 | 0.33243 | 0.654 | 0.66424 | 0.85008 | 0.011659 | 0.015065 | 0.15059 | 0.62713 | 0.66424 | 0 | 0 | 0.85 | 0.85 | 0.85 | 0.85 | 0.92148 | 0.011659 | 0.61302 | 0.2327 | 0
2025-11-04 15:00 | 67010.1084 | 61281.6476 | 5416.46 | 312.0008 | 0.24462 | 0.15294 | 0.15316 | 0.14898 | 308 | 15 | Fall | 0.50654 | 0.50702 | 0.50702 | 0.92059 | 0.39325 | 0.15316 | 0.24462 | 0.65838 | 0.66424 | 0.85008 | 0.011415 | 0.018179 | 0.14898 | 0.6525 | 0.66424 | 0 | 0 | 0.85 | 0.85 | 0.85 | 0.85 | 0.92059 | 0.011415 | 0.63439 | 0.17123 | 0.00017779
2025-11-04 16:00 | 68362.7721 | 65104.7608 | 2940.2208 | 317.7905 | 0.13279 | 0.15578 | 0.15605 | 0.15083 | 308 | 16 | Fall | 0.52814 | 0.52024 | 0.52024 | 0.92028 | 0.45282 | 0.15605 | 0.13279 | 0.66367 | 0.66641 | 0.85008 | 0.011903 | 0.018609 | 0.15083 | 0.68032 | 0.66641 | 0 | 0 | 0.85 | 0.85 | 0.85 | 0.85 | 0.92028 | 0.011903 | 0.64677 | 0.09295 | 0.03688
2025-11-04 17:00 | 73058.8561 | 72233.7213 | 498.589 | 326.5458 | 0.022517 | 0.16007 | 0.16029 | 0.15608 | 308 | 17 | Fall | 0.55921 | 0.52787 | 0.52787 | 0.92028 | 0.49849 | 0.16029 | 0.022517 | 0.6549 | 0.66641 | 0.85008 | 0.012497 | 0.02092 | 0.15608 | 0.69339 | 0.66641 | 0 | 0 | 0.85 | 0.85 | 0.85 | 0.85 | 0.92028 | 0.012497 | 0.65974 | 0.015762 | 0.46447
2025-11-04 18:00 | 74236.7932 | 73911.9437 | 0 | 324.8496 | 0 | 0.15924 | 0.15917 | 0.16055 | 308 | 18 | Fall | 0.56981 | 0.53326 | 0.53326 | 0.92026 | 0.51472 | 0.15917 | 0 | 0.58607 | 0.66641 | 0.85008 | 0.012776 | 0.030806 | 0.16055 | 0.72066 | 0.66641 | 0 | 0 | 0.85 | 0.85 | 0.85 | 0.85 | 0.92026 | 0.012776 | 0.67697 | 0 | 0.42382
2025-11-04 19:00 | 73395.5755 | 73086.4646 | 0 | 309.1108 | 0 | 0.15152 | 0.15107 | 0.15972 | 308 | 19 | Fall | 0.58792 | 0.53844 | 0.53844 | 0.92081 | 0.51215 | 0.15107 | 0 | 0.30172 | 0.66641 | 0.85008 | 0.012985 | 0.040504 | 0.15972 | 0.70767 | 0.66641 | 0 | 0 | 0.85 | 0.85 | 0.85 | 0.85 | 0.92081 | 0.012985 | 0.6913 | 0 | 0.3403
2025-11-04 20:00 | 71412.1668 | 71117.2945 | 0 | 294.8723 | 0 | 0.14455 | 0.14376 | 0.15876 | 308 | 20 | Fall | 0.58769 | 0.53296 | 0.53296 | 0.92152 | 0.47501 | 0.14376 | 0 | 0.0006045 | 0.66641 | 0.85008 | 0.012671 | 0.027207 | 0.15876 | 0.69538 | 0.66641 | 0 | 0 | 0.85 | 0.85 | 0.85 | 0.85 | 0.92152 | 0.012671 | 0.69331 | 0 | 0.11348
2025-11-04 21:00 | 68613.0051 | 68327.6079 | 0 | 285.3972 | 0 | 0.1399 | 0.1389 | 0.15804 | 308 | 21 | Fall | 0.5589 | 0.51972 | 0.51972 | 0.92369 | 0.43894 | 0.1389 | 0 | 0 | 0.66478 | 0.85008 | 0.012741 | 0.015558 | 0.15804 | 0.62275 | 0.66478 | 0 | 0 | 0.85 | 0.85 | 0.85 | 0.85 | 0.92369 | 0.012741 | 0.67279 | 0 | 0.16147
2025-11-04 22:00 | 64021.4986 | 63741.8819 | 0 | 279.6167 | 0 | 0.13707 | 0.13608 | 0.15482 | 308 | 22 | Fall | 0.51728 | 0.4948 | 0.4948 | 0.92621 | 0.40003 | 0.13608 | 0 | 0 | 0.66478 | 0.85008 | 0.012881 | 0.0070257 | 0.15482 | 0.54639 | 0.66478 | 0 | 0 | 0.85 | 0.85 | 0.85 | 0.85 | 0.92621 | 0.012881 | 0.63052 | 0 | 0.1153
2025-11-04 23:00 | 59469.9993 | 59191.4515 | 0 | 278.5479 | 0 | 0.13654 | 0.13586 | 0.14882 | 308 | 23 | Fall | 0.47532 | 0.45627 | 0.45627 | 0.92842 | 0.36928 | 0.13586 | 0 | 0 | 0.65567 | 0.85008 | 0.012252 | 0.0070257 | 0.14882 | 0.47566 | 0.65567 | 0 | 0 | 0.85 | 0.85 | 0.85 | 0.85 | 0.92842 | 0.012252 | 0.56646 | 0 | 0.067351
2025-11-05 00:00 | 57385.1612 | 57100.2673 | 0 | 284.894 | 0 | 0.13965 | 0.13938 | 0.14462 | 309 | 0 | Fall | 0.40086 | 0.41408 | 0.41408 | 0.9324 | 0.29275 | 0.13938 | 0 | 0 | 0.65196 | 0.85008 | 0.011834 | 0.0070257 | 0.14462 | 0.40145 | 0.65196 | 0 | 0 | 0.85 | 0.85 | 0.85 | 0.85 | 0.9324 | 0.011834 | 0.52583 | 0 | 0.01542
2025-11-05 01:00 | 56677.9319 | 56383.2213 | 0 | 294.7106 | 0 | 0.14447 | 0.1445 | 0.14381 | 309 | 1 | Fall | 0.37675 | 0.40095 | 0.40095 | 0.93332 | 0.26062 | 0.1445 | 0 | 0 | 0.65196 | 0.85008 | 0.012078 | 0.0070257 | 0.14381 | 0.38521 | 0.65196 | 0 | 0 | 0.85 | 0.85 | 0.85 | 0.85 | 0.93332 | 0.012078 | 0.49927 | 0 | 0
2025-11-05 02:00 | 56473.8532 | 56169.9072 | 0 | 303.946 | 0 | 0.14899 | 0.1493 | 0.14338 | 309 | 2 | Fall | 0.36036 | 0.37824 | 0.37824 | 0.93336 | 0.22473 | 0.1493 | 0 | 0 | 0.65196 | 0.85008 | 0.012357 | 0.0070257 | 0.14338 | 0.38017 | 0.65196 | 0 | 0 | 0.85 | 0.85 | 0.85 | 0.85 | 0.93336 | 0.012357 | 0.49291 | 0 | 0
2025-11-05 03:00 | 56524.1009 | 56212.7724 | 0 | 311.3285 | 0 | 0.15261 | 0.15292 | 0.14705 | 309 | 3 | Fall | 0.34783 | 0.36163 | 0.36163 | 0.93289 | 0.18289 | 0.15292 | 0 | 0 | 0.64813 | 0.85008 | 0.012532 | 0.0070257 | 0.14705 | 0.37147 | 0.64813 | 0 | 0 | 0.85 | 0.85 | 0.85 | 0.85 | 0.93289 | 0.012532 | 0.48498 | 0 | 0
2025-11-05 04:00 | 57119.0021 | 56797.5944 | 0 | 321.4077 | 0 | 0.15755 | 0.15774 | 0.15415 | 309 | 4 | Fall | 0.34209 | 0.36519 | 0.36519 | 0.93361 | 0.16879 | 0.15774 | 0 | 0 | 0.65104 | 0.85008 | 0.012532 | 0.0070257 | 0.15415 | 0.37052 | 0.65104 | 0 | 0 | 0.85 | 0.85 | 0.85 | 0.85 | 0.93361 | 0.012532 | 0.48267 | 0 | 0
2025-11-05 05:00 | 61680.502 | 61351.8 | 0 | 328.702 | 0 | 0.16113 | 0.16126 | 0.15881 | 309 | 5 | Fall | 0.34482 | 0.37756 | 0.37756 | 0.93576 | 0.17276 | 0.16126 | 0 | 0 | 0.65104 | 0.85008 | 0.012497 | 0.0064921 | 0.15881 | 0.37314 | 0.65104 | 0 | 0 | 0.85 | 0.85 | 0.85 | 0.85 | 0.93576 | 0.012497 | 0.48379 | 0 | 0
2025-11-05 06:00 | 69017.8418 | 68691.8612 | 0 | 325.9805 | 0 | 0.15979 | 0.16017 | 0.15297 | 309 | 6 | Fall | 0.36517 | 0.39941 | 0.39941 | 0.93715 | 0.18574 | 0.16017 | 0 | 0 | 0.65331 | 0.85008 | 0.012462 | 0.0064921 | 0.15297 | 0.36964 | 0.65331 | 0 | 0 | 0.85 | 0.85 | 0.85 | 0.85 | 0.93715 | 0.012462 | 0.46504 | 0 | 0
2025-11-05 07:00 | 76311.8637 | 75450.0577 | 546.0959 | 315.71 | 0.024663 | 0.15476 | 0.15525 | 0.1459 | 309 | 7 | Fall | 0.38197 | 0.40891 | 0.40891 | 0.93839 | 0.20415 | 0.15525 | 0.024663 | 0 | 0.65331 | 0.85008 | 0.012392 | 0.0064921 | 0.1459 | 0.36205 | 0.65331 | 0 | 0 | 0.85 | 0.85 | 0.85 | 0.85 | 0.93839 | 0.012392 | 0.44968 | 0.017264 | 0
2025-11-05 08:00 | 72731.1021 | 69470.201 | 2992.432 | 268.469 | 0.13514 | 0.1316 | 0.13144 | 0.13446 | 309 | 8 | Fall | 0.39185 | 0.40697 | 0.40697 | 0.93566 | 0.21485 | 0.13144 | 0.13514 | 0.16223 | 0.65331 | 0.85008 | 0.012357 | 0.0064921 | 0.13446 | 0.40198 | 0.65331 | 0 | 0 | 0.85 | 0.85 | 0.85 | 0.85 | 0.93566 | 0.012357 | 0.45998 | 0.094601 | 0
2025-11-05 09:00 | 71667.4189 | 65865.8299 | 5519.4795 | 282.1095 | 0.24927 | 0.13829 | 0.13884 | 0.12838 | 309 | 9 | Fall | 0.39166 | 0.40877 | 0.40877 | 0.92982 | 0.21991 | 0.13884 | 0.24927 | 0.44952 | 0.65113 | 0.85008 | 0.012252 | 0.0064921 | 0.12838 | 0.39032 | 0.65113 | 0 | 0 | 0.85 | 0.85 | 0.85 | 0.85 | 0.92982 | 0.012252 | 0.46381 | 0.17449 | 0
2025-11-05 10:00 | 70564.9339 | 62827.3141 | 7427.3353 | 310.2845 | 0.33543 | 0.1521 | 0.1533 | 0.13039 | 309 | 10 | Fall | 0.40411 | 0.42068 | 0.42068 | 0.92508 | 0.22175 | 0.1533 | 0.33543 | 0.57836 | 0.66261 | 0.85008 | 0.012218 | 0.0064921 | 0.13039 | 0.44411 | 0.66261 | 0 | 0 | 0.85 | 0.85 | 0.85 | 0.85 | 0.92508 | 0.012218 | 0.49846 | 0.2348 | 0
2025-11-05 11:00 | 67734.6997 | 58922.9803 | 8483.5291 | 328.1903 | 0.38313 | 0.16088 | 0.1621 | 0.13878 | 309 | 11 | Fall | 0.41644 | 0.43336 | 0.43336 | 0.9244 | 0.22921 | 0.1621 | 0.38313 | 0.61146 | 0.66261 | 0.85008 | 0.011903 | 0.0067811 | 0.13878 | 0.48314 | 0.66261 | 0 | 0 | 0.85 | 0.85 | 0.85 | 0.85 | 0.9244 | 0.011903 | 0.55063 | 0.26819 | 0
2025-11-05 12:00 | 66528.0105 | 57397.354 | 8796.0402 | 334.6162 | 0.39725 | 0.16403 | 0.16503 | 0.14585 | 309 | 12 | Fall | 0.43539 | 0.4543 | 0.4543 | 0.92402 | 0.24522 | 0.16503 | 0.39725 | 0.64788 | 0.66261 | 0.85008 | 0.011903 | 0.0064921 | 0.14585 | 0.53927 | 0.66261 | 0 | 0 | 0.85 | 0.85 | 0.85 | 0.85 | 0.92402 | 0.011903 | 0.58716 | 0.27807 | 0
2025-11-05 13:00 | 66414.5249 | 57672.7267 | 8410.9628 | 330.8354 | 0.37986 | 0.16217 | 0.16276 | 0.15153 | 309 | 13 | Fall | 0.46136 | 0.47855 | 0.47855 | 0.92234 | 0.2669 | 0.16276 | 0.37986 | 0.6577 | 0.66261 | 0.85008 | 0.011694 | 0.0098579 | 0.15153 | 0.58521 | 0.66261 | 0 | 0 | 0.85 | 0.85 | 0.85 | 0.85 | 0.92234 | 0.011694 | 0.60493 | 0.2659 | 0
2025-11-05 14:00 | 66572.6038 | 58967.1954 | 7285.5716 | 319.8369 | 0.32903 | 0.15678 | 0.1569 | 0.15471 | 309 | 14 | Fall | 0.48366 | 0.49376 | 0.49376 | 0.92148 | 0.3113 | 0.1569 | 0.32903 | 0.654 | 0.66424 | 0.85008 | 0.011659 | 0.015065 | 0.15471 | 0.62713 | 0.66424 | 0 | 0 | 0.85 | 0.85 | 0.85 | 0.85 | 0.92148 | 0.011659 | 0.61302 | 0.23032 | 0
2025-11-05 15:00 | 67010.1084 | 61295.7396 | 5399.3957 | 314.9731 | 0.24385 | 0.1544 | 0.15445 | 0.15354 | 309 | 15 | Fall | 0.50654 | 0.50702 | 0.50702 | 0.92059 | 0.39325 | 0.15445 | 0.24385 | 0.65838 | 0.66424 | 0.85008 | 0.011415 | 0.018179 | 0.15354 | 0.6525 | 0.66424 | 0 | 0 | 0.85 | 0.85 | 0.85 | 0.85 | 0.92059 | 0.011415 | 0.63439 | 0.17069 | 0.00017779
2025-11-05 16:00 | 68376.8319 | 65204.4519 | 2856.9193 | 315.4608 | 0.12902 | 0.15464 | 0.15471 | 0.15337 | 309 | 16 | Fall | 0.52814 | 0.52024 | 0.52024 | 0.92028 | 0.45282 | 0.15471 | 0.12902 | 0.66367 | 0.66641 | 0.85008 | 0.011903 | 0.018609 | 0.15337 | 0.68032 | 0.66641 | 0 | 0 | 0.85 | 0.85 | 0.85 | 0.85 | 0.92028 | 0.011903 | 0.64677 | 0.090317 | 0.03688
2025-11-05 17:00 | 73058.8561 | 72260.4306 | 454.4466 | 343.9789 | 0.020524 | 0.16862 | 0.16891 | 0.16331 | 309 | 17 | Fall | 0.55921 | 0.52787 | 0.52787 | 0.92028 | 0.49849 | 0.16891 | 0.020524 | 0.6549 | 0.66641 | 0.85008 | 0.012497 | 0.02092 | 0.16331 | 0.69339 | 0.66641 | 0 | 0 | 0.85 | 0.85 | 0.85 | 0.85 | 0.92028 | 0.012497 | 0.65974 | 0.014367 | 0.46447
2025-11-05 18:00 | 74236.7932 | 73856.4018 | 0 | 380.3914 | 0 | 0.18647 | 0.18679 | 0.18062 | 309 | 18 | Fall | 0.56981 | 0.53326 | 0.53326 | 0.92026 | 0.51472 | 0.18679 | 0 | 0.58607 | 0.66641 | 0.85008 | 0.012776 | 0.030806 | 0.18062 | 0.72066 | 0.66641 | 0 | 0 | 0.85 | 0.85 | 0.85 | 0.85 | 0.92026 | 0.012776 | 0.67697 | 0 | 0.42382
2025-11-05 19:00 | 73395.5755 | 72995.3812 | 0 | 400.1943 | 0 | 0.19617 | 0.19621 | 0.19548 | 309 | 19 | Fall | 0.58792 | 0.53844 | 0.53844 | 0.92081 | 0.51215 | 0.19621 | 0 | 0.30172 | 0.66641 | 0.85008 | 0.012985 | 0.040504 | 0.19548 | 0.70767 | 0.66641 | 0 | 0 | 0.85 | 0.85 | 0.85 | 0.85 | 0.92081 | 0.012985 | 0.6913 | 0 | 0.3403
2025-11-05 20:00 | 71412.1668 | 71006.4111 | 0 | 405.7557 | 0 | 0.1989 | 0.19868 | 0.20282 | 309 | 20 | Fall | 0.58769 | 0.53296 | 0.53296 | 0.92152 | 0.47501 | 0.19868 | 0 | 0.0006045 | 0.66641 | 0.85008 | 0.012671 | 0.027207 | 0.20282 | 0.69538 | 0.66641 | 0 | 0 | 0.85 | 0.85 | 0.85 | 0.85 | 0.92152 | 0.012671 | 0.69331 | 0 | 0.11348
2025-11-05 21:00 | 68735.0011 | 68334.394 | 0 | 400.6071 | 0 | 0.19638 | 0.19607 | 0.20188 | 309 | 21 | Fall | 0.5589 | 0.51972 | 0.51972 | 0.92369 | 0.43894 | 0.19607 | 0 | 0 | 0.66478 | 0.85008 | 0.012741 | 0.015558 | 0.20188 | 0.62275 | 0.66478 | 0 | 0 | 0.85 | 0.85 | 0.85 | 0.85 | 0.92369 | 0.012741 | 0.67279 | 0 | 0.16147
2025-11-05 22:00 | 64298.6139 | 63907.4854 | 0 | 391.1285 | 0 | 0.19173 | 0.19149 | 0.19604 | 309 | 22 | Fall | 0.51728 | 0.4948 | 0.4948 | 0.92621 | 0.40003 | 0.19149 | 0 | 0 | 0.66478 | 0.85008 | 0.012881 | 0.0070257 | 0.19604 | 0.54639 | 0.66478 | 0 | 0 | 0.85 | 0.85 | 0.85 | 0.85 | 0.92621 | 0.012881 | 0.63052 | 0 | 0.1153
2025-11-05 23:00 | 59887.7717 | 59503.673 | 0 | 384.0987 | 0 | 0.18828 | 0.1881 | 0.19168 | 309 | 23 | Fall | 0.47532 | 0.45627 | 0.45627 | 0.92842 | 0.36928 | 0.1881 | 0 | 0 | 0.65567 | 0.85008 | 0.012252 | 0.0070257 | 0.19168 | 0.47566 | 0.65567 | 0 | 0 | 0.85 | 0.85 | 0.85 | 0.85 | 0.92842 | 0.012252 | 0.56646 | 0 | 0.067351
2025-11-06 00:00 | 57936.826 | 57546.159 | 0 | 390.667 | 0 | 0.1915 | 0.19145 | 0.19246 | 310 | 0 | Fall | 0.40086 | 0.41408 | 0.41408 | 0.9324 | 0.29275 | 0.19145 | 0 | 0 | 0.65196 | 0.85008 | 0.011834 | 0.0070257 | 0.19246 | 0.40145 | 0.65196 | 0 | 0 | 0.85 | 0.85 | 0.85 | 0.85 | 0.9324 | 0.011834 | 0.52583 | 0 | 0.01542
2025-11-06 01:00 | 57341.7957 | 56937.6767 | 0 | 404.119 | 0 | 0.1981 | 0.19802 | 0.1995 | 310 | 1 | Fall | 0.37675 | 0.40095 | 0.40095 | 0.93332 | 0.26062 | 0.19802 | 0 | 0 | 0.65196 | 0.85008 | 0.012078 | 0.0070257 | 0.1995 | 0.38521 | 0.65196 | 0 | 0 | 0.85 | 0.85 | 0.85 | 0.85 | 0.93332 | 0.012078 | 0.49927 | 0 | 0
2025-11-06 02:00 | 57224.9571 | 56811.8503 | 0 | 413.1067 | 0 | 0.2025 | 0.2023 | 0.2062 | 310 | 2 | Fall | 0.36036 | 0.37824 | 0.37824 | 0.93336 | 0.22473 | 0.2023 | 0 | 0 | 0.65196 | 0.85008 | 0.012357 | 0.0070257 | 0.2062 | 0.38017 | 0.65196 | 0 | 0 | 0.85 | 0.85 | 0.85 | 0.85 | 0.93336 | 0.012357 | 0.49291 | 0 | 0
2025-11-06 03:00 | 57351.0149 | 56933.3666 | 0 | 417.6483 | 0 | 0.20473 | 0.20423 | 0.2138 | 310 | 3 | Fall | 0.34783 | 0.36163 | 0.36163 | 0.93289 | 0.18289 | 0.20423 | 0 | 0 | 0.64813 | 0.85008 | 0.012532 | 0.0070257 | 0.2138 | 0.37147 | 0.64813 | 0 | 0 | 0.85 | 0.85 | 0.85 | 0.85 | 0.93289 | 0.012532 | 0.48498 | 0 | 0
2025-11-06 04:00 | 58021.9595 | 57604.5503 | 0 | 417.4093 | 0 | 0.20461 | 0.20407 | 0.21447 | 310 | 4 | Fall | 0.34209 | 0.36519 | 0.36519 | 0.93361 | 0.16879 | 0.20407 | 0 | 0 | 0.65104 | 0.85008 | 0.012532 | 0.0070257 | 0.21447 | 0.37052 | 0.65104 | 0 | 0 | 0.85 | 0.85 | 0.85 | 0.85 | 0.93361 | 0.012532 | 0.48267 | 0 | 0
2025-11-06 05:00 | 62648.5396 | 62240.5812 | 0 | 407.9584 | 0 | 0.19998 | 0.19937 | 0.21107 | 310 | 5 | Fall | 0.34482 | 0.37756 | 0.37756 | 0.93576 | 0.17276 | 0.19937 | 0 | 0 | 0.65104 | 0.85008 | 0.012497 | 0.0064921 | 0.21107 | 0.37314 | 0.65104 | 0 | 0 | 0.85 | 0.85 | 0.85 | 0.85 | 0.93576 | 0.012497 | 0.48379 | 0 | 0
2025-11-06 06:00 | 70058.1905 | 69674.4945 | 0 | 383.696 | 0 | 0.18809 | 0.18735 | 0.20135 | 310 | 6 | Fall | 0.36517 | 0.39941 | 0.39941 | 0.93715 | 0.18574 | 0.18735 | 0 | 0 | 0.65331 | 0.85008 | 0.012462 | 0.0064921 | 0.20135 | 0.36964 | 0.65331 | 0 | 0 | 0.85 | 0.85 | 0.85 | 0.85 | 0.93715 | 0.012462 | 0.46504 | 0 | 0
2025-11-06 07:00 | 77315.357 | 76598.9897 | 356.1064 | 360.261 | 0.016082 | 0.1766 | 0.17598 | 0.18774 | 310 | 7 | Fall | 0.38197 | 0.40891 | 0.40891 | 0.93839 | 0.20415 | 0.17598 | 0.016082 | 0 | 0.65331 | 0.85008 | 0.012392 | 0.0064921 | 0.18774 | 0.36205 | 0.65331 | 0 | 0 | 0.85 | 0.85 | 0.85 | 0.85 | 0.93839 | 0.012392 | 0.44968 | 0.011258 | 0
2025-11-06 08:00 | 73149.217 | 70710.2064 | 2122.9059 | 316.1047 | 0.095875 | 0.15495 | 0.15427 | 0.16738 | 310 | 8 | Fall | 0.39185 | 0.40697 | 0.40697 | 0.93566 | 0.21485 | 0.15427 | 0.095875 | 0.16223 | 0.65331 | 0.85008 | 0.012357 | 0.0064921 | 0.16738 | 0.40198 | 0.65331 | 0 | 0 | 0.85 | 0.85 | 0.85 | 0.85 | 0.93566 | 0.012357 | 0.45998 | 0.067112 | 0
2025-11-06 09:00 | 71667.4189 | 67039.4953 | 4336.4566 | 291.467 | 0.19584 | 0.14288 | 0.14279 | 0.14435 | 310 | 9 | Fall | 0.39166 | 0.40877 | 0.40877 | 0.92982 | 0.21991 | 0.14279 | 0.19584 | 0.44952 | 0.65113 | 0.85008 | 0.012252 | 0.0064921 | 0.14435 | 0.39032 | 0.65113 | 0 | 0 | 0.85 | 0.85 | 0.85 | 0.85 | 0.92982 | 0.012252 | 0.46381 | 0.13709 | 0
2025-11-06 10:00 | 70564.9339 | 63661.4348 | 6603.0411 | 300.458 | 0.29821 | 0.14728 | 0.14729 | 0.14708 | 310 | 10 | Fall | 0.40411 | 0.42068 | 0.42068 | 0.92508 | 0.22175 | 0.14729 | 0.29821 | 0.57836 | 0.66261 | 0.85008 | 0.012218 | 0.0064921 | 0.14708 | 0.44411 | 0.66261 | 0 | 0 | 0.85 | 0.85 | 0.85 | 0.85 | 0.92508 | 0.012218 | 0.49846 | 0.20874 | 0
2025-11-06 11:00 | 67734.6997 | 59239.1947 | 8205.047 | 290.458 | 0.37056 | 0.14238 | 0.14163 | 0.15597 | 310 | 11 | Fall | 0.41644 | 0.43336 | 0.43336 | 0.9244 | 0.22921 | 0.14163 | 0.37056 | 0.61146 | 0.66261 | 0.85008 | 0.011903 | 0.0067811 | 0.15597 | 0.48314 | 0.66261 | 0 | 0 | 0.85 | 0.85 | 0.85 | 0.85 | 0.9244 | 0.011903 | 0.55063 | 0.25939 | 0
2025-11-06 12:00 | 66528.0105 | 57362.7391 | 8885.9498 | 279.3216 | 0.40131 | 0.13692 | 0.1359 | 0.15533 | 310 | 12 | Fall | 0.43539 | 0.4543 | 0.4543 | 0.92402 | 0.24522 | 0.1359 | 0.40131 | 0.64788 | 0.66261 | 0.85008 | 0.011903 | 0.0064921 | 0.15533 | 0.53927 | 0.66261 | 0 | 0 | 0.85 | 0.85 | 0.85 | 0.85 | 0.92402 | 0.011903 | 0.58716 | 0.28092 | 0
2025-11-06 13:00 | 66414.5249 | 57357.6932 | 8781.2482 | 275.5834 | 0.39658 | 0.13509 | 0.13396 | 0.1556 | 310 | 13 | Fall | 0.46136 | 0.47855 | 0.47855 | 0.92234 | 0.2669 | 0.13396 | 0.39658 | 0.6577 | 0.66261 | 0.85008 | 0.011694 | 0.0098579 | 0.1556 | 0.58521 | 0.66261 | 0 | 0 | 0.85 | 0.85 | 0.85 | 0.85 | 0.92234 | 0.011694 | 0.60493 | 0.27761 | 0
2025-11-06 14:00 | 66572.6038 | 58423.6475 | 7868.2841 | 280.6722 | 0.35535 | 0.13758 | 0.13643 | 0.15852 | 310 | 14 | Fall | 0.48366 | 0.49376 | 0.49376 | 0.92148 | 0.3113 | 0.13643 | 0.35535 | 0.654 | 0.66424 | 0.85008 | 0.011659 | 0.015065 | 0.15852 | 0.62713 | 0.66424 | 0 | 0 | 0.85 | 0.85 | 0.85 | 0.85 | 0.92148 | 0.011659 | 0.61302 | 0.24874 | 0
2025-11-06 15:00 | 67010.1084 | 60727.8913 | 5987.4101 | 294.807 | 0.2704 | 0.14451 | 0.14348 | 0.16323 | 310 | 15 | Fall | 0.50654 | 0.50702 | 0.50702 | 0.92059 | 0.39325 | 0.14348 | 0.2704 | 0.65838 | 0.66424 | 0.85008 | 0.011415 | 0.018179 | 0.16323 | 0.6525 | 0.66424 | 0 | 0 | 0.85 | 0.85 | 0.85 | 0.85 | 0.92059 | 0.011415 | 0.63439 | 0.18928 | 0.00017779
2025-11-06 16:00 | 68391.1439 | 64879.6677 | 3197.6481 | 313.8281 | 0.14441 | 0.15384 | 0.15294 | 0.17006 | 310 | 16 | Fall | 0.52814 | 0.52024 | 0.52024 | 0.92028 | 0.45282 | 0.15294 | 0.14441 | 0.66367 | 0.66641 | 0.85008 | 0.011903 | 0.018609 | 0.17006 | 0.68032 | 0.66641 | 0 | 0 | 0.85 | 0.85 | 0.85 | 0.85 | 0.92028 | 0.011903 | 0.64677 | 0.10109 | 0.03688
2025-11-06 17:00 | 73058.8561 | 72217.0826 | 497.6766 | 344.097 | 0.022476 | 0.16867 | 0.16791 | 0.18257 | 310 | 17 | Fall | 0.55921 | 0.52787 | 0.52787 | 0.92028 | 0.49849 | 0.16791 | 0.022476 | 0.6549 | 0.66641 | 0.85008 | 0.012497 | 0.02092 | 0.18257 | 0.69339 | 0.66641 | 0 | 0 | 0.85 | 0.85 | 0.85 | 0.85 | 0.92028 | 0.012497 | 0.65974 | 0.015733 | 0.46447
2025-11-06 18:00 | 74546.332 | 74182.1816 | 0 | 364.1503 | 0 | 0.17851 | 0.17767 | 0.19361 | 310 | 18 | Fall | 0.56981 | 0.53326 | 0.53326 | 0.92026 | 0.51472 | 0.17767 | 0 | 0.58607 | 0.66641 | 0.85008 | 0.012776 | 0.030806 | 0.19361 | 0.72066 | 0.66641 | 0 | 0 | 0.85 | 0.85 | 0.85 | 0.85 | 0.92026 | 0.012776 | 0.67697 | 0 | 0.42382
2025-11-06 19:00 | 73848.5704 | 73470.4587 | 0 | 378.1116 | 0 | 0.18535 | 0.18452 | 0.20033 | 310 | 19 | Fall | 0.58792 | 0.53844 | 0.53844 | 0.92081 | 0.51215 | 0.18452 | 0 | 0.30172 | 0.66641 | 0.85008 | 0.012985 | 0.040504 | 0.20033 | 0.70767 | 0.66641 | 0 | 0 | 0.85 | 0.85 | 0.85 | 0.85 | 0.92081 | 0.012985 | 0.6913 | 0 | 0.3403
2025-11-06 20:00 | 71987.8576 | 71592.6311 | 0 | 395.2264 | 0 | 0.19374 | 0.1931 | 0.20531 | 310 | 20 | Fall | 0.58769 | 0.53296 | 0.53296 | 0.92152 | 0.47501 | 0.1931 | 0 | 0.0006045 | 0.66641 | 0.85008 | 0.012671 | 0.027207 | 0.20531 | 0.69538 | 0.66641 | 0 | 0 | 0.85 | 0.85 | 0.85 | 0.85 | 0.92152 | 0.012671 | 0.69331 | 0 | 0.11348
2025-11-06 21:00 | 69283.8667 | 68863.9514 | 0 | 419.9153 | 0 | 0.20584 | 0.20561 | 0.20995 | 310 | 21 | Fall | 0.5589 | 0.51972 | 0.51972 | 0.92369 | 0.43894 | 0.20561 | 0 | 0 | 0.66478 | 0.85008 | 0.012741 | 0.015558 | 0.20995 | 0.62275 | 0.66478 | 0 | 0 | 0.85 | 0.85 | 0.85 | 0.85 | 0.92369 | 0.012741 | 0.67279 | 0 | 0.16147
2025-11-06 22:00 | 64768.8702 | 64321.8596 | 0 | 447.0107 | 0 | 0.21912 | 0.21939 | 0.21421 | 310 | 22 | Fall | 0.51728 | 0.4948 | 0.4948 | 0.92621 | 0.40003 | 0.21939 | 0 | 0 | 0.66478 | 0.85008 | 0.012881 | 0.0070257 | 0.21421 | 0.54639 | 0.66478 | 0 | 0 | 0.85 | 0.85 | 0.85 | 0.85 | 0.92621 | 0.012881 | 0.63052 | 0 | 0.1153
2025-11-06 23:00 | 60260.2912 | 59790.8331 | 0 | 469.4581 | 0 | 0.23013 | 0.23085 | 0.21712 | 310 | 23 | Fall | 0.47532 | 0.45627 | 0.45627 | 0.92842 | 0.36928 | 0.23085 | 0 | 0 | 0.65567 | 0.85008 | 0.012252 | 0.0070257 | 0.21712 | 0.47566 | 0.65567 | 0 | 0 | 0.85 | 0.85 | 0.85 | 0.85 | 0.92842 | 0.012252 | 0.56646 | 0 | 0.067351
2025-11-07 00:00 | 58213.0083 | 57733.8259 | 0 | 479.1824 | 0 | 0.23489 | 0.23571 | 0.22018 | 311 | 0 | Fall | 0.40086 | 0.41408 | 0.41408 | 0.9324 | 0.29275 | 0.23571 | 0 | 0 | 0.65196 | 0.85008 | 0.011834 | 0.0070257 | 0.22018 | 0.40145 | 0.65196 | 0 | 0 | 0.85 | 0.85 | 0.85 | 0.85 | 0.9324 | 0.011834 | 0.52583 | 0 | 0.01542
2025-11-07 01:00 | 57561.2953 | 57083.6953 | 0 | 477.6 | 0 | 0.23412 | 0.23468 | 0.2239 | 311 | 1 | Fall | 0.37675 | 0.40095 | 0.40095 | 0.93332 | 0.26062 | 0.23468 | 0 | 0 | 0.65196 | 0.85008 | 0.012078 | 0.0070257 | 0.2239 | 0.38521 | 0.65196 | 0 | 0 | 0.85 | 0.85 | 0.85 | 0.85 | 0.93332 | 0.012078 | 0.49927 | 0 | 0
2025-11-07 02:00 | 57384.0418 | 56912.1073 | 0 | 471.9345 | 0 | 0.23134 | 0.23173 | 0.2243 | 311 | 2 | Fall | 0.36036 | 0.37824 | 0.37824 | 0.93336 | 0.22473 | 0.23173 | 0 | 0 | 0.65196 | 0.85008 | 0.012357 | 0.0070257 | 0.2243 | 0.38017 | 0.65196 | 0 | 0 | 0.85 | 0.85 | 0.85 | 0.85 | 0.93336 | 0.012357 | 0.49291 | 0 | 0
2025-11-07 03:00 | 57446.4191 | 56977.4207 | 0 | 468.9984 | 0 | 0.2299 | 0.23014 | 0.22554 | 311 | 3 | Fall | 0.34783 | 0.36163 | 0.36163 | 0.93289 | 0.18289 | 0.23014 | 0 | 0 | 0.64813 | 0.85008 | 0.012532 | 0.0070257 | 0.22554 | 0.37147 | 0.64813 | 0 | 0 | 0.85 | 0.85 | 0.85 | 0.85 | 0.93289 | 0.012532 | 0.48498 | 0 | 0
2025-11-07 04:00 | 58046.4521 | 57576.1464 | 0 | 470.3057 | 0 | 0.23054 | 0.23062 | 0.22904 | 311 | 4 | Fall | 0.34209 | 0.36519 | 0.36519 | 0.93361 | 0.16879 | 0.23062 | 0 | 0 | 0.65104 | 0.85008 | 0.012532 | 0.0070257 | 0.22904 | 0.37052 | 0.65104 | 0 | 0 | 0.85 | 0.85 | 0.85 | 0.85 | 0.93361 | 0.012532 | 0.48267 | 0 | 0
2025-11-07 05:00 | 62618.2155 | 62148.9214 | 0 | 469.2941 | 0 | 0.23005 | 0.23022 | 0.22685 | 311 | 5 | Fall | 0.34482 | 0.37756 | 0.37756 | 0.93576 | 0.17276 | 0.23022 | 0 | 0 | 0.65104 | 0.85008 | 0.012497 | 0.0064921 | 0.22685 | 0.37314 | 0.65104 | 0 | 0 | 0.85 | 0.85 | 0.85 | 0.85 | 0.93576 | 0.012497 | 0.48379 | 0 | 0
2025-11-07 06:00 | 69972.3501 | 69514.0592 | 0 | 458.2909 | 0 | 0.22465 | 0.22502 | 0.21801 | 311 | 6 | Fall | 0.36517 | 0.39941 | 0.39941 | 0.93715 | 0.18574 | 0.22502 | 0 | 0 | 0.65331 | 0.85008 | 0.012462 | 0.0064921 | 0.21801 | 0.36964 | 0.65331 | 0 | 0 | 0.85 | 0.85 | 0.85 | 0.85 | 0.93715 | 0.012462 | 0.46504 | 0 | 0
2025-11-07 07:00 | 77194.9938 | 76181.3792 | 571.8599 | 441.7548 | 0.025826 | 0.21655 | 0.21662 | 0.21517 | 311 | 7 | Fall | 0.38197 | 0.40891 | 0.40891 | 0.93839 | 0.20415 | 0.21662 | 0.025826 | 0 | 0.65331 | 0.85008 | 0.012392 | 0.0064921 | 0.21517 | 0.36205 | 0.65331 | 0 | 0 | 0.85 | 0.85 | 0.85 | 0.85 | 0.93839 | 0.012392 | 0.44968 | 0.018078 | 0
2025-11-07 08:00 | 73026.6682 | 69095.054 | 3537.0225 | 394.5917 | 0.15974 | 0.19343 | 0.19254 | 0.20954 | 311 | 8 | Fall | 0.39185 | 0.40697 | 0.40697 | 0.93566 | 0.21485 | 0.19254 | 0.15974 | 0.16223 | 0.65331 | 0.85008 | 0.012357 | 0.0064921 | 0.20954 | 0.40198 | 0.65331 | 0 | 0 | 0.85 | 0.85 | 0.85 | 0.85 | 0.93566 | 0.012357 | 0.45998 | 0.11182 | 0
2025-11-07 09:00 | 71667.4189 | 64489.8823 | 6786.3243 | 391.2122 | 0.30648 | 0.19177 | 0.19121 | 0.20191 | 311 | 9 | Fall | 0.39166 | 0.40877 | 0.40877 | 0.92982 | 0.21991 | 0.19121 | 0.30648 | 0.44952 | 0.65113 | 0.85008 | 0.012252 | 0.0064921 | 0.20191 | 0.39032 | 0.65113 | 0 | 0 | 0.85 | 0.85 | 0.85 | 0.85 | 0.92982 | 0.012252 | 0.46381 | 0.21454 | 0
2025-11-07 10:00 | 70564.9339 | 60831.4339 | 9305.5764 | 427.9237 | 0.42026 | 0.20977 | 0.20993 | 0.20676 | 311 | 10 | Fall | 0.40411 | 0.42068 | 0.42068 | 0.92508 | 0.22175 | 0.20993 | 0.42026 | 0.57836 | 0.66261 | 0.85008 | 0.012218 | 0.0064921 | 0.20676 | 0.44411 | 0.66261 | 0 | 0 | 0.85 | 0.85 | 0.85 | 0.85 | 0.92508 | 0.012218 | 0.49846 | 0.29418 | 0
2025-11-07 11:00 | 67734.6997 | 56468.3561 | 10835.1669 | 431.1768 | 0.48934 | 0.21136 | 0.21158 | 0.2074 | 311 | 11 | Fall | 0.41644 | 0.43336 | 0.43336 | 0.9244 | 0.22921 | 0.21158 | 0.48934 | 0.61146 | 0.66261 | 0.85008 | 0.011903 | 0.0067811 | 0.2074 | 0.48314 | 0.66261 | 0 | 0 | 0.85 | 0.85 | 0.85 | 0.85 | 0.9244 | 0.011903 | 0.55063 | 0.34254 | 0
2025-11-07 12:00 | 66528.0105 | 54663.7182 | 11458.7658 | 405.5266 | 0.5175 | 0.19879 | 0.19868 | 0.20068 | 311 | 12 | Fall | 0.43539 | 0.4543 | 0.4543 | 0.92402 | 0.24522 | 0.19868 | 0.5175 | 0.64788 | 0.66261 | 0.85008 | 0.011903 | 0.0064921 | 0.20068 | 0.53927 | 0.66261 | 0 | 0 | 0.85 | 0.85 | 0.85 | 0.85 | 0.92402 | 0.011903 | 0.58716 | 0.36225 | 0
2025-11-07 13:00 | 66414.5249 | 55136.6529 | 10897.2836 | 380.5884 | 0.49214 | 0.18656 | 0.18617 | 0.19371 | 311 | 13 | Fall | 0.46136 | 0.47855 | 0.47855 | 0.92234 | 0.2669 | 0.18617 | 0.49214 | 0.6577 | 0.66261 | 0.85008 | 0.011694 | 0.0098579 | 0.19371 | 0.58521 | 0.66261 | 0 | 0 | 0.85 | 0.85 | 0.85 | 0.85 | 0.92234 | 0.011694 | 0.60493 | 0.3445 | 0
2025-11-07 14:00 | 66572.6038 | 56982.3152 | 9221.2303 | 369.0584 | 0.41645 | 0.18091 | 0.18064 | 0.18576 | 311 | 14 | Fall | 0.48366 | 0.49376 | 0.49376 | 0.92148 | 0.3113 | 0.18064 | 0.41645 | 0.654 | 0.66424 | 0.85008 | 0.011659 | 0.015065 | 0.18576 | 0.62713 | 0.66424 | 0 | 0 | 0.85 | 0.85 | 0.85 | 0.85 | 0.92148 | 0.011659 | 0.61302 | 0.29151 | 0
2025-11-07 15:00 | 67010.1084 | 60018.2352 | 6636.3964 | 355.4768 | 0.29971 | 0.17425 | 0.17399 | 0.17896 | 311 | 15 | Fall | 0.50654 | 0.50702 | 0.50702 | 0.92059 | 0.39325 | 0.17399 | 0.29971 | 0.65838 | 0.66424 | 0.85008 | 0.011415 | 0.018179 | 0.17896 | 0.6525 | 0.66424 | 0 | 0 | 0.85 | 0.85 | 0.85 | 0.85 | 0.92059 | 0.011415 | 0.63439 | 0.2098 | 0.00017779
2025-11-07 16:00 | 68405.706 | 64651.2124 | 3418.825 | 335.6685 | 0.1544 | 0.16454 | 0.16389 | 0.17638 | 311 | 16 | Fall | 0.52814 | 0.52024 | 0.52024 | 0.92028 | 0.45282 | 0.16389 | 0.1544 | 0.66367 | 0.66641 | 0.85008 | 0.011903 | 0.018609 | 0.17638 | 0.68032 | 0.66641 | 0 | 0 | 0.85 | 0.85 | 0.85 | 0.85 | 0.92028 | 0.011903 | 0.64677 | 0.10808 | 0.03688
2025-11-07 17:00 | 73058.8561 | 72196.8248 | 513.0247 | 349.0065 | 0.023169 | 0.17108 | 0.17018 | 0.18745 | 311 | 17 | Fall | 0.55921 | 0.52787 | 0.52787 | 0.92028 | 0.49849 | 0.17018 | 0.023169 | 0.6549 | 0.66641 | 0.85008 | 0.012497 | 0.02092 | 0.18745 | 0.69339 | 0.66641 | 0 | 0 | 0.85 | 0.85 | 0.85 | 0.85 | 0.92028 | 0.012497 | 0.65974 | 0.016218 | 0.46447
2025-11-07 18:00 | 74236.7932 | 73873.2451 | 0 | 363.5481 | 0 | 0.17821 | 0.17705 | 0.19923 | 311 | 18 | Fall | 0.56981 | 0.53326 | 0.53326 | 0.92026 | 0.51472 | 0.17705 | 0 | 0.58607 | 0.66641 | 0.85008 | 0.012776 | 0.030806 | 0.19923 | 0.72066 | 0.66641 | 0 | 0 | 0.85 | 0.85 | 0.85 | 0.85 | 0.92026 | 0.012776 | 0.67697 | 0 | 0.42382
2025-11-07 19:00 | 73395.5755 | 73034.1355 | 0 | 361.4399 | 0 | 0.17718 | 0.17582 | 0.20167 | 311 | 19 | Fall | 0.58792 | 0.53844 | 0.53844 | 0.92081 | 0.51215 | 0.17582 | 0 | 0.30172 | 0.66641 | 0.85008 | 0.012985 | 0.040504 | 0.20167 | 0.70767 | 0.66641 | 0 | 0 | 0.85 | 0.85 | 0.85 | 0.85 | 0.92081 | 0.012985 | 0.6913 | 0 | 0.3403
2025-11-07 20:00 | 71412.1668 | 71062.4218 | 0 | 349.745 | 0 | 0.17144 | 0.17028 | 0.19254 | 311 | 20 | Fall | 0.58769 | 0.53296 | 0.53296 | 0.92152 | 0.47501 | 0.17028 | 0 | 0.0006045 | 0.66641 | 0.85008 | 0.012671 | 0.027207 | 0.19254 | 0.69538 | 0.66641 | 0 | 0 | 0.85 | 0.85 | 0.85 | 0.85 | 0.92152 | 0.012671 | 0.69331 | 0 | 0.11348
2025-11-07 21:00 | 68613.0051 | 68273.2132 | 0 | 339.7918 | 0 | 0.16656 | 0.16564 | 0.18335 | 311 | 21 | Fall | 0.5589 | 0.51972 | 0.51972 | 0.92369 | 0.43894 | 0.16564 | 0 | 0 | 0.66478 | 0.85008 | 0.012741 | 0.015558 | 0.18335 | 0.62275 | 0.66478 | 0 | 0 | 0.85 | 0.85 | 0.85 | 0.85 | 0.92369 | 0.012741 | 0.67279 | 0 | 0.16147
2025-11-07 22:00 | 64021.4986 | 63682.3972 | 0 | 339.1014 | 0 | 0.16623 | 0.16564 | 0.17689 | 311 | 22 | Fall | 0.51728 | 0.4948 | 0.4948 | 0.92621 | 0.40003 | 0.16564 | 0 | 0 | 0.66478 | 0.85008 | 0.012881 | 0.0070257 | 0.17689 | 0.54639 | 0.66478 | 0 | 0 | 0.85 | 0.85 | 0.85 | 0.85 | 0.92621 | 0.012881 | 0.63052 | 0 | 0.1153
2025-11-07 23:00 | 59469.9993 | 59131.3639 | 0 | 338.6355 | 0 | 0.166 | 0.16576 | 0.17036 | 311 | 23 | Fall | 0.47532 | 0.45627 | 0.45627 | 0.92842 | 0.36928 | 0.16576 | 0 | 0 | 0.65567 | 0.85008 | 0.012252 | 0.0070257 | 0.17036 | 0.47566 | 0.65567 | 0 | 0 | 0.85 | 0.85 | 0.85 | 0.85 | 0.92842 | 0.012252 | 0.56646 | 0 | 0.067351
2025-11-08 00:00 | 34886.5111 | 34537.5675 | 0 | 348.9436 | 0 | 0.17105 | 0.17144 | 0.16398 | 312 | 0 | Spring | 0.27877 | 0.32807 | 0.32807 | 0.86806 | 0.41526 | 0.17144 | 0 | 0 | 0.64562 | 0.85008 | 0.0133 | 0.00079999 | 0.16398 | 0.22892 | 0.64562 | 0 | 0 | 0.85 | 0.85 | 0.85 | 0.85 | 0.86806 | 0.0133 | 0.36461 | 0 | 0.048952
2025-11-08 01:00 | 34196.632 | 33835.6351 | 0 | 360.9969 | 0 | 0.17696 | 0.17757 | 0.16594 | 312 | 1 | Spring | 0.27126 | 0.31736 | 0.31736 | 0.87726 | 0.38 | 0.17757 | 0 | 0 | 0.64562 | 0.85008 | 0.012357 | 0.00079999 | 0.16594 | 0.2248 | 0.64562 | 0 | 0 | 0.85 | 0.85 | 0.85 | 0.85 | 0.87726 | 0.012357 | 0.36019 | 0 | 0
2025-11-08 02:00 | 34101.8275 | 33736.2549 | 0 | 365.5726 | 0 | 0.1792 | 0.17964 | 0.17132 | 312 | 2 | Spring | 0.2611 | 0.30561 | 0.30561 | 0.87644 | 0.34552 | 0.17964 | 0 | 0 | 0.64562 | 0.85008 | 0.012462 | 0.00079999 | 0.17132 | 0.21959 | 0.64562 | 0 | 0 | 0.85 | 0.85 | 0.85 | 0.85 | 0.87644 | 0.012462 | 0.35507 | 0 | 0.0076969
2025-11-08 03:00 | 34176.4058 | 33807.5597 | 0 | 368.8461 | 0 | 0.18081 | 0.18114 | 0.1747 | 312 | 3 | Spring | 0.25348 | 0.29808 | 0.29808 | 0.87591 | 0.33422 | 0.18114 | 0 | 0 | 0.64562 | 0.85008 | 0.013439 | 0.00079999 | 0.1747 | 0.21762 | 0.64562 | 0 | 0 | 0.85 | 0.85 | 0.85 | 0.85 | 0.87591 | 0.013439 | 0.3547 | 0 | 0
2025-11-08 04:00 | 34580.6772 | 34209.2477 | 0 | 371.4294 | 0 | 0.18207 | 0.18215 | 0.1807 | 312 | 4 | Spring | 0.24517 | 0.29516 | 0.29516 | 0.87706 | 0.32769 | 0.18215 | 0 | 0 | 0.64562 | 0.85008 | 0.013579 | 0.00079999 | 0.1807 | 0.22054 | 0.64562 | 0 | 0 | 0.85 | 0.85 | 0.85 | 0.85 | 0.87706 | 0.013579 | 0.36068 | 0 | 0
2025-11-08 05:00 | 36888.8341 | 36511.4775 | 0 | 377.3566 | 0 | 0.18498 | 0.18486 | 0.1871 | 312 | 5 | Spring | 0.24319 | 0.29542 | 0.29542 | 0.87925 | 0.32324 | 0.18486 | 0 | 0 | 0.64562 | 0.85008 | 0.013719 | 0.00079999 | 0.1871 | 0.24903 | 0.64562 | 0 | 0 | 0.85 | 0.85 | 0.85 | 0.85 | 0.87925 | 0.013719 | 0.38813 | 0 | 0
2025-11-08 06:00 | 38964.0006 | 38588.748 | 0 | 375.2526 | 0 | 0.18395 | 0.18307 | 0.19974 | 312 | 6 | Spring | 0.25416 | 0.29826 | 0.29826 | 0.88123 | 0.35611 | 0.18307 | 0 | 0 | 0.6501 | 0.85008 | 0.013404 | 0.00083936 | 0.19974 | 0.30317 | 0.6501 | 0 | 0 | 0.85 | 0.85 | 0.85 | 0.85 | 0.88123 | 0.013404 | 0.4151 | 0 | 0
2025-11-08 07:00 | 42633.918 | 41717.6496 | 547.7251 | 368.5433 | 0.024736 | 0.18066 | 0.17946 | 0.20237 | 312 | 7 | Spring | 0.26383 | 0.30635 | 0.30635 | 0.88211 | 0.39696 | 0.17946 | 0.024736 | 0 | 0.65669 | 0.85008 | 0.012671 | 0.0010882 | 0.20237 | 0.29 | 0.65669 | 0 | 0 | 0.85 | 0.85 | 0.85 | 0.85 | 0.88211 | 0.012671 | 0.40054 | 0.017315 | 0.0096656
2025-11-08 08:00 | 42655.5661 | 38896.9841 | 3421.0184 | 337.5637 | 0.1545 | 0.16547 | 0.16391 | 0.19374 | 312 | 8 | Spring | 0.26441 | 0.30255 | 0.30255 | 0.88442 | 0.42633 | 0.16391 | 0.1545 | 0 | 0.65669 | 0.85008 | 0.012183 | 0.0010228 | 0.19374 | 0.28372 | 0.65669 | 0 | 0 | 0.85 | 0.85 | 0.85 | 0.85 | 0.88442 | 0.012183 | 0.39226 | 0.10815 | 0.029613
2025-11-08 09:00 | 44094.8229 | 37269.2623 | 6492.1505 | 333.4101 | 0.2932 | 0.16344 | 0.16232 | 0.18359 | 312 | 9 | Spring | 0.25911 | 0.30095 | 0.30095 | 0.88542 | 0.45108 | 0.16232 | 0.2932 | 0.38061 | 0.65642 | 0.85008 | 0.011659 | 0.00079999 | 0.18359 | 0.26073 | 0.65642 | 0 | 0 | 0.85 | 0.85 | 0.85 | 0.85 | 0.88542 | 0.011659 | 0.37528 | 0.20524 | 0
2025-11-08 10:00 | 44160.6172 | 34951.697 | 8867.4765 | 341.4436 | 0.40047 | 0.16737 | 0.16692 | 0.17555 | 312 | 10 | Spring | 0.26146 | 0.29721 | 0.29721 | 0.88641 | 0.4463 | 0.16692 | 0.40047 | 0.64871 | 0.65688 | 0.85008 | 0.011484 | 0.00079999 | 0.17555 | 0.27476 | 0.65688 | 0 | 0 | 0.85 | 0.85 | 0.85 | 0.85 | 0.88641 | 0.011484 | 0.37825 | 0.28033 | 0
2025-11-08 11:00 | 43697.6691 | 33037.8061 | 10313.3055 | 346.5575 | 0.46577 | 0.16988 | 0.16985 | 0.17036 | 312 | 11 | Spring | 0.25473 | 0.28311 | 0.28311 | 0.88809 | 0.41276 | 0.16985 | 0.46577 | 0.69148 | 0.65688 | 0.85008 | 0.01138 | 0.00079999 | 0.17036 | 0.29695 | 0.65688 | 0 | 0 | 0.85 | 0.85 | 0.85 | 0.85 | 0.88809 | 0.01138 | 0.38376 | 0.32604 | 0.0092363
2025-11-08 12:00 | 42945.5183 | 31724.1328 | 10864.6078 | 356.7777 | 0.49067 | 0.17489 | 0.17512 | 0.17079 | 312 | 12 | Spring | 0.24979 | 0.27224 | 0.27224 | 0.88874 | 0.38152 | 0.17512 | 0.49067 | 0.67553 | 0.65688 | 0.85008 | 0.011484 | 0.00080167 | 0.17079 | 0.31905 | 0.65688 | 0 | 0 | 0.85 | 0.85 | 0.85 | 0.85 | 0.88874 | 0.011484 | 0.39243 | 0.34347 | 0.0092363
2025-11-08 13:00 | 40561.0432 | 29878.4911 | 10298.2926 | 384.2595 | 0.46509 | 0.18836 | 0.18904 | 0.17612 | 312 | 13 | Spring | 0.2448 | 0.25993 | 0.25993 | 0.88865 | 0.35645 | 0.18904 | 0.46509 | 0.66427 | 0.65688 | 0.85008 | 0.010123 | 0.00079999 | 0.17612 | 0.32335 | 0.65688 | 0 | 0 | 0.85 | 0.85 | 0.85 | 0.85 | 0.88865 | 0.010123 | 0.40028 | 0.32556 | 0.0092363
2025-11-08 14:00 | 40149.2635 | 30972.6529 | 8762.6998 | 413.9108 | 0.39574 | 0.2029 | 0.20381 | 0.18648 | 312 | 14 | Spring | 0.24385 | 0.25881 | 0.25881 | 0.88747 | 0.34975 | 0.20381 | 0.39574 | 0.65679 | 0.65688 | 0.85008 | 0.0099835 | 0.0013328 | 0.18648 | 0.32489 | 0.65688 | 0 | 0 | 0.85 | 0.85 | 0.85 | 0.85 | 0.88747 | 0.0099835 | 0.40115 | 0.27702 | 0.0094141
2025-11-08 15:00 | 40186.2059 | 33346.267 | 6411.2841 | 428.6548 | 0.28955 | 0.21012 | 0.2111 | 0.19254 | 312 | 15 | Spring | 0.24372 | 0.26351 | 0.26351 | 0.88663 | 0.34492 | 0.2111 | 0.28955 | 0.66692 | 0.65688 | 0.85008 | 0.010088 | 0.0013328 | 0.19254 | 0.33518 | 0.65688 | 0 | 0 | 0.85 | 0.85 | 0.85 | 0.85 | 0.88663 | 0.010088 | 0.4158 | 0.20268 | 0.0094141
2025-11-08 16:00 | 40885.7619 | 37188.8372 | 3260.491 | 436.4337 | 0.14725 | 0.21394 | 0.21502 | 0.19446 | 312 | 16 | Spring | 0.24178 | 0.27908 | 0.27908 | 0.87629 | 0.34371 | 0.21502 | 0.14725 | 0.67652 | 0.66614 | 0.85008 | 0.010018 | 0.0013328 | 0.19446 | 0.36047 | 0.66614 | 0 | 0 | 0.85 | 0.85 | 0.85 | 0.85 | 0.87629 | 0.010018 | 0.43848 | 0.10308 | 0.0092363
2025-11-08 17:00 | 46148.6351 | 45248.6955 | 451.5398 | 448.3998 | 0.020392 | 0.2198 | 0.2208 | 0.20178 | 312 | 17 | Spring | 0.24363 | 0.29823 | 0.29823 | 0.87688 | 0.36264 | 0.2208 | 0.020392 | 0.6679 | 0.66614 | 0.85008 | 0.010018 | 0.0035317 | 0.20178 | 0.37417 | 0.66614 | 0 | 0 | 0.85 | 0.85 | 0.85 | 0.85 | 0.87688 | 0.010018 | 0.48342 | 0.014275 | 0.28272
2025-11-08 18:00 | 47080.6541 | 46626.9191 | 0 | 453.7349 | 0 | 0.22242 | 0.22291 | 0.21354 | 312 | 18 | Spring | 0.25066 | 0.31384 | 0.31384 | 0.87696 | 0.40118 | 0.22291 | 0 | 0.58773 | 0.66614 | 0.85008 | 0.010158 | 0.027398 | 0.21354 | 0.3962 | 0.66614 | 0 | 0 | 0.85 | 0.85 | 0.85 | 0.85 | 0.87696 | 0.010158 | 0.50599 | 0 | 0.42211
2025-11-08 19:00 | 47083.8788 | 46633.6745 | 0 | 450.2042 | 0 | 0.22069 | 0.22076 | 0.21937 | 312 | 19 | Spring | 0.26664 | 0.33067 | 0.33067 | 0.8775 | 0.42487 | 0.22076 | 0 | 0.23069 | 0.66641 | 0.85008 | 0.010612 | 0.027398 | 0.21937 | 0.41363 | 0.66641 | 0 | 0 | 0.85 | 0.85 | 0.85 | 0.85 | 0.8775 | 0.010612 | 0.52452 | 0 | 0.39185
2025-11-08 20:00 | 46420.513 | 45964.9797 | 0 | 455.5333 | 0 | 0.2233 | 0.22337 | 0.222 | 312 | 20 | Spring | 0.28392 | 0.33907 | 0.33907 | 0.87706 | 0.44583 | 0.22337 | 0 | 0 | 0.66641 | 0.85008 | 0.010717 | 0.013216 | 0.222 | 0.41376 | 0.66641 | 0 | 0 | 0.85 | 0.85 | 0.85 | 0.85 | 0.87706 | 0.010717 | 0.52178 | 0 | 0.34357
2025-11-08 21:00 | 44151.644 | 43689.4401 | 0 | 462.2038 | 0 | 0.22657 | 0.22679 | 0.22264 | 312 | 21 | Spring | 0.28852 | 0.33774 | 0.33774 | 0.87764 | 0.44688 | 0.22679 | 0 | 0 | 0.66641 | 0.85008 | 0.010682 | 0.0013328 | 0.22264 | 0.40821 | 0.66641 | 0 | 0 | 0.85 | 0.85 | 0.85 | 0.85 | 0.87764 | 0.010682 | 0.49219 | 0 | 0.10075
2025-11-08 22:00 | 40958.9499 | 40488.7629 | 0 | 470.187 | 0 | 0.23048 | 0.23101 | 0.22104 | 312 | 22 | Spring | 0.27883 | 0.33192 | 0.33192 | 0.87863 | 0.45017 | 0.23101 | 0 | 0 | 0.66641 | 0.85008 | 0.010717 | 0.0013328 | 0.22104 | 0.36384 | 0.66641 | 0 | 0 | 0.85 | 0.85 | 0.85 | 0.85 | 0.87863 | 0.010717 | 0.43629 | 0 | 0.081544
2025-11-08 23:00 | 37319.9087 | 36849.5332 | 0 | 470.3754 | 0 | 0.23058 | 0.23111 | 0.22098 | 312 | 23 | Spring | 0.26601 | 0.32932 | 0.32932 | 0.87267 | 0.42104 | 0.23111 | 0 | 0 | 0.65528 | 0.85008 | 0.011973 | 0.0013328 | 0.22098 | 0.30433 | 0.65528 | 0 | 0 | 0.85 | 0.85 | 0.85 | 0.85 | 0.87267 | 0.011973 | 0.38142 | 0 | 0.039465
2025-11-09 00:00 | 34776.3414 | 34306.8722 | 0 | 469.4692 | 0 | 0.23013 | 0.23044 | 0.22449 | 313 | 0 | Spring | 0.27877 | 0.32807 | 0.32807 | 0.86806 | 0.41526 | 0.23044 | 0 | 0 | 0.64562 | 0.85008 | 0.0133 | 0.00079999 | 0.22449 | 0.22892 | 0.64562 | 0 | 0 | 0.85 | 0.85 | 0.85 | 0.85 | 0.86806 | 0.0133 | 0.36461 | 0 | 0.048952
2025-11-09 01:00 | 34030.7827 | 33559.1356 | 0 | 471.647 | 0 | 0.2312 | 0.23125 | 0.23033 | 313 | 1 | Spring | 0.27126 | 0.31736 | 0.31736 | 0.87726 | 0.38 | 0.23125 | 0 | 0 | 0.64562 | 0.85008 | 0.012357 | 0.00079999 | 0.23033 | 0.2248 | 0.64562 | 0 | 0 | 0.85 | 0.85 | 0.85 | 0.85 | 0.87726 | 0.012357 | 0.36019 | 0 | 0
2025-11-09 02:00 | 33893.6411 | 33421.6102 | 0 | 472.0309 | 0 | 0.23139 | 0.23143 | 0.23065 | 313 | 2 | Spring | 0.2611 | 0.30561 | 0.30561 | 0.87644 | 0.34552 | 0.23143 | 0 | 0 | 0.64562 | 0.85008 | 0.012462 | 0.00079999 | 0.23065 | 0.21959 | 0.64562 | 0 | 0 | 0.85 | 0.85 | 0.85 | 0.85 | 0.87644 | 0.012462 | 0.35507 | 0 | 0.0076969
2025-11-09 03:00 | 33923.0599 | 33453.7075 | 0 | 469.3524 | 0 | 0.23007 | 0.23016 | 0.22848 | 313 | 3 | Spring | 0.25348 | 0.29808 | 0.29808 | 0.87591 | 0.33422 | 0.23016 | 0 | 0 | 0.64562 | 0.85008 | 0.013439 | 0.00079999 | 0.22848 | 0.21762 | 0.64562 | 0 | 0 | 0.85 | 0.85 | 0.85 | 0.85 | 0.87591 | 0.013439 | 0.3547 | 0 | 0
2025-11-09 04:00 | 34292.9484 | 33828.3105 | 0 | 464.6379 | 0 | 0.22776 | 0.22775 | 0.22797 | 313 | 4 | Spring | 0.24517 | 0.29516 | 0.29516 | 0.87706 | 0.32769 | 0.22775 | 0 | 0 | 0.64562 | 0.85008 | 0.013579 | 0.00079999 | 0.22797 | 0.22054 | 0.64562 | 0 | 0 | 0.85 | 0.85 | 0.85 | 0.85 | 0.87706 | 0.013579 | 0.36068 | 0 | 0
2025-11-09 05:00 | 36831.6849 | 36367.4 | 0 | 464.2849 | 0 | 0.22759 | 0.22731 | 0.23266 | 313 | 5 | Spring | 0.24319 | 0.29542 | 0.29542 | 0.87925 | 0.32324 | 0.22731 | 0 | 0 | 0.64562 | 0.85008 | 0.013719 | 0.00079999 | 0.23266 | 0.24903 | 0.64562 | 0 | 0 | 0.85 | 0.85 | 0.85 | 0.85 | 0.87925 | 0.013719 | 0.38813 | 0 | 0
2025-11-09 06:00 | 38889.59 | 38431.5835 | 0 | 458.0066 | 0 | 0.22451 | 0.22385 | 0.23641 | 313 | 6 | Spring | 0.25416 | 0.29826 | 0.29826 | 0.88123 | 0.35611 | 0.22385 | 0 | 0 | 0.6501 | 0.85008 | 0.013404 | 0.00083936 | 0.23641 | 0.30317 | 0.6501 | 0 | 0 | 0.85 | 0.85 | 0.85 | 0.85 | 0.88123 | 0.013404 | 0.4151 | 0 | 0
2025-11-09 07:00 | 42593.5636 | 41701.9607 | 442.0519 | 449.551 | 0.019964 | 0.22037 | 0.2195 | 0.23614 | 313 | 7 | Spring | 0.26383 | 0.30635 | 0.30635 | 0.88211 | 0.39696 | 0.2195 | 0.019964 | 0 | 0.65669 | 0.85008 | 0.012671 | 0.0010882 | 0.23614 | 0.29 | 0.65669 | 0 | 0 | 0.85 | 0.85 | 0.85 | 0.85 | 0.88211 | 0.012671 | 0.40054 | 0.013975 | 0.0096656
2025-11-09 08:00 | 42674.382 | 39367.8192 | 2897.095 | 409.4678 | 0.13084 | 0.20072 | 0.19951 | 0.22264 | 313 | 8 | Spring | 0.26441 | 0.30255 | 0.30255 | 0.88442 | 0.42633 | 0.19951 | 0.13084 | 0 | 0.65669 | 0.85008 | 0.012183 | 0.0010228 | 0.22264 | 0.28372 | 0.65669 | 0 | 0 | 0.85 | 0.85 | 0.85 | 0.85 | 0.88442 | 0.012183 | 0.39226 | 0.091587 | 0.029613
2025-11-09 09:00 | 44094.8229 | 37903.824 | 5764.5898 | 426.4091 | 0.26034 | 0.20902 | 0.20897 | 0.21003 | 313 | 9 | Spring | 0.25911 | 0.30095 | 0.30095 | 0.88542 | 0.45108 | 0.20897 | 0.26034 | 0.38061 | 0.65642 | 0.85008 | 0.011659 | 0.00079999 | 0.21003 | 0.26073 | 0.65642 | 0 | 0 | 0.85 | 0.85 | 0.85 | 0.85 | 0.88542 | 0.011659 | 0.37528 | 0.18224 | 0
2025-11-09 10:00 | 44160.6172 | 35505.711 | 8174.6262 | 480.2799 | 0.36918 | 0.23543 | 0.23683 | 0.21011 | 313 | 10 | Spring | 0.26146 | 0.29721 | 0.29721 | 0.88641 | 0.4463 | 0.23683 | 0.36918 | 0.64871 | 0.65688 | 0.85008 | 0.011484 | 0.00079999 | 0.21011 | 0.27476 | 0.65688 | 0 | 0 | 0.85 | 0.85 | 0.85 | 0.85 | 0.88641 | 0.011484 | 0.37825 | 0.25843 | 0
2025-11-09 11:00 | 43697.6691 | 33871.663 | 9323.047 | 502.9591 | 0.42105 | 0.24655 | 0.24879 | 0.20612 | 313 | 11 | Spring | 0.25473 | 0.28311 | 0.28311 | 0.88809 | 0.41276 | 0.24879 | 0.42105 | 0.69148 | 0.65688 | 0.85008 | 0.01138 | 0.00079999 | 0.20612 | 0.29695 | 0.65688 | 0 | 0 | 0.85 | 0.85 | 0.85 | 0.85 | 0.88809 | 0.01138 | 0.38376 | 0.29473 | 0.0092363
2025-11-09 12:00 | 42945.5183 | 32973.0809 | 9462.2674 | 510.17 | 0.42734 | 0.25008 | 0.25262 | 0.20419 | 313 | 12 | Spring | 0.24979 | 0.27224 | 0.27224 | 0.88874 | 0.38152 | 0.25262 | 0.42734 | 0.67553 | 0.65688 | 0.85008 | 0.011484 | 0.00080167 | 0.20419 | 0.31905 | 0.65688 | 0 | 0 | 0.85 | 0.85 | 0.85 | 0.85 | 0.88874 | 0.011484 | 0.39243 | 0.29913 | 0.0092363
2025-11-09 13:00 | 40561.0432 | 31307.9283 | 8743.3978 | 509.7171 | 0.39487 | 0.24986 | 0.2524 | 0.20395 | 313 | 13 | Spring | 0.2448 | 0.25993 | 0.25993 | 0.88865 | 0.35645 | 0.2524 | 0.39487 | 0.66427 | 0.65688 | 0.85008 | 0.010123 | 0.00079999 | 0.20395 | 0.32335 | 0.65688 | 0 | 0 | 0.85 | 0.85 | 0.85 | 0.85 | 0.88865 | 0.010123 | 0.40028 | 0.27641 | 0.0092363
2025-11-09 14:00 | 40149.2635 | 32355.2061 | 7286.6862 | 507.3711 | 0.32908 | 0.24871 | 0.25136 | 0.20089 | 313 | 14 | Spring | 0.24385 | 0.25881 | 0.25881 | 0.88747 | 0.34975 | 0.25136 | 0.32908 | 0.65679 | 0.65688 | 0.85008 | 0.0099835 | 0.0013328 | 0.20089 | 0.32489 | 0.65688 | 0 | 0 | 0.85 | 0.85 | 0.85 | 0.85 | 0.88747 | 0.0099835 | 0.40115 | 0.23036 | 0.0094141
2025-11-09 15:00 | 40186.2059 | 34843.3235 | 4842.9231 | 499.9594 | 0.21872 | 0.24508 | 0.24784 | 0.19513 | 313 | 15 | Spring | 0.24372 | 0.26351 | 0.26351 | 0.88663 | 0.34492 | 0.24784 | 0.21872 | 0.66692 | 0.65688 | 0.85008 | 0.010088 | 0.0013328 | 0.19513 | 0.33518 | 0.65688 | 0 | 0 | 0.85 | 0.85 | 0.85 | 0.85 | 0.88663 | 0.010088 | 0.4158 | 0.1531 | 0.0094141
2025-11-09 16:00 | 40907.0865 | 38259.775 | 2161.4933 | 485.8182 | 0.097617 | 0.23815 | 0.24053 | 0.19508 | 313 | 16 | Spring | 0.24178 | 0.27908 | 0.27908 | 0.87629 | 0.34371 | 0.24053 | 0.097617 | 0.67652 | 0.66614 | 0.85008 | 0.010018 | 0.0013328 | 0.19508 | 0.36047 | 0.66614 | 0 | 0 | 0.85 | 0.85 | 0.85 | 0.85 | 0.87629 | 0.010018 | 0.43848 | 0.068332 | 0.0092363
2025-11-09 17:00 | 46148.6351 | 45394.3307 | 269.3609 | 484.9435 | 0.012165 | 0.23772 | 0.23987 | 0.19888 | 313 | 17 | Spring | 0.24363 | 0.29823 | 0.29823 | 0.87688 | 0.36264 | 0.23987 | 0.012165 | 0.6679 | 0.66614 | 0.85008 | 0.010018 | 0.0035317 | 0.19888 | 0.37417 | 0.66614 | 0 | 0 | 0.85 | 0.85 | 0.85 | 0.85 | 0.87688 | 0.010018 | 0.48342 | 0.0085154 | 0.28272
2025-11-09 18:00 | 47080.6541 | 46600.1007 | 0 | 480.5534 | 0 | 0.23557 | 0.23772 | 0.19669 | 313 | 18 | Spring | 0.25066 | 0.31384 | 0.31384 | 0.87696 | 0.40118 | 0.23772 | 0 | 0.58773 | 0.66614 | 0.85008 | 0.010158 | 0.027398 | 0.19669 | 0.3962 | 0.66614 | 0 | 0 | 0.85 | 0.85 | 0.85 | 0.85 | 0.87696 | 0.010158 | 0.50599 | 0 | 0.42211
2025-11-09 19:00 | 47083.8788 | 46611.2758 | 0 | 472.603 | 0 | 0.23167 | 0.23384 | 0.19243 | 313 | 19 | Spring | 0.26664 | 0.33067 | 0.33067 | 0.8775 | 0.42487 | 0.23384 | 0 | 0.23069 | 0.66641 | 0.85008 | 0.010612 | 0.027398 | 0.19243 | 0.41363 | 0.66641 | 0 | 0 | 0.85 | 0.85 | 0.85 | 0.85 | 0.8775 | 0.010612 | 0.52452 | 0 | 0.39185
2025-11-09 20:00 | 46420.513 | 45959.9067 | 0 | 460.6063 | 0 | 0.22579 | 0.22763 | 0.19246 | 313 | 20 | Spring | 0.28392 | 0.33907 | 0.33907 | 0.87706 | 0.44583 | 0.22763 | 0 | 0 | 0.66641 | 0.85008 | 0.010717 | 0.013216 | 0.19246 | 0.41376 | 0.66641 | 0 | 0 | 0.85 | 0.85 | 0.85 | 0.85 | 0.87706 | 0.010717 | 0.52178 | 0 | 0.34357
2025-11-09 21:00 | 44151.644 | 43713.515 | 0 | 438.1289 | 0 | 0.21477 | 0.21548 | 0.20196 | 313 | 21 | Spring | 0.28852 | 0.33774 | 0.33774 | 0.87764 | 0.44688 | 0.21548 | 0 | 0 | 0.66641 | 0.85008 | 0.010682 | 0.0013328 | 0.20196 | 0.40821 | 0.66641 | 0 | 0 | 0.85 | 0.85 | 0.85 | 0.85 | 0.87764 | 0.010682 | 0.49219 | 0 | 0.10075
2025-11-09 22:00 | 40958.9499 | 40544.321 | 0 | 414.6289 | 0 | 0.20325 | 0.20314 | 0.20518 | 313 | 22 | Spring | 0.27883 | 0.33192 | 0.33192 | 0.87863 | 0.45017 | 0.20314 | 0 | 0 | 0.66641 | 0.85008 | 0.010717 | 0.0013328 | 0.20518 | 0.36384 | 0.66641 | 0 | 0 | 0.85 | 0.85 | 0.85 | 0.85 | 0.87863 | 0.010717 | 0.43629 | 0 | 0.081544
2025-11-09 23:00 | 37319.9087 | 36918.3212 | 0 | 401.5875 | 0 | 0.19686 | 0.19615 | 0.2096 | 313 | 23 | Spring | 0.26601 | 0.32932 | 0.32932 | 0.87267 | 0.42104 | 0.19615 | 0 | 0 | 0.65528 | 0.85008 | 0.011973 | 0.0013328 | 0.2096 | 0.30433 | 0.65528 | 0 | 0 | 0.85 | 0.85 | 0.85 | 0.85 | 0.87267 | 0.011973 | 0.38142 | 0 | 0.039465
2025-11-10 00:00 | 57385.1612 | 56969.9308 | 0 | 415.2305 | 0 | 0.20354 | 0.20278 | 0.21734 | 314 | 0 | Fall | 0.40086 | 0.41408 | 0.41408 | 0.9324 | 0.29275 | 0.20278 | 0 | 0 | 0.65196 | 0.85008 | 0.011834 | 0.0070257 | 0.21734 | 0.40145 | 0.65196 | 0 | 0 | 0.85 | 0.85 | 0.85 | 0.85 | 0.9324 | 0.011834 | 0.52583 | 0 | 0.01542
2025-11-10 01:00 | 56677.9319 | 56236.3121 | 0 | 441.6198 | 0 | 0.21648 | 0.21604 | 0.22444 | 314 | 1 | Fall | 0.37675 | 0.40095 | 0.40095 | 0.93332 | 0.26062 | 0.21604 | 0 | 0 | 0.65196 | 0.85008 | 0.012078 | 0.0070257 | 0.22444 | 0.38521 | 0.65196 | 0 | 0 | 0.85 | 0.85 | 0.85 | 0.85 | 0.93332 | 0.012078 | 0.49927 | 0 | 0
2025-11-10 02:00 | 56473.8532 | 56014.1803 | 0 | 459.6729 | 0 | 0.22533 | 0.22518 | 0.22803 | 314 | 2 | Fall | 0.36036 | 0.37824 | 0.37824 | 0.93336 | 0.22473 | 0.22518 | 0 | 0 | 0.65196 | 0.85008 | 0.012357 | 0.0070257 | 0.22803 | 0.38017 | 0.65196 | 0 | 0 | 0.85 | 0.85 | 0.85 | 0.85 | 0.93336 | 0.012357 | 0.49291 | 0 | 0
2025-11-10 03:00 | 56524.1009 | 56040.2945 | 0 | 483.8064 | 0 | 0.23716 | 0.23774 | 0.22674 | 314 | 3 | Fall | 0.34783 | 0.36163 | 0.36163 | 0.93289 | 0.18289 | 0.23774 | 0 | 0 | 0.64813 | 0.85008 | 0.012532 | 0.0070257 | 0.22674 | 0.37147 | 0.64813 | 0 | 0 | 0.85 | 0.85 | 0.85 | 0.85 | 0.93289 | 0.012532 | 0.48498 | 0 | 0
2025-11-10 04:00 | 57119.0021 | 56618.3438 | 0 | 500.6583 | 0 | 0.24542 | 0.24639 | 0.22781 | 314 | 4 | Fall | 0.34209 | 0.36519 | 0.36519 | 0.93361 | 0.16879 | 0.24639 | 0 | 0 | 0.65104 | 0.85008 | 0.012532 | 0.0070257 | 0.22781 | 0.37052 | 0.65104 | 0 | 0 | 0.85 | 0.85 | 0.85 | 0.85 | 0.93361 | 0.012532 | 0.48267 | 0 | 0
2025-11-10 05:00 | 61680.502 | 61183.2837 | 0 | 497.2183 | 0 | 0.24373 | 0.24449 | 0.23014 | 314 | 5 | Fall | 0.34482 | 0.37756 | 0.37756 | 0.93576 | 0.17276 | 0.24449 | 0 | 0 | 0.65104 | 0.85008 | 0.012497 | 0.0064921 | 0.23014 | 0.37314 | 0.65104 | 0 | 0 | 0.85 | 0.85 | 0.85 | 0.85 | 0.93576 | 0.012497 | 0.48379 | 0 | 0
2025-11-10 06:00 | 69017.8418 | 68538.2994 | 0 | 479.5424 | 0 | 0.23507 | 0.23559 | 0.22572 | 314 | 6 | Fall | 0.36517 | 0.39941 | 0.39941 | 0.93715 | 0.18574 | 0.23559 | 0 | 0 | 0.65331 | 0.85008 | 0.012462 | 0.0064921 | 0.22572 | 0.36964 | 0.65331 | 0 | 0 | 0.85 | 0.85 | 0.85 | 0.85 | 0.93715 | 0.012462 | 0.46504 | 0 | 0
2025-11-10 07:00 | 76311.8637 | 75516.5278 | 330.2033 | 465.1326 | 0.014913 | 0.22801 | 0.22854 | 0.21844 | 314 | 7 | Fall | 0.38197 | 0.40891 | 0.40891 | 0.93839 | 0.20415 | 0.22854 | 0.014913 | 0 | 0.65331 | 0.85008 | 0.012392 | 0.0064921 | 0.21844 | 0.36205 | 0.65331 | 0 | 0 | 0.85 | 0.85 | 0.85 | 0.85 | 0.93839 | 0.012392 | 0.44968 | 0.010439 | 0
2025-11-10 08:00 | 72811.2984 | 69823.9873 | 2558.7202 | 428.5908 | 0.11556 | 0.21009 | 0.21025 | 0.20719 | 314 | 8 | Fall | 0.39185 | 0.40697 | 0.40697 | 0.93566 | 0.21485 | 0.21025 | 0.11556 | 0.16223 | 0.65331 | 0.85008 | 0.012357 | 0.0064921 | 0.20719 | 0.40198 | 0.65331 | 0 | 0 | 0.85 | 0.85 | 0.85 | 0.85 | 0.93566 | 0.012357 | 0.45998 | 0.08089 | 0
2025-11-10 09:00 | 71667.4189 | 65704.1188 | 5533.493 | 429.8071 | 0.2499 | 0.21069 | 0.21118 | 0.20186 | 314 | 9 | Fall | 0.39166 | 0.40877 | 0.40877 | 0.92982 | 0.21991 | 0.21118 | 0.2499 | 0.44952 | 0.65113 | 0.85008 | 0.012252 | 0.0064921 | 0.20186 | 0.39032 | 0.65113 | 0 | 0 | 0.85 | 0.85 | 0.85 | 0.85 | 0.92982 | 0.012252 | 0.46381 | 0.17493 | 0
2025-11-10 10:00 | 70564.9339 | 62346.2259 | 7755.9811 | 462.7268 | 0.35028 | 0.22683 | 0.22807 | 0.20429 | 314 | 10 | Fall | 0.40411 | 0.42068 | 0.42068 | 0.92508 | 0.22175 | 0.22807 | 0.35028 | 0.57836 | 0.66261 | 0.85008 | 0.012218 | 0.0064921 | 0.20429 | 0.44411 | 0.66261 | 0 | 0 | 0.85 | 0.85 | 0.85 | 0.85 | 0.92508 | 0.012218 | 0.49846 | 0.24519 | 0
2025-11-10 11:00 | 67734.6997 | 58155.1414 | 9096.5353 | 483.0231 | 0.41082 | 0.23678 | 0.23812 | 0.21252 | 314 | 11 | Fall | 0.41644 | 0.43336 | 0.43336 | 0.9244 | 0.22921 | 0.23812 | 0.41082 | 0.61146 | 0.66261 | 0.85008 | 0.011903 | 0.0067811 | 0.21252 | 0.48314 | 0.66261 | 0 | 0 | 0.85 | 0.85 | 0.85 | 0.85 | 0.9244 | 0.011903 | 0.55063 | 0.28757 | 0
2025-11-10 12:00 | 66528.0105 | 56339.433 | 9691.7965 | 496.781 | 0.4377 | 0.24352 | 0.24479 | 0.22061 | 314 | 12 | Fall | 0.43539 | 0.4543 | 0.4543 | 0.92402 | 0.24522 | 0.24479 | 0.4377 | 0.64788 | 0.66261 | 0.85008 | 0.011903 | 0.0064921 | 0.22061 | 0.53927 | 0.66261 | 0 | 0 | 0.85 | 0.85 | 0.85 | 0.85 | 0.92402 | 0.011903 | 0.58716 | 0.30639 | 0
2025-11-10 13:00 | 66414.5249 | 56504.2993 | 9402.1361 | 508.0895 | 0.42462 | 0.24906 | 0.25037 | 0.2254 | 314 | 13 | Fall | 0.46136 | 0.47855 | 0.47855 | 0.92234 | 0.2669 | 0.25037 | 0.42462 | 0.6577 | 0.66261 | 0.85008 | 0.011694 | 0.0098579 | 0.2254 | 0.58521 | 0.66261 | 0 | 0 | 0.85 | 0.85 | 0.85 | 0.85 | 0.92234 | 0.011694 | 0.60493 | 0.29723 | 0
2025-11-10 14:00 | 66572.6038 | 58245.7865 | 7809.5848 | 517.2326 | 0.3527 | 0.25355 | 0.25491 | 0.22883 | 314 | 14 | Fall | 0.48366 | 0.49376 | 0.49376 | 0.92148 | 0.3113 | 0.25491 | 0.3527 | 0.654 | 0.66424 | 0.85008 | 0.011659 | 0.015065 | 0.22883 | 0.62713 | 0.66424 | 0 | 0 | 0.85 | 0.85 | 0.85 | 0.85 | 0.92148 | 0.011659 | 0.61302 | 0.24689 | 0
2025-11-10 15:00 | 67010.1084 | 61147.0045 | 5346.6967 | 516.4072 | 0.24147 | 0.25314 | 0.25433 | 0.23164 | 314 | 15 | Fall | 0.50654 | 0.50702 | 0.50702 | 0.92059 | 0.39325 | 0.25433 | 0.24147 | 0.65838 | 0.66424 | 0.85008 | 0.011415 | 0.018179 | 0.23164 | 0.6525 | 0.66424 | 0 | 0 | 0.85 | 0.85 | 0.85 | 0.85 | 0.92059 | 0.011415 | 0.63439 | 0.16903 | 0.00017779
2025-11-10 16:00 | 68450.8593 | 65337.5181 | 2612.138 | 501.2032 | 0.11797 | 0.24569 | 0.24629 | 0.23472 | 314 | 16 | Fall | 0.52814 | 0.52024 | 0.52024 | 0.92028 | 0.45282 | 0.24629 | 0.11797 | 0.66367 | 0.66641 | 0.85008 | 0.011903 | 0.018609 | 0.23472 | 0.68032 | 0.66641 | 0 | 0 | 0.85 | 0.85 | 0.85 | 0.85 | 0.92028 | 0.011903 | 0.64677 | 0.082579 | 0.03688
2025-11-10 17:00 | 73058.8561 | 72200.0884 | 347.9834 | 510.7843 | 0.015716 | 0.25038 | 0.25079 | 0.24297 | 314 | 17 | Fall | 0.55921 | 0.52787 | 0.52787 | 0.92028 | 0.49849 | 0.25079 | 0.015716 | 0.6549 | 0.66641 | 0.85008 | 0.012497 | 0.02092 | 0.24297 | 0.69339 | 0.66641 | 0 | 0 | 0.85 | 0.85 | 0.85 | 0.85 | 0.92028 | 0.012497 | 0.65974 | 0.011001 | 0.46447
2025-11-10 18:00 | 74236.7932 | 73718.1331 | 0 | 518.6601 | 0 | 0.25425 | 0.25431 | 0.25307 | 314 | 18 | Fall | 0.56981 | 0.53326 | 0.53326 | 0.92026 | 0.51472 | 0.25431 | 0 | 0.58607 | 0.66641 | 0.85008 | 0.012776 | 0.030806 | 0.25307 | 0.72066 | 0.66641 | 0 | 0 | 0.85 | 0.85 | 0.85 | 0.85 | 0.92026 | 0.012776 | 0.67697 | 0 | 0.42382
2025-11-10 19:00 | 73395.5755 | 72880.6918 | 0 | 514.8837 | 0 | 0.25239 | 0.25188 | 0.2617 | 314 | 19 | Fall | 0.58792 | 0.53844 | 0.53844 | 0.92081 | 0.51215 | 0.25188 | 0 | 0.30172 | 0.66641 | 0.85008 | 0.012985 | 0.040504 | 0.2617 | 0.70767 | 0.66641 | 0 | 0 | 0.85 | 0.85 | 0.85 | 0.85 | 0.92081 | 0.012985 | 0.6913 | 0 | 0.3403
2025-11-10 20:00 | 71412.1668 | 70904.3174 | 0 | 507.8494 | 0 | 0.24895 | 0.2481 | 0.26419 | 314 | 20 | Fall | 0.58769 | 0.53296 | 0.53296 | 0.92152 | 0.47501 | 0.2481 | 0 | 0.0006045 | 0.66641 | 0.85008 | 0.012671 | 0.027207 | 0.26419 | 0.69538 | 0.66641 | 0 | 0 | 0.85 | 0.85 | 0.85 | 0.85 | 0.92152 | 0.012671 | 0.69331 | 0 | 0.11348
2025-11-10 21:00 | 68613.0051 | 68113.0541 | 0 | 499.9509 | 0 | 0.24507 | 0.24427 | 0.25969 | 314 | 21 | Fall | 0.5589 | 0.51972 | 0.51972 | 0.92369 | 0.43894 | 0.24427 | 0 | 0 | 0.66478 | 0.85008 | 0.012741 | 0.015558 | 0.25969 | 0.62275 | 0.66478 | 0 | 0 | 0.85 | 0.85 | 0.85 | 0.85 | 0.92369 | 0.012741 | 0.67279 | 0 | 0.16147
2025-11-10 22:00 | 64021.4986 | 63526.8252 | 0 | 494.6734 | 0 | 0.24249 | 0.24183 | 0.25428 | 314 | 22 | Fall | 0.51728 | 0.4948 | 0.4948 | 0.92621 | 0.40003 | 0.24183 | 0 | 0 | 0.66478 | 0.85008 | 0.012881 | 0.0070257 | 0.25428 | 0.54639 | 0.66478 | 0 | 0 | 0.85 | 0.85 | 0.85 | 0.85 | 0.92621 | 0.012881 | 0.63052 | 0 | 0.1153
2025-11-10 23:00 | 59469.9993 | 58988.7385 | 0 | 481.2608 | 0 | 0.23591 | 0.23519 | 0.24905 | 314 | 23 | Fall | 0.47532 | 0.45627 | 0.45627 | 0.92842 | 0.36928 | 0.23519 | 0 | 0 | 0.65567 | 0.85008 | 0.012252 | 0.0070257 | 0.24905 | 0.47566 | 0.65567 | 0 | 0 | 0.85 | 0.85 | 0.85 | 0.85 | 0.92842 | 0.012252 | 0.56646 | 0 | 0.067351
2025-11-11 00:00 | 57385.1612 | 56909.2976 | 0 | 475.8636 | 0 | 0.23327 | 0.23229 | 0.25087 | 315 | 0 | Fall | 0.40086 | 0.41408 | 0.41408 | 0.9324 | 0.29275 | 0.23229 | 0 | 0 | 0.65196 | 0.85008 | 0.011834 | 0.0070257 | 0.25087 | 0.40145 | 0.65196 | 0 | 0 | 0.85 | 0.85 | 0.85 | 0.85 | 0.9324 | 0.011834 | 0.52583 | 0 | 0.01542
2025-11-11 01:00 | 56677.9319 | 56206.8028 | 0 | 471.1291 | 0 | 0.23095 | 0.2297 | 0.25345 | 315 | 1 | Fall | 0.37675 | 0.40095 | 0.40095 | 0.93332 | 0.26062 | 0.2297 | 0 | 0 | 0.65196 | 0.85008 | 0.012078 | 0.0070257 | 0.25345 | 0.38521 | 0.65196 | 0 | 0 | 0.85 | 0.85 | 0.85 | 0.85 | 0.93332 | 0.012078 | 0.49927 | 0 | 0
2025-11-11 02:00 | 56473.8532 | 56000.9509 | 0 | 472.9024 | 0 | 0.23181 | 0.2306 | 0.25369 | 315 | 2 | Fall | 0.36036 | 0.37824 | 0.37824 | 0.93336 | 0.22473 | 0.2306 | 0 | 0 | 0.65196 | 0.85008 | 0.012357 | 0.0070257 | 0.25369 | 0.38017 | 0.65196 | 0 | 0 | 0.85 | 0.85 | 0.85 | 0.85 | 0.93336 | 0.012357 | 0.49291 | 0 | 0
2025-11-11 03:00 | 56524.1009 | 56049.8957 | 0 | 474.2052 | 0 | 0.23245 | 0.23107 | 0.25752 | 315 | 3 | Fall | 0.34783 | 0.36163 | 0.36163 | 0.93289 | 0.18289 | 0.23107 | 0 | 0 | 0.64813 | 0.85008 | 0.012532 | 0.0070257 | 0.25752 | 0.37147 | 0.64813 | 0 | 0 | 0.85 | 0.85 | 0.85 | 0.85 | 0.93289 | 0.012532 | 0.48498 | 0 | 0
2025-11-11 04:00 | 57119.0021 | 56643.3082 | 0 | 475.6939 | 0 | 0.23318 | 0.23149 | 0.26381 | 315 | 4 | Fall | 0.34209 | 0.36519 | 0.36519 | 0.93361 | 0.16879 | 0.23149 | 0 | 0 | 0.65104 | 0.85008 | 0.012532 | 0.0070257 | 0.26381 | 0.37052 | 0.65104 | 0 | 0 | 0.85 | 0.85 | 0.85 | 0.85 | 0.93361 | 0.012532 | 0.48267 | 0 | 0
2025-11-11 05:00 | 61680.502 | 61210.8232 | 0 | 469.6788 | 0 | 0.23023 | 0.22817 | 0.26748 | 315 | 5 | Fall | 0.34482 | 0.37756 | 0.37756 | 0.93576 | 0.17276 | 0.22817 | 0 | 0 | 0.65104 | 0.85008 | 0.012497 | 0.0064921 | 0.26748 | 0.37314 | 0.65104 | 0 | 0 | 0.85 | 0.85 | 0.85 | 0.85 | 0.93576 | 0.012497 | 0.48379 | 0 | 0
2025-11-11 06:00 | 69017.8418 | 68567.8974 | 0 | 449.9444 | 0 | 0.22056 | 0.21835 | 0.26052 | 315 | 6 | Fall | 0.36517 | 0.39941 | 0.39941 | 0.93715 | 0.18574 | 0.21835 | 0 | 0 | 0.65331 | 0.85008 | 0.012462 | 0.0064921 | 0.26052 | 0.36964 | 0.65331 | 0 | 0 | 0.85 | 0.85 | 0.85 | 0.85 | 0.93715 | 0.012462 | 0.46504 | 0 | 0
2025-11-11 07:00 | 76311.8637 | 75556.6258 | 331.3648 | 423.8731 | 0.014965 | 0.20778 | 0.20581 | 0.24332 | 315 | 7 | Fall | 0.38197 | 0.40891 | 0.40891 | 0.93839 | 0.20415 | 0.20581 | 0.014965 | 0 | 0.65331 | 0.85008 | 0.012392 | 0.0064921 | 0.24332 | 0.36205 | 0.65331 | 0 | 0 | 0.85 | 0.85 | 0.85 | 0.85 | 0.93839 | 0.012392 | 0.44968 | 0.010476 | 0
2025-11-11 08:00 | 72828.116 | 70036.4635 | 2411.449 | 380.2035 | 0.10891 | 0.18637 | 0.18496 | 0.2119 | 315 | 8 | Fall | 0.39185 | 0.40697 | 0.40697 | 0.93566 | 0.21485 | 0.18496 | 0.10891 | 0.16223 | 0.65331 | 0.85008 | 0.012357 | 0.0064921 | 0.2119 | 0.40198 | 0.65331 | 0 | 0 | 0.85 | 0.85 | 0.85 | 0.85 | 0.93566 | 0.012357 | 0.45998 | 0.076234 | 0
2025-11-11 09:00 | 71667.4189 | 66537.531 | 4761.3849 | 368.5029 | 0.21503 | 0.18064 | 0.18014 | 0.18964 | 315 | 9 | Fall | 0.39166 | 0.40877 | 0.40877 | 0.92982 | 0.21991 | 0.18014 | 0.21503 | 0.44952 | 0.65113 | 0.85008 | 0.012252 | 0.0064921 | 0.18964 | 0.39032 | 0.65113 | 0 | 0 | 0.85 | 0.85 | 0.85 | 0.85 | 0.92982 | 0.012252 | 0.46381 | 0.15052 | 0
2025-11-11 10:00 | 70564.9339 | 63514.3437 | 6670.4964 | 380.0938 | 0.30125 | 0.18632 | 0.18647 | 0.18364 | 315 | 10 | Fall | 0.40411 | 0.42068 | 0.42068 | 0.92508 | 0.22175 | 0.18647 | 0.30125 | 0.57836 | 0.66261 | 0.85008 | 0.012218 | 0.0064921 | 0.18364 | 0.44411 | 0.66261 | 0 | 0 | 0.85 | 0.85 | 0.85 | 0.85 | 0.92508 | 0.012218 | 0.49846 | 0.21088 | 0
2025-11-11 11:00 | 67734.6997 | 59275.6233 | 8077.7613 | 381.3152 | 0.36481 | 0.18692 | 0.18749 | 0.17654 | 315 | 11 | Fall | 0.41644 | 0.43336 | 0.43336 | 0.9244 | 0.22921 | 0.18749 | 0.36481 | 0.61146 | 0.66261 | 0.85008 | 0.011903 | 0.0067811 | 0.17654 | 0.48314 | 0.66261 | 0 | 0 | 0.85 | 0.85 | 0.85 | 0.85 | 0.9244 | 0.011903 | 0.55063 | 0.25537 | 0
2025-11-11 12:00 | 66528.0105 | 57309.5401 | 8827.6929 | 390.7775 | 0.39868 | 0.19156 | 0.19256 | 0.17352 | 315 | 12 | Fall | 0.43539 | 0.4543 | 0.4543 | 0.92402 | 0.24522 | 0.19256 | 0.39868 | 0.64788 | 0.66261 | 0.85008 | 0.011903 | 0.0064921 | 0.17352 | 0.53927 | 0.66261 | 0 | 0 | 0.85 | 0.85 | 0.85 | 0.85 | 0.92402 | 0.011903 | 0.58716 | 0.27907 | 0
2025-11-11 13:00 | 66457.5717 | 57337.8619 | 8725.2597 | 394.4501 | 0.39405 | 0.19336 | 0.19454 | 0.17191 | 315 | 13 | Fall | 0.46136 | 0.47855 | 0.47855 | 0.92234 | 0.2669 | 0.19454 | 0.39405 | 0.6577 | 0.66261 | 0.85008 | 0.011694 | 0.0098579 | 0.17191 | 0.58521 | 0.66261 | 0 | 0 | 0.85 | 0.85 | 0.85 | 0.85 | 0.92234 | 0.011694 | 0.60493 | 0.27584 | 0
2025-11-11 14:00 | 66760.0777 | 58760.1666 | 7603.0978 | 396.8133 | 0.34337 | 0.19452 | 0.19577 | 0.17186 | 315 | 14 | Fall | 0.48366 | 0.49376 | 0.49376 | 0.92148 | 0.3113 | 0.19577 | 0.34337 | 0.654 | 0.66424 | 0.85008 | 0.011659 | 0.015065 | 0.17186 | 0.62713 | 0.66424 | 0 | 0 | 0.85 | 0.85 | 0.85 | 0.85 | 0.92148 | 0.011659 | 0.61302 | 0.24036 | 0
2025-11-11 15:00 | 67010.1084 | 61022.7166 | 5592.8589 | 394.5329 | 0.25258 | 0.1934 | 0.1945 | 0.17341 | 315 | 15 | Fall | 0.50654 | 0.50702 | 0.50702 | 0.92059 | 0.39325 | 0.1945 | 0.25258 | 0.65838 | 0.66424 | 0.85008 | 0.011415 | 0.018179 | 0.17341 | 0.6525 | 0.66424 | 0 | 0 | 0.85 | 0.85 | 0.85 | 0.85 | 0.92059 | 0.011415 | 0.63439 | 0.17681 | 0.00017779
2025-11-11 16:00 | 68466.3833 | 65290.62 | 2792.3677 | 383.3956 | 0.12611 | 0.18794 | 0.18848 | 0.17821 | 315 | 16 | Fall | 0.52814 | 0.52024 | 0.52024 | 0.92028 | 0.45282 | 0.18848 | 0.12611 | 0.66367 | 0.66641 | 0.85008 | 0.011903 | 0.018609 | 0.17821 | 0.68032 | 0.66641 | 0 | 0 | 0.85 | 0.85 | 0.85 | 0.85 | 0.92028 | 0.011903 | 0.64677 | 0.088276 | 0.03688
2025-11-11 17:00 | 73058.8561 | 72315.9358 | 347.5465 | 395.3738 | 0.015696 | 0.19381 | 0.19398 | 0.19071 | 315 | 17 | Fall | 0.55921 | 0.52787 | 0.52787 | 0.92028 | 0.49849 | 0.19398 | 0.015696 | 0.6549 | 0.66641 | 0.85008 | 0.012497 | 0.02092 | 0.19071 | 0.69339 | 0.66641 | 0 | 0 | 0.85 | 0.85 | 0.85 | 0.85 | 0.92028 | 0.012497 | 0.65974 | 0.010987 | 0.46447
2025-11-11 18:00 | 74236.7932 | 73823.3456 | 0 | 413.4477 | 0 | 0.20267 | 0.20284 | 0.19958 | 315 | 18 | Fall | 0.56981 | 0.53326 | 0.53326 | 0.92026 | 0.51472 | 0.20284 | 0 | 0.58607 | 0.66641 | 0.85008 | 0.012776 | 0.030806 | 0.19958 | 0.72066 | 0.66641 | 0 | 0 | 0.85 | 0.85 | 0.85 | 0.85 | 0.92026 | 0.012776 | 0.67697 | 0 | 0.42382
2025-11-11 19:00 | 73395.5755 | 72982.894 | 0 | 412.6815 | 0 | 0.20229 | 0.20232 | 0.20186 | 315 | 19 | Fall | 0.58792 | 0.53844 | 0.53844 | 0.92081 | 0.51215 | 0.20232 | 0 | 0.30172 | 0.66641 | 0.85008 | 0.012985 | 0.040504 | 0.20186 | 0.70767 | 0.66641 | 0 | 0 | 0.85 | 0.85 | 0.85 | 0.85 | 0.92081 | 0.012985 | 0.6913 | 0 | 0.3403
2025-11-11 20:00 | 71412.1668 | 71014.202 | 0 | 397.9648 | 0 | 0.19508 | 0.19469 | 0.20223 | 315 | 20 | Fall | 0.58769 | 0.53296 | 0.53296 | 0.92152 | 0.47501 | 0.19469 | 0 | 0.0006045 | 0.66641 | 0.85008 | 0.012671 | 0.027207 | 0.20223 | 0.69538 | 0.66641 | 0 | 0 | 0.85 | 0.85 | 0.85 | 0.85 | 0.92152 | 0.012671 | 0.69331 | 0 | 0.11348
2025-11-11 21:00 | 68613.0051 | 68233.5167 | 0 | 379.4883 | 0 | 0.18602 | 0.18508 | 0.20304 | 315 | 21 | Fall | 0.5589 | 0.51972 | 0.51972 | 0.92369 | 0.43894 | 0.18508 | 0 | 0 | 0.66478 | 0.85008 | 0.012741 | 0.015558 | 0.20304 | 0.62275 | 0.66478 | 0 | 0 | 0.85 | 0.85 | 0.85 | 0.85 | 0.92369 | 0.012741 | 0.67279 | 0 | 0.16147
2025-11-11 22:00 | 64021.4986 | 63655.3862 | 0 | 366.1124 | 0 | 0.17947 | 0.17799 | 0.20614 | 315 | 22 | Fall | 0.51728 | 0.4948 | 0.4948 | 0.92621 | 0.40003 | 0.17799 | 0 | 0 | 0.66478 | 0.85008 | 0.012881 | 0.0070257 | 0.20614 | 0.54639 | 0.66478 | 0 | 0 | 0.85 | 0.85 | 0.85 | 0.85 | 0.92621 | 0.012881 | 0.63052 | 0 | 0.1153
2025-11-11 23:00 | 59469.9993 | 59108.5473 | 0 | 361.452 | 0 | 0.17718 | 0.17536 | 0.21013 | 315 | 23 | Fall | 0.47532 | 0.45627 | 0.45627 | 0.92842 | 0.36928 | 0.17536 | 0 | 0 | 0.65567 | 0.85008 | 0.012252 | 0.0070257 | 0.21013 | 0.47566 | 0.65567 | 0 | 0 | 0.85 | 0.85 | 0.85 | 0.85 | 0.92842 | 0.012252 | 0.56646 | 0 | 0.067351
2025-11-12 00:00 | 57385.1612 | 57011.6237 | 0 | 373.5375 | 0 | 0.18311 | 0.18121 | 0.21747 | 316 | 0 | Fall | 0.40086 | 0.41408 | 0.41408 | 0.9324 | 0.29275 | 0.18121 | 0 | 0 | 0.65196 | 0.85008 | 0.011834 | 0.0070257 | 0.21747 | 0.40145 | 0.65196 | 0 | 0 | 0.85 | 0.85 | 0.85 | 0.85 | 0.9324 | 0.011834 | 0.52583 | 0 | 0.01542
2025-11-12 01:00 | 56677.9319 | 56287.7507 | 0 | 390.1812 | 0 | 0.19127 | 0.18944 | 0.22422 | 316 | 1 | Fall | 0.37675 | 0.40095 | 0.40095 | 0.93332 | 0.26062 | 0.18944 | 0 | 0 | 0.65196 | 0.85008 | 0.012078 | 0.0070257 | 0.22422 | 0.38521 | 0.65196 | 0 | 0 | 0.85 | 0.85 | 0.85 | 0.85 | 0.93332 | 0.012078 | 0.49927 | 0 | 0
2025-11-12 02:00 | 56473.8532 | 56067.664 | 0 | 406.1892 | 0 | 0.19911 | 0.19754 | 0.22757 | 316 | 2 | Fall | 0.36036 | 0.37824 | 0.37824 | 0.93336 | 0.22473 | 0.19754 | 0 | 0 | 0.65196 | 0.85008 | 0.012357 | 0.0070257 | 0.22757 | 0.38017 | 0.65196 | 0 | 0 | 0.85 | 0.85 | 0.85 | 0.85 | 0.93336 | 0.012357 | 0.49291 | 0 | 0
2025-11-12 03:00 | 56524.1009 | 56105.1495 | 0 | 418.9514 | 0 | 0.20537 | 0.20401 | 0.22998 | 316 | 3 | Fall | 0.34783 | 0.36163 | 0.36163 | 0.93289 | 0.18289 | 0.20401 | 0 | 0 | 0.64813 | 0.85008 | 0.012532 | 0.0070257 | 0.22998 | 0.37147 | 0.64813 | 0 | 0 | 0.85 | 0.85 | 0.85 | 0.85 | 0.93289 | 0.012532 | 0.48498 | 0 | 0
2025-11-12 04:00 | 57119.0021 | 56693.1548 | 0 | 425.8473 | 0 | 0.20875 | 0.20748 | 0.23164 | 316 | 4 | Fall | 0.34209 | 0.36519 | 0.36519 | 0.93361 | 0.16879 | 0.20748 | 0 | 0 | 0.65104 | 0.85008 | 0.012532 | 0.0070257 | 0.23164 | 0.37052 | 0.65104 | 0 | 0 | 0.85 | 0.85 | 0.85 | 0.85 | 0.93361 | 0.012532 | 0.48267 | 0 | 0
2025-11-12 05:00 | 61680.502 | 61256.8883 | 0 | 423.6137 | 0 | 0.20765 | 0.20634 | 0.23146 | 316 | 5 | Fall | 0.34482 | 0.37756 | 0.37756 | 0.93576 | 0.17276 | 0.20634 | 0 | 0 | 0.65104 | 0.85008 | 0.012497 | 0.0064921 | 0.23146 | 0.37314 | 0.65104 | 0 | 0 | 0.85 | 0.85 | 0.85 | 0.85 | 0.93576 | 0.012497 | 0.48379 | 0 | 0
2025-11-12 06:00 | 69017.8418 | 68611.7518 | 0 | 406.0899 | 0 | 0.19906 | 0.19766 | 0.22446 | 316 | 6 | Fall | 0.36517 | 0.39941 | 0.39941 | 0.93715 | 0.18574 | 0.19766 | 0 | 0 | 0.65331 | 0.85008 | 0.012462 | 0.0064921 | 0.22446 | 0.36964 | 0.65331 | 0 | 0 | 0.85 | 0.85 | 0.85 | 0.85 | 0.93715 | 0.012462 | 0.46504 | 0 | 0
2025-11-12 07:00 | 76311.8637 | 75523.0734 | 407.6305 | 381.1597 | 0.018409 | 0.18684 | 0.18524 | 0.21576 | 316 | 7 | Fall | 0.38197 | 0.40891 | 0.40891 | 0.93839 | 0.20415 | 0.18524 | 0.018409 | 0 | 0.65331 | 0.85008 | 0.012392 | 0.0064921 | 0.21576 | 0.36205 | 0.65331 | 0 | 0 | 0.85 | 0.85 | 0.85 | 0.85 | 0.93839 | 0.012392 | 0.44968 | 0.012887 | 0
2025-11-12 08:00 | 72845.1781 | 69497.0717 | 3004.8447 | 343.2617 | 0.1357 | 0.16827 | 0.16662 | 0.198 | 316 | 8 | Fall | 0.39185 | 0.40697 | 0.40697 | 0.93566 | 0.21485 | 0.16662 | 0.1357 | 0.16223 | 0.65331 | 0.85008 | 0.012357 | 0.0064921 | 0.198 | 0.40198 | 0.65331 | 0 | 0 | 0.85 | 0.85 | 0.85 | 0.85 | 0.93566 | 0.012357 | 0.45998 | 0.094993 | 0
2025-11-12 09:00 | 71667.4189 | 65189.0228 | 6140.6455 | 337.7505 | 0.27732 | 0.16556 | 0.16471 | 0.18096 | 316 | 9 | Fall | 0.39166 | 0.40877 | 0.40877 | 0.92982 | 0.21991 | 0.16471 | 0.27732 | 0.44952 | 0.65113 | 0.85008 | 0.012252 | 0.0064921 | 0.18096 | 0.39032 | 0.65113 | 0 | 0 | 0.85 | 0.85 | 0.85 | 0.85 | 0.92982 | 0.012252 | 0.46381 | 0.19413 | 0
2025-11-12 10:00 | 70564.9339 | 61688.3197 | 8519.1671 | 357.4471 | 0.38474 | 0.17522 | 0.17446 | 0.18903 | 316 | 10 | Fall | 0.40411 | 0.42068 | 0.42068 | 0.92508 | 0.22175 | 0.17446 | 0.38474 | 0.57836 | 0.66261 | 0.85008 | 0.012218 | 0.0064921 | 0.18903 | 0.44411 | 0.66261 | 0 | 0 | 0.85 | 0.85 | 0.85 | 0.85 | 0.92508 | 0.012218 | 0.49846 | 0.26932 | 0
2025-11-12 11:00 | 67734.6997 | 57449.3264 | 9921.2867 | 364.0867 | 0.44807 | 0.17847 | 0.17741 | 0.19773 | 316 | 11 | Fall | 0.41644 | 0.43336 | 0.43336 | 0.9244 | 0.22921 | 0.17741 | 0.44807 | 0.61146 | 0.66261 | 0.85008 | 0.011903 | 0.0067811 | 0.19773 | 0.48314 | 0.66261 | 0 | 0 | 0.85 | 0.85 | 0.85 | 0.85 | 0.9244 | 0.011903 | 0.55063 | 0.31365 | 0
2025-11-12 12:00 | 66528.0105 | 55827.0476 | 10334.4361 | 366.5268 | 0.46672 | 0.17967 | 0.17841 | 0.20239 | 316 | 12 | Fall | 0.43539 | 0.4543 | 0.4543 | 0.92402 | 0.24522 | 0.17841 | 0.46672 | 0.64788 | 0.66261 | 0.85008 | 0.011903 | 0.0064921 | 0.20239 | 0.53927 | 0.66261 | 0 | 0 | 0.85 | 0.85 | 0.85 | 0.85 | 0.92402 | 0.011903 | 0.58716 | 0.32671 | 0
2025-11-12 13:00 | 66414.5249 | 56287.8932 | 9757.5107 | 369.121 | 0.44067 | 0.18094 | 0.17988 | 0.20014 | 316 | 13 | Fall | 0.46136 | 0.47855 | 0.47855 | 0.92234 | 0.2669 | 0.17988 | 0.44067 | 0.6577 | 0.66261 | 0.85008 | 0.011694 | 0.0098579 | 0.20014 | 0.58521 | 0.66261 | 0 | 0 | 0.85 | 0.85 | 0.85 | 0.85 | 0.92234 | 0.011694 | 0.60493 | 0.30847 | 0
2025-11-12 14:00 | 66572.6038 | 58069.0073 | 8135.8385 | 367.758 | 0.36743 | 0.18027 | 0.17924 | 0.19902 | 316 | 14 | Fall | 0.48366 | 0.49376 | 0.49376 | 0.92148 | 0.3113 | 0.17924 | 0.36743 | 0.654 | 0.66424 | 0.85008 | 0.011659 | 0.015065 | 0.19902 | 0.62713 | 0.66424 | 0 | 0 | 0.85 | 0.85 | 0.85 | 0.85 | 0.92148 | 0.011659 | 0.61302 | 0.2572 | 0
2025-11-12 15:00 | 67010.1084 | 61048.3156 | 5595.3447 | 366.4482 | 0.2527 | 0.17963 | 0.17843 | 0.20129 | 316 | 15 | Fall | 0.50654 | 0.50702 | 0.50702 | 0.92059 | 0.39325 | 0.17843 | 0.2527 | 0.65838 | 0.66424 | 0.85008 | 0.011415 | 0.018179 | 0.20129 | 0.6525 | 0.66424 | 0 | 0 | 0.85 | 0.85 | 0.85 | 0.85 | 0.92059 | 0.011415 | 0.63439 | 0.17689 | 0.00017779
2025-11-12 16:00 | 68482.1329 | 65541.5378 | 2580.5131 | 360.082 | 0.11654 | 0.17651 | 0.17492 | 0.20531 | 316 | 16 | Fall | 0.52814 | 0.52024 | 0.52024 | 0.92028 | 0.45282 | 0.17492 | 0.11654 | 0.66367 | 0.66641 | 0.85008 | 0.011903 | 0.018609 | 0.20531 | 0.68032 | 0.66641 | 0 | 0 | 0.85 | 0.85 | 0.85 | 0.85 | 0.92028 | 0.011903 | 0.64677 | 0.081579 | 0.03688
2025-11-12 17:00 | 73058.8561 | 72400.4848 | 289.1535 | 369.2178 | 0.013059 | 0.18099 | 0.17908 | 0.21557 | 316 | 17 | Fall | 0.55921 | 0.52787 | 0.52787 | 0.92028 | 0.49849 | 0.17908 | 0.013059 | 0.6549 | 0.66641 | 0.85008 | 0.012497 | 0.02092 | 0.21557 | 0.69339 | 0.66641 | 0 | 0 | 0.85 | 0.85 | 0.85 | 0.85 | 0.92028 | 0.012497 | 0.65974 | 0.0091411 | 0.46447
2025-11-12 18:00 | 74236.7932 | 73857.0589 | 0 | 379.7343 | 0 | 0.18614 | 0.18414 | 0.2224 | 316 | 18 | Fall | 0.56981 | 0.53326 | 0.53326 | 0.92026 | 0.51472 | 0.18414 | 0 | 0.58607 | 0.66641 | 0.85008 | 0.012776 | 0.030806 | 0.2224 | 0.72066 | 0.66641 | 0 | 0 | 0.85 | 0.85 | 0.85 | 0.85 | 0.92026 | 0.012776 | 0.67697 | 0 | 0.42382
2025-11-12 19:00 | 73395.5755 | 73018.1457 | 0 | 377.4298 | 0 | 0.18501 | 0.18289 | 0.22337 | 316 | 19 | Fall | 0.58792 | 0.53844 | 0.53844 | 0.92081 | 0.51215 | 0.18289 | 0 | 0.30172 | 0.66641 | 0.85008 | 0.012985 | 0.040504 | 0.22337 | 0.70767 | 0.66641 | 0 | 0 | 0.85 | 0.85 | 0.85 | 0.85 | 0.92081 | 0.012985 | 0.6913 | 0 | 0.3403
2025-11-12 20:00 | 71412.1668 | 71042.1081 | 0 | 370.0587 | 0 | 0.1814 | 0.17928 | 0.2198 | 316 | 20 | Fall | 0.58769 | 0.53296 | 0.53296 | 0.92152 | 0.47501 | 0.17928 | 0 | 0.0006045 | 0.66641 | 0.85008 | 0.012671 | 0.027207 | 0.2198 | 0.69538 | 0.66641 | 0 | 0 | 0.85 | 0.85 | 0.85 | 0.85 | 0.92152 | 0.012671 | 0.69331 | 0 | 0.11348
2025-11-12 21:00 | 68613.0051 | 68244.6553 | 0 | 368.3497 | 0 | 0.18056 | 0.17871 | 0.21399 | 316 | 21 | Fall | 0.5589 | 0.51972 | 0.51972 | 0.92369 | 0.43894 | 0.17871 | 0 | 0 | 0.66478 | 0.85008 | 0.012741 | 0.015558 | 0.21399 | 0.62275 | 0.66478 | 0 | 0 | 0.85 | 0.85 | 0.85 | 0.85 | 0.92369 | 0.012741 | 0.67279 | 0 | 0.16147
2025-11-12 22:00 | 64021.4986 | 63653.8151 | 0 | 367.6835 | 0 | 0.18024 | 0.17869 | 0.20812 | 316 | 22 | Fall | 0.51728 | 0.4948 | 0.4948 | 0.92621 | 0.40003 | 0.17869 | 0 | 0 | 0.66478 | 0.85008 | 0.012881 | 0.0070257 | 0.20812 | 0.54639 | 0.66478 | 0 | 0 | 0.85 | 0.85 | 0.85 | 0.85 | 0.92621 | 0.012881 | 0.63052 | 0 | 0.1153
2025-11-12 23:00 | 59469.9993 | 59101.6518 | 0 | 368.3475 | 0 | 0.18056 | 0.17934 | 0.20271 | 316 | 23 | Fall | 0.47532 | 0.45627 | 0.45627 | 0.92842 | 0.36928 | 0.17934 | 0 | 0 | 0.65567 | 0.85008 | 0.012252 | 0.0070257 | 0.20271 | 0.47566 | 0.65567 | 0 | 0 | 0.85 | 0.85 | 0.85 | 0.85 | 0.92842 | 0.012252 | 0.56646 | 0 | 0.067351
2025-11-13 00:00 | 57385.1612 | 57007.0416 | 0 | 378.1196 | 0 | 0.18535 | 0.18462 | 0.19859 | 317 | 0 | Fall | 0.40086 | 0.41408 | 0.41408 | 0.9324 | 0.29275 | 0.18462 | 0 | 0 | 0.65196 | 0.85008 | 0.011834 | 0.0070257 | 0.19859 | 0.40145 | 0.65196 | 0 | 0 | 0.85 | 0.85 | 0.85 | 0.85 | 0.9324 | 0.011834 | 0.52583 | 0 | 0.01542
2025-11-13 01:00 | 56677.9319 | 56292.7943 | 0 | 385.1377 | 0 | 0.18879 | 0.18816 | 0.2003 | 317 | 1 | Fall | 0.37675 | 0.40095 | 0.40095 | 0.93332 | 0.26062 | 0.18816 | 0 | 0 | 0.65196 | 0.85008 | 0.012078 | 0.0070257 | 0.2003 | 0.38521 | 0.65196 | 0 | 0 | 0.85 | 0.85 | 0.85 | 0.85 | 0.93332 | 0.012078 | 0.49927 | 0 | 0
2025-11-13 02:00 | 56473.8532 | 56079.1259 | 0 | 394.7273 | 0 | 0.19349 | 0.19266 | 0.20863 | 317 | 2 | Fall | 0.36036 | 0.37824 | 0.37824 | 0.93336 | 0.22473 | 0.19266 | 0 | 0 | 0.65196 | 0.85008 | 0.012357 | 0.0070257 | 0.20863 | 0.38017 | 0.65196 | 0 | 0 | 0.85 | 0.85 | 0.85 | 0.85 | 0.93336 | 0.012357 | 0.49291 | 0 | 0
2025-11-13 03:00 | 56524.1009 | 56109.6707 | 0 | 414.4302 | 0 | 0.20315 | 0.20248 | 0.2153 | 317 | 3 | Fall | 0.34783 | 0.36163 | 0.36163 | 0.93289 | 0.18289 | 0.20248 | 0 | 0 | 0.64813 | 0.85008 | 0.012532 | 0.0070257 | 0.2153 | 0.37147 | 0.64813 | 0 | 0 | 0.85 | 0.85 | 0.85 | 0.85 | 0.93289 | 0.012532 | 0.48498 | 0 | 0
2025-11-13 04:00 | 57119.0021 | 56684.2336 | 0 | 434.7685 | 0 | 0.21312 | 0.21277 | 0.21956 | 317 | 4 | Fall | 0.34209 | 0.36519 | 0.36519 | 0.93361 | 0.16879 | 0.21277 | 0 | 0 | 0.65104 | 0.85008 | 0.012532 | 0.0070257 | 0.21956 | 0.37052 | 0.65104 | 0 | 0 | 0.85 | 0.85 | 0.85 | 0.85 | 0.93361 | 0.012532 | 0.48267 | 0 | 0
2025-11-13 05:00 | 61680.502 | 61240.0985 | 0 | 440.4035 | 0 | 0.21588 | 0.21566 | 0.21996 | 317 | 5 | Fall | 0.34482 | 0.37756 | 0.37756 | 0.93576 | 0.17276 | 0.21566 | 0 | 0 | 0.65104 | 0.85008 | 0.012497 | 0.0064921 | 0.21996 | 0.37314 | 0.65104 | 0 | 0 | 0.85 | 0.85 | 0.85 | 0.85 | 0.93576 | 0.012497 | 0.48379 | 0 | 0
2025-11-13 06:00 | 69017.8418 | 68593.7104 | 0 | 424.1313 | 0 | 0.20791 | 0.20766 | 0.21233 | 317 | 6 | Fall | 0.36517 | 0.39941 | 0.39941 | 0.93715 | 0.18574 | 0.20766 | 0 | 0 | 0.65331 | 0.85008 | 0.012462 | 0.0064921 | 0.21233 | 0.36964 | 0.65331 | 0 | 0 | 0.85 | 0.85 | 0.85 | 0.85 | 0.93715 | 0.012462 | 0.46504 | 0 | 0
2025-11-13 07:00 | 76311.8637 | 75544.3877 | 361.6126 | 405.8633 | 0.016331 | 0.19895 | 0.19888 | 0.2002 | 317 | 7 | Fall | 0.38197 | 0.40891 | 0.40891 | 0.93839 | 0.20415 | 0.19888 | 0.016331 | 0 | 0.65331 | 0.85008 | 0.012392 | 0.0064921 | 0.2002 | 0.36205 | 0.65331 | 0 | 0 | 0.85 | 0.85 | 0.85 | 0.85 | 0.93839 | 0.012392 | 0.44968 | 0.011432 | 0
2025-11-13 08:00 | 72862.4754 | 69551.2583 | 2939.3153 | 371.9018 | 0.13275 | 0.1823 | 0.18211 | 0.18584 | 317 | 8 | Fall | 0.39185 | 0.40697 | 0.40697 | 0.93566 | 0.21485 | 0.18211 | 0.13275 | 0.16223 | 0.65331 | 0.85008 | 0.012357 | 0.0064921 | 0.18584 | 0.40198 | 0.65331 | 0 | 0 | 0.85 | 0.85 | 0.85 | 0.85 | 0.93566 | 0.012357 | 0.45998 | 0.092922 | 0
2025-11-13 09:00 | 71667.4189 | 65105.8822 | 6185.9288 | 375.6079 | 0.27937 | 0.18412 | 0.18452 | 0.17692 | 317 | 9 | Fall | 0.39166 | 0.40877 | 0.40877 | 0.92982 | 0.21991 | 0.18452 | 0.27937 | 0.44952 | 0.65113 | 0.85008 | 0.012252 | 0.0064921 | 0.17692 | 0.39032 | 0.65113 | 0 | 0 | 0.85 | 0.85 | 0.85 | 0.85 | 0.92982 | 0.012252 | 0.46381 | 0.19556 | 0
2025-11-13 10:00 | 70564.9339 | 61560.4466 | 8593.9228 | 410.5645 | 0.38812 | 0.20126 | 0.20268 | 0.17553 | 317 | 10 | Fall | 0.40411 | 0.42068 | 0.42068 | 0.92508 | 0.22175 | 0.20268 | 0.38812 | 0.57836 | 0.66261 | 0.85008 | 0.012218 | 0.0064921 | 0.17553 | 0.44411 | 0.66261 | 0 | 0 | 0.85 | 0.85 | 0.85 | 0.85 | 0.92508 | 0.012218 | 0.49846 | 0.27168 | 0
2025-11-13 11:00 | 67734.6997 | 57341.0849 | 9972.5372 | 421.0776 | 0.45038 | 0.20641 | 0.20821 | 0.17397 | 317 | 11 | Fall | 0.41644 | 0.43336 | 0.43336 | 0.9244 | 0.22921 | 0.20821 | 0.45038 | 0.61146 | 0.66261 | 0.85008 | 0.011903 | 0.0067811 | 0.17397 | 0.48314 | 0.66261 | 0 | 0 | 0.85 | 0.85 | 0.85 | 0.85 | 0.9244 | 0.011903 | 0.55063 | 0.31527 | 0
2025-11-13 12:00 | 66528.0105 | 55947.8922 | 10157.8735 | 422.2448 | 0.45875 | 0.20698 | 0.20909 | 0.16891 | 317 | 12 | Fall | 0.43539 | 0.4543 | 0.4543 | 0.92402 | 0.24522 | 0.20909 | 0.45875 | 0.64788 | 0.66261 | 0.85008 | 0.011903 | 0.0064921 | 0.16891 | 0.53927 | 0.66261 | 0 | 0 | 0.85 | 0.85 | 0.85 | 0.85 | 0.92402 | 0.011903 | 0.58716 | 0.32113 | 0
2025-11-13 13:00 | 66414.5249 | 56424.3092 | 9572.7248 | 417.4909 | 0.43232 | 0.20465 | 0.2064 | 0.17312 | 317 | 13 | Fall | 0.46136 | 0.47855 | 0.47855 | 0.92234 | 0.2669 | 0.2064 | 0.43232 | 0.6577 | 0.66261 | 0.85008 | 0.011694 | 0.0098579 | 0.17312 | 0.58521 | 0.66261 | 0 | 0 | 0.85 | 0.85 | 0.85 | 0.85 | 0.92234 | 0.011694 | 0.60493 | 0.30263 | 0
2025-11-13 14:00 | 66572.6038 | 58206.4871 | 7965.9985 | 400.1182 | 0.35976 | 0.19614 | 0.19673 | 0.18533 | 317 | 14 | Fall | 0.48366 | 0.49376 | 0.49376 | 0.92148 | 0.3113 | 0.19673 | 0.35976 | 0.654 | 0.66424 | 0.85008 | 0.011659 | 0.015065 | 0.18533 | 0.62713 | 0.66424 | 0 | 0 | 0.85 | 0.85 | 0.85 | 0.85 | 0.92148 | 0.011659 | 0.61302 | 0.25183 | 0
2025-11-13 15:00 | 67010.1084 | 60967.2448 | 5646.4651 | 396.3984 | 0.25501 | 0.19431 | 0.19404 | 0.19921 | 317 | 15 | Fall | 0.50654 | 0.50702 | 0.50702 | 0.92059 | 0.39325 | 0.19404 | 0.25501 | 0.65838 | 0.66424 | 0.85008 | 0.011415 | 0.018179 | 0.19921 | 0.6525 | 0.66424 | 0 | 0 | 0.85 | 0.85 | 0.85 | 0.85 | 0.92059 | 0.011415 | 0.63439 | 0.1785 | 0.00017779
2025-11-13 16:00 | 68498.0997 | 65366.1578 | 2733.8787 | 398.0632 | 0.12347 | 0.19513 | 0.19408 | 0.21404 | 317 | 16 | Fall | 0.52814 | 0.52024 | 0.52024 | 0.92028 | 0.45282 | 0.19408 | 0.12347 | 0.66367 | 0.66641 | 0.85008 | 0.011903 | 0.018609 | 0.21404 | 0.68032 | 0.66641 | 0 | 0 | 0.85 | 0.85 | 0.85 | 0.85 | 0.92028 | 0.011903 | 0.64677 | 0.086427 | 0.03688
2025-11-13 17:00 | 73058.8561 | 72319.1859 | 309.288 | 430.3822 | 0.013968 | 0.21097 | 0.20983 | 0.23156 | 317 | 17 | Fall | 0.55921 | 0.52787 | 0.52787 | 0.92028 | 0.49849 | 0.20983 | 0.013968 | 0.6549 | 0.66641 | 0.85008 | 0.012497 | 0.02092 | 0.23156 | 0.69339 | 0.66641 | 0 | 0 | 0.85 | 0.85 | 0.85 | 0.85 | 0.92028 | 0.012497 | 0.65974 | 0.0097776 | 0.46447
2025-11-13 18:00 | 74236.7932 | 73774.9507 | 0 | 461.8425 | 0 | 0.22639 | 0.22548 | 0.24287 | 317 | 18 | Fall | 0.56981 | 0.53326 | 0.53326 | 0.92026 | 0.51472 | 0.22548 | 0 | 0.58607 | 0.66641 | 0.85008 | 0.012776 | 0.030806 | 0.24287 | 0.72066 | 0.66641 | 0 | 0 | 0.85 | 0.85 | 0.85 | 0.85 | 0.92026 | 0.012776 | 0.67697 | 0 | 0.42382
2025-11-13 19:00 | 73395.5755 | 72913.7264 | 0 | 481.8491 | 0 | 0.2362 | 0.23585 | 0.24257 | 317 | 19 | Fall | 0.58792 | 0.53844 | 0.53844 | 0.92081 | 0.51215 | 0.23585 | 0 | 0.30172 | 0.66641 | 0.85008 | 0.012985 | 0.040504 | 0.24257 | 0.70767 | 0.66641 | 0 | 0 | 0.85 | 0.85 | 0.85 | 0.85 | 0.92081 | 0.012985 | 0.6913 | 0 | 0.3403
2025-11-13 20:00 | 71412.1668 | 70918.0396 | 0 | 494.1272 | 0 | 0.24222 | 0.2425 | 0.23719 | 317 | 20 | Fall | 0.58769 | 0.53296 | 0.53296 | 0.92152 | 0.47501 | 0.2425 | 0 | 0.0006045 | 0.66641 | 0.85008 | 0.012671 | 0.027207 | 0.23719 | 0.69538 | 0.66641 | 0 | 0 | 0.85 | 0.85 | 0.85 | 0.85 | 0.92152 | 0.012671 | 0.69331 | 0 | 0.11348
2025-11-13 21:00 | 68613.0051 | 68109.8465 | 0 | 503.1586 | 0 | 0.24665 | 0.24776 | 0.2265 | 317 | 21 | Fall | 0.5589 | 0.51972 | 0.51972 | 0.92369 | 0.43894 | 0.24776 | 0 | 0 | 0.66478 | 0.85008 | 0.012741 | 0.015558 | 0.2265 | 0.62275 | 0.66478 | 0 | 0 | 0.85 | 0.85 | 0.85 | 0.85 | 0.92369 | 0.012741 | 0.67279 | 0 | 0.16147
2025-11-13 22:00 | 64021.4986 | 63516.0529 | 0 | 505.4457 | 0 | 0.24777 | 0.24969 | 0.21303 | 317 | 22 | Fall | 0.51728 | 0.4948 | 0.4948 | 0.92621 | 0.40003 | 0.24969 | 0 | 0 | 0.66478 | 0.85008 | 0.012881 | 0.0070257 | 0.21303 | 0.54639 | 0.66478 | 0 | 0 | 0.85 | 0.85 | 0.85 | 0.85 | 0.92621 | 0.012881 | 0.63052 | 0 | 0.1153
2025-11-13 23:00 | 59469.9993 | 58966.6449 | 0 | 503.3544 | 0 | 0.24674 | 0.24933 | 0.20001 | 317 | 23 | Fall | 0.47532 | 0.45627 | 0.45627 | 0.92842 | 0.36928 | 0.24933 | 0 | 0 | 0.65567 | 0.85008 | 0.012252 | 0.0070257 | 0.20001 | 0.47566 | 0.65567 | 0 | 0 | 0.85 | 0.85 | 0.85 | 0.85 | 0.92842 | 0.012252 | 0.56646 | 0 | 0.067351
2025-11-14 00:00 | 57385.1612 | 56876.0295 | 0 | 509.1317 | 0 | 0.24957 | 0.25264 | 0.19412 | 318 | 0 | Fall | 0.40086 | 0.41408 | 0.41408 | 0.9324 | 0.29275 | 0.25264 | 0 | 0 | 0.65196 | 0.85008 | 0.011834 | 0.0070257 | 0.19412 | 0.40145 | 0.65196 | 0 | 0 | 0.85 | 0.85 | 0.85 | 0.85 | 0.9324 | 0.011834 | 0.52583 | 0 | 0.01542
2025-11-14 01:00 | 56677.9319 | 56166.2699 | 0 | 511.662 | 0 | 0.25081 | 0.25399 | 0.19345 | 318 | 1 | Fall | 0.37675 | 0.40095 | 0.40095 | 0.93332 | 0.26062 | 0.25399 | 0 | 0 | 0.65196 | 0.85008 | 0.012078 | 0.0070257 | 0.19345 | 0.38521 | 0.65196 | 0 | 0 | 0.85 | 0.85 | 0.85 | 0.85 | 0.93332 | 0.012078 | 0.49927 | 0 | 0
2025-11-14 02:00 | 56473.8532 | 55965.1449 | 0 | 508.7084 | 0 | 0.24937 | 0.25236 | 0.19524 | 318 | 2 | Fall | 0.36036 | 0.37824 | 0.37824 | 0.93336 | 0.22473 | 0.25236 | 0 | 0 | 0.65196 | 0.85008 | 0.012357 | 0.0070257 | 0.19524 | 0.38017 | 0.65196 | 0 | 0 | 0.85 | 0.85 | 0.85 | 0.85 | 0.93336 | 0.012357 | 0.49291 | 0 | 0
2025-11-14 03:00 | 56524.1009 | 56024.7409 | 0 | 499.36 | 0 | 0.24478 | 0.2474 | 0.19752 | 318 | 3 | Fall | 0.34783 | 0.36163 | 0.36163 | 0.93289 | 0.18289 | 0.2474 | 0 | 0 | 0.64813 | 0.85008 | 0.012532 | 0.0070257 | 0.19752 | 0.37147 | 0.64813 | 0 | 0 | 0.85 | 0.85 | 0.85 | 0.85 | 0.93289 | 0.012532 | 0.48498 | 0 | 0
2025-11-14 04:00 | 57119.0021 | 56636.4052 | 0 | 482.5969 | 0 | 0.23657 | 0.23874 | 0.19728 | 318 | 4 | Fall | 0.34209 | 0.36519 | 0.36519 | 0.93361 | 0.16879 | 0.23874 | 0 | 0 | 0.65104 | 0.85008 | 0.012532 | 0.0070257 | 0.19728 | 0.37052 | 0.65104 | 0 | 0 | 0.85 | 0.85 | 0.85 | 0.85 | 0.93361 | 0.012532 | 0.48267 | 0 | 0
2025-11-14 05:00 | 61680.502 | 61217.7331 | 0 | 462.7689 | 0 | 0.22685 | 0.22868 | 0.19379 | 318 | 5 | Fall | 0.34482 | 0.37756 | 0.37756 | 0.93576 | 0.17276 | 0.22868 | 0 | 0 | 0.65104 | 0.85008 | 0.012497 | 0.0064921 | 0.19379 | 0.37314 | 0.65104 | 0 | 0 | 0.85 | 0.85 | 0.85 | 0.85 | 0.93576 | 0.012497 | 0.48379 | 0 | 0
2025-11-14 06:00 | 69017.8418 | 68587.9461 | 0 | 429.8956 | 0 | 0.21073 | 0.2124 | 0.18054 | 318 | 6 | Fall | 0.36517 | 0.39941 | 0.39941 | 0.93715 | 0.18574 | 0.2124 | 0 | 0 | 0.65331 | 0.85008 | 0.012462 | 0.0064921 | 0.18054 | 0.36964 | 0.65331 | 0 | 0 | 0.85 | 0.85 | 0.85 | 0.85 | 0.93715 | 0.012462 | 0.46504 | 0 | 0
2025-11-14 07:00 | 76311.8637 | 75581.6377 | 334.6557 | 395.5703 | 0.015114 | 0.19391 | 0.19563 | 0.16278 | 318 | 7 | Fall | 0.38197 | 0.40891 | 0.40891 | 0.93839 | 0.20415 | 0.19563 | 0.015114 | 0 | 0.65331 | 0.85008 | 0.012392 | 0.0064921 | 0.16278 | 0.36205 | 0.65331 | 0 | 0 | 0.85 | 0.85 | 0.85 | 0.85 | 0.93839 | 0.012392 | 0.44968 | 0.01058 | 0
2025-11-14 08:00 | 72879.9976 | 69971.655 | 2567.1323 | 341.2103 | 0.11594 | 0.16726 | 0.16857 | 0.1436 | 318 | 8 | Fall | 0.39185 | 0.40697 | 0.40697 | 0.93566 | 0.21485 | 0.16857 | 0.11594 | 0.16223 | 0.65331 | 0.85008 | 0.012357 | 0.0064921 | 0.1436 | 0.40198 | 0.65331 | 0 | 0 | 0.85 | 0.85 | 0.85 | 0.85 | 0.93566 | 0.012357 | 0.45998 | 0.081156 | 0
2025-11-14 09:00 | 71667.4189 | 66075.8584 | 5277.9079 | 313.6525 | 0.23836 | 0.15375 | 0.15535 | 0.12485 | 318 | 9 | Fall | 0.39166 | 0.40877 | 0.40877 | 0.92982 | 0.21991 | 0.15535 | 0.23836 | 0.44952 | 0.65113 | 0.85008 | 0.012252 | 0.0064921 | 0.12485 | 0.39032 | 0.65113 | 0 | 0 | 0.85 | 0.85 | 0.85 | 0.85 | 0.92982 | 0.012252 | 0.46381 | 0.16685 | 0
2025-11-14 10:00 | 70564.9339 | 62727.3323 | 7518.4019 | 319.1997 | 0.33955 | 0.15647 | 0.15854 | 0.11898 | 318 | 10 | Fall | 0.40411 | 0.42068 | 0.42068 | 0.92508 | 0.22175 | 0.15854 | 0.33955 | 0.57836 | 0.66261 | 0.85008 | 0.012218 | 0.0064921 | 0.11898 | 0.44411 | 0.66261 | 0 | 0 | 0.85 | 0.85 | 0.85 | 0.85 | 0.92508 | 0.012218 | 0.49846 | 0.23768 | 0
2025-11-14 11:00 | 67734.6997 | 58463.1767 | 8955.1983 | 316.3247 | 0.40443 | 0.15506 | 0.15708 | 0.11861 | 318 | 11 | Fall | 0.41644 | 0.43336 | 0.43336 | 0.9244 | 0.22921 | 0.15708 | 0.40443 | 0.61146 | 0.66261 | 0.85008 | 0.011903 | 0.0067811 | 0.11861 | 0.48314 | 0.66261 | 0 | 0 | 0.85 | 0.85 | 0.85 | 0.85 | 0.9244 | 0.011903 | 0.55063 | 0.2831 | 0
2025-11-14 12:00 | 66528.0105 | 56737.0197 | 9479.3273 | 311.6634 | 0.42811 | 0.15278 | 0.15487 | 0.11496 | 318 | 12 | Fall | 0.43539 | 0.4543 | 0.4543 | 0.92402 | 0.24522 | 0.15487 | 0.42811 | 0.64788 | 0.66261 | 0.85008 | 0.011903 | 0.0064921 | 0.11496 | 0.53927 | 0.66261 | 0 | 0 | 0.85 | 0.85 | 0.85 | 0.85 | 0.92402 | 0.011903 | 0.58716 | 0.29967 | 0
2025-11-14 13:00 | 66414.5249 | 56902.351 | 9208.4157 | 303.7583 | 0.41587 | 0.1489 | 0.15109 | 0.10931 | 318 | 13 | Fall | 0.46136 | 0.47855 | 0.47855 | 0.92234 | 0.2669 | 0.15109 | 0.41587 | 0.6577 | 0.66261 | 0.85008 | 0.011694 | 0.0098579 | 0.10931 | 0.58521 | 0.66261 | 0 | 0 | 0.85 | 0.85 | 0.85 | 0.85 | 0.92234 | 0.011694 | 0.60493 | 0.29111 | 0
2025-11-14 14:00 | 66572.6038 | 58398.1328 | 7880.5109 | 293.9601 | 0.3559 | 0.1441 | 0.14631 | 0.10412 | 318 | 14 | Fall | 0.48366 | 0.49376 | 0.49376 | 0.92148 | 0.3113 | 0.14631 | 0.3559 | 0.654 | 0.66424 | 0.85008 | 0.011659 | 0.015065 | 0.10412 | 0.62713 | 0.66424 | 0 | 0 | 0.85 | 0.85 | 0.85 | 0.85 | 0.92148 | 0.011659 | 0.61302 | 0.24913 | 0
2025-11-14 15:00 | 67010.1084 | 61178.4122 | 5550.3252 | 281.3711 | 0.25066 | 0.13793 | 0.14 | 0.10042 | 318 | 15 | Fall | 0.50654 | 0.50702 | 0.50702 | 0.92059 | 0.39325 | 0.14 | 0.25066 | 0.65838 | 0.66424 | 0.85008 | 0.011415 | 0.018179 | 0.10042 | 0.6525 | 0.66424 | 0 | 0 | 0.85 | 0.85 | 0.85 | 0.85 | 0.92059 | 0.011415 | 0.63439 | 0.17546 | 0.00017779
2025-11-14 16:00 | 68514.274 | 65770.1566 | 2470.5038 | 273.6136 | 0.11157 | 0.13412 | 0.13606 | 0.099054 | 318 | 16 | Fall | 0.52814 | 0.52024 | 0.52024 | 0.92028 | 0.45282 | 0.13606 | 0.11157 | 0.66367 | 0.66641 | 0.85008 | 0.011903 | 0.018609 | 0.099054 | 0.68032 | 0.66641 | 0 | 0 | 0.85 | 0.85 | 0.85 | 0.85 | 0.92028 | 0.011903 | 0.64677 | 0.078101 | 0.03688
2025-11-14 17:00 | 73058.8561 | 72528.4579 | 243.4501 | 286.9481 | 0.010995 | 0.14066 | 0.14281 | 0.10173 | 318 | 17 | Fall | 0.55921 | 0.52787 | 0.52787 | 0.92028 | 0.49849 | 0.14281 | 0.010995 | 0.6549 | 0.66641 | 0.85008 | 0.012497 | 0.02092 | 0.10173 | 0.69339 | 0.66641 | 0 | 0 | 0.85 | 0.85 | 0.85 | 0.85 | 0.92028 | 0.012497 | 0.65974 | 0.0076963 | 0.46447
2025-11-14 18:00 | 74236.7932 | 73945.2035 | 0 | 291.5897 | 0 | 0.14294 | 0.14488 | 0.10773 | 318 | 18 | Fall | 0.56981 | 0.53326 | 0.53326 | 0.92026 | 0.51472 | 0.14488 | 0 | 0.58607 | 0.66641 | 0.85008 | 0.012776 | 0.030806 | 0.10773 | 0.72066 | 0.66641 | 0 | 0 | 0.85 | 0.85 | 0.85 | 0.85 | 0.92026 | 0.012776 | 0.67697 | 0 | 0.42382
2025-11-14 19:00 | 73395.5755 | 73102.138 | 0 | 293.4375 | 0 | 0.14384 | 0.14579 | 0.10867 | 318 | 19 | Fall | 0.58792 | 0.53844 | 0.53844 | 0.92081 | 0.51215 | 0.14579 | 0 | 0.30172 | 0.66641 | 0.85008 | 0.012985 | 0.040504 | 0.10867 | 0.70767 | 0.66641 | 0 | 0 | 0.85 | 0.85 | 0.85 | 0.85 | 0.92081 | 0.012985 | 0.6913 | 0 | 0.3403
2025-11-14 20:00 | 71412.1668 | 71125 | 0 | 287.1668 | 0 | 0.14077 | 0.14239 | 0.1114 | 318 | 20 | Fall | 0.58769 | 0.53296 | 0.53296 | 0.92152 | 0.47501 | 0.14239 | 0 | 0.0006045 | 0.66641 | 0.85008 | 0.012671 | 0.027207 | 0.1114 | 0.69538 | 0.66641 | 0 | 0 | 0.85 | 0.85 | 0.85 | 0.85 | 0.92152 | 0.012671 | 0.69331 | 0 | 0.11348
2025-11-14 21:00 | 68613.0051 | 68337.5578 | 0 | 275.4473 | 0 | 0.13502 | 0.1361 | 0.11547 | 318 | 21 | Fall | 0.5589 | 0.51972 | 0.51972 | 0.92369 | 0.43894 | 0.1361 | 0 | 0 | 0.66478 | 0.85008 | 0.012741 | 0.015558 | 0.11547 | 0.62275 | 0.66478 | 0 | 0 | 0.85 | 0.85 | 0.85 | 0.85 | 0.92369 | 0.012741 | 0.67279 | 0 | 0.16147
2025-11-14 22:00 | 64021.4986 | 63757.4296 | 0 | 264.069 | 0 | 0.12945 | 0.12986 | 0.12201 | 318 | 22 | Fall | 0.51728 | 0.4948 | 0.4948 | 0.92621 | 0.40003 | 0.12986 | 0 | 0 | 0.66478 | 0.85008 | 0.012881 | 0.0070257 | 0.12201 | 0.54639 | 0.66478 | 0 | 0 | 0.85 | 0.85 | 0.85 | 0.85 | 0.92621 | 0.012881 | 0.63052 | 0 | 0.1153
2025-11-14 23:00 | 59469.9993 | 59214.7949 | 0 | 255.2045 | 0 | 0.1251 | 0.12504 | 0.12627 | 318 | 23 | Fall | 0.47532 | 0.45627 | 0.45627 | 0.92842 | 0.36928 | 0.12504 | 0 | 0 | 0.65567 | 0.85008 | 0.012252 | 0.0070257 | 0.12627 | 0.47566 | 0.65567 | 0 | 0 | 0.85 | 0.85 | 0.85 | 0.85 | 0.92842 | 0.012252 | 0.56646 | 0 | 0.067351
2025-11-15 00:00 | 34776.3414 | 34520.4959 | 0 | 255.8455 | 0 | 0.12541 | 0.12532 | 0.12718 | 319 | 0 | Spring | 0.27877 | 0.32807 | 0.32807 | 0.86806 | 0.41526 | 0.12532 | 0 | 0 | 0.64562 | 0.85008 | 0.0133 | 0.00079999 | 0.12718 | 0.22892 | 0.64562 | 0 | 0 | 0.85 | 0.85 | 0.85 | 0.85 | 0.86806 | 0.0133 | 0.36461 | 0 | 0.048952
2025-11-15 01:00 | 34030.7827 | 33770.1036 | 0 | 260.679 | 0 | 0.12778 | 0.12775 | 0.12844 | 319 | 1 | Spring | 0.27126 | 0.31736 | 0.31736 | 0.87726 | 0.38 | 0.12775 | 0 | 0 | 0.64562 | 0.85008 | 0.012357 | 0.00079999 | 0.12844 | 0.2248 | 0.64562 | 0 | 0 | 0.85 | 0.85 | 0.85 | 0.85 | 0.87726 | 0.012357 | 0.36019 | 0 | 0
2025-11-15 02:00 | 33893.6411 | 33626.141 | 0 | 267.5001 | 0 | 0.13113 | 0.13136 | 0.12686 | 319 | 2 | Spring | 0.2611 | 0.30561 | 0.30561 | 0.87644 | 0.34552 | 0.13136 | 0 | 0 | 0.64562 | 0.85008 | 0.012462 | 0.00079999 | 0.12686 | 0.21959 | 0.64562 | 0 | 0 | 0.85 | 0.85 | 0.85 | 0.85 | 0.87644 | 0.012462 | 0.35507 | 0 | 0.0076969
2025-11-15 03:00 | 33923.0599 | 33645.7699 | 0 | 277.29 | 0 | 0.13593 | 0.13655 | 0.12471 | 319 | 3 | Spring | 0.25348 | 0.29808 | 0.29808 | 0.87591 | 0.33422 | 0.13655 | 0 | 0 | 0.64562 | 0.85008 | 0.013439 | 0.00079999 | 0.12471 | 0.21762 | 0.64562 | 0 | 0 | 0.85 | 0.85 | 0.85 | 0.85 | 0.87591 | 0.013439 | 0.3547 | 0 | 0
2025-11-15 04:00 | 34292.9484 | 34005.1629 | 0 | 287.7855 | 0 | 0.14107 | 0.14203 | 0.12372 | 319 | 4 | Spring | 0.24517 | 0.29516 | 0.29516 | 0.87706 | 0.32769 | 0.14203 | 0 | 0 | 0.64562 | 0.85008 | 0.013579 | 0.00079999 | 0.12372 | 0.22054 | 0.64562 | 0 | 0 | 0.85 | 0.85 | 0.85 | 0.85 | 0.87706 | 0.013579 | 0.36068 | 0 | 0
2025-11-15 05:00 | 36831.6849 | 36537.3196 | 0 | 294.3653 | 0 | 0.1443 | 0.14539 | 0.12461 | 319 | 5 | Spring | 0.24319 | 0.29542 | 0.29542 | 0.87925 | 0.32324 | 0.14539 | 0 | 0 | 0.64562 | 0.85008 | 0.013719 | 0.00079999 | 0.12461 | 0.24903 | 0.64562 | 0 | 0 | 0.85 | 0.85 | 0.85 | 0.85 | 0.87925 | 0.013719 | 0.38813 | 0 | 0
2025-11-15 06:00 | 38889.59 | 38600.1206 | 0 | 289.4694 | 0 | 0.1419 | 0.14304 | 0.12131 | 319 | 6 | Spring | 0.25416 | 0.29826 | 0.29826 | 0.88123 | 0.35611 | 0.14304 | 0 | 0 | 0.6501 | 0.85008 | 0.013404 | 0.00083936 | 0.12131 | 0.30317 | 0.6501 | 0 | 0 | 0.85 | 0.85 | 0.85 | 0.85 | 0.88123 | 0.013404 | 0.4151 | 0 | 0
2025-11-15 07:00 | 42593.5636 | 41945.8895 | 367.4089 | 280.2652 | 0.016593 | 0.13738 | 0.13856 | 0.11622 | 319 | 7 | Spring | 0.26383 | 0.30635 | 0.30635 | 0.88211 | 0.39696 | 0.13856 | 0.016593 | 0 | 0.65669 | 0.85008 | 0.012671 | 0.0010882 | 0.11622 | 0.29 | 0.65669 | 0 | 0 | 0.85 | 0.85 | 0.85 | 0.85 | 0.88211 | 0.012671 | 0.40054 | 0.011615 | 0.0096656
2025-11-15 08:00 | 42793.2278 | 39525.0953 | 3024.7293 | 243.4032 | 0.1366 | 0.11932 | 0.11999 | 0.10706 | 319 | 8 | Spring | 0.26441 | 0.30255 | 0.30255 | 0.88442 | 0.42633 | 0.11999 | 0.1366 | 0 | 0.65669 | 0.85008 | 0.012183 | 0.0010228 | 0.10706 | 0.28372 | 0.65669 | 0 | 0 | 0.85 | 0.85 | 0.85 | 0.85 | 0.88442 | 0.012183 | 0.39226 | 0.095622 | 0.029613
2025-11-15 09:00 | 44094.8229 | 37756.4358 | 6119.7552 | 218.6319 | 0.27638 | 0.10717 | 0.1081 | 0.090402 | 319 | 9 | Spring | 0.25911 | 0.30095 | 0.30095 | 0.88542 | 0.45108 | 0.1081 | 0.27638 | 0.38061 | 0.65642 | 0.85008 | 0.011659 | 0.00079999 | 0.090402 | 0.26073 | 0.65642 | 0 | 0 | 0.85 | 0.85 | 0.85 | 0.85 | 0.88542 | 0.011659 | 0.37528 | 0.19347 | 0
2025-11-15 10:00 | 44160.6172 | 35450.3397 | 8481.3139 | 228.9636 | 0.38303 | 0.11224 | 0.1135 | 0.08933 | 319 | 10 | Spring | 0.26146 | 0.29721 | 0.29721 | 0.88641 | 0.4463 | 0.1135 | 0.38303 | 0.64871 | 0.65688 | 0.85008 | 0.011484 | 0.00079999 | 0.08933 | 0.27476 | 0.65688 | 0 | 0 | 0.85 | 0.85 | 0.85 | 0.85 | 0.88641 | 0.011484 | 0.37825 | 0.26812 | 0
2025-11-15 11:00 | 43697.6691 | 33590.8146 | 9892.1864 | 214.668 | 0.44675 | 0.10523 | 0.10641 | 0.083839 | 319 | 11 | Spring | 0.25473 | 0.28311 | 0.28311 | 0.88809 | 0.41276 | 0.10641 | 0.44675 | 0.69148 | 0.65688 | 0.85008 | 0.01138 | 0.00079999 | 0.083839 | 0.29695 | 0.65688 | 0 | 0 | 0.85 | 0.85 | 0.85 | 0.85 | 0.88809 | 0.01138 | 0.38376 | 0.31273 | 0.0092363
2025-11-15 12:00 | 42945.5183 | 32410.5706 | 10337.3894 | 197.5584 | 0.46686 | 0.096842 | 0.097935 | 0.077089 | 319 | 12 | Spring | 0.24979 | 0.27224 | 0.27224 | 0.88874 | 0.38152 | 0.097935 | 0.46686 | 0.67553 | 0.65688 | 0.85008 | 0.011484 | 0.00080167 | 0.077089 | 0.31905 | 0.65688 | 0 | 0 | 0.85 | 0.85 | 0.85 | 0.85 | 0.88874 | 0.011484 | 0.39243 | 0.3268 | 0.0092363
2025-11-15 13:00 | 40561.0432 | 30820.6782 | 9555.8516 | 184.5135 | 0.43156 | 0.090448 | 0.091406 | 0.073125 | 319 | 13 | Spring | 0.2448 | 0.25993 | 0.25993 | 0.88865 | 0.35645 | 0.091406 | 0.43156 | 0.66427 | 0.65688 | 0.85008 | 0.010123 | 0.00079999 | 0.073125 | 0.32335 | 0.65688 | 0 | 0 | 0.85 | 0.85 | 0.85 | 0.85 | 0.88865 | 0.010123 | 0.40028 | 0.30209 | 0.0092363
2025-11-15 14:00 | 40149.2635 | 32304.7323 | 7666.2569 | 178.2743 | 0.34622 | 0.087389 | 0.088192 | 0.072884 | 319 | 14 | Spring | 0.24385 | 0.25881 | 0.25881 | 0.88747 | 0.34975 | 0.088192 | 0.34622 | 0.65679 | 0.65688 | 0.85008 | 0.0099835 | 0.0013328 | 0.072884 | 0.32489 | 0.65688 | 0 | 0 | 0.85 | 0.85 | 0.85 | 0.85 | 0.88747 | 0.0099835 | 0.40115 | 0.24236 | 0.0094141
2025-11-15 15:00 | 40186.2059 | 34919.0712 | 5091.6122 | 175.5225 | 0.22995 | 0.08604 | 0.086725 | 0.073661 | 319 | 15 | Spring | 0.24372 | 0.26351 | 0.26351 | 0.88663 | 0.34492 | 0.086725 | 0.22995 | 0.66692 | 0.65688 | 0.85008 | 0.010088 | 0.0013328 | 0.073661 | 0.33518 | 0.65688 | 0 | 0 | 0.85 | 0.85 | 0.85 | 0.85 | 0.88663 | 0.010088 | 0.4158 | 0.16096 | 0.0094141
2025-11-15 16:00 | 41041.7785 | 38545.3675 | 2320.5797 | 175.8313 | 0.1048 | 0.086192 | 0.087007 | 0.071464 | 319 | 16 | Spring | 0.24178 | 0.27908 | 0.27908 | 0.87629 | 0.34371 | 0.087007 | 0.1048 | 0.67652 | 0.66614 | 0.85008 | 0.010018 | 0.0013328 | 0.071464 | 0.36047 | 0.66614 | 0 | 0 | 0.85 | 0.85 | 0.85 | 0.85 | 0.87629 | 0.010018 | 0.43848 | 0.073361 | 0.0092363
2025-11-15 17:00 | 46148.6351 | 45717.1283 | 243.2879 | 188.2189 | 0.010987 | 0.092264 | 0.093194 | 0.075455 | 319 | 17 | Spring | 0.24363 | 0.29823 | 0.29823 | 0.87688 | 0.36264 | 0.093194 | 0.010987 | 0.6679 | 0.66614 | 0.85008 | 0.010018 | 0.0035317 | 0.075455 | 0.37417 | 0.66614 | 0 | 0 | 0.85 | 0.85 | 0.85 | 0.85 | 0.87688 | 0.010018 | 0.48342 | 0.0076912 | 0.28272
2025-11-15 18:00 | 47080.6541 | 46899.4115 | 0 | 181.2425 | 0 | 0.088844 | 0.089317 | 0.080304 | 319 | 18 | Spring | 0.25066 | 0.31384 | 0.31384 | 0.87696 | 0.40118 | 0.089317 | 0 | 0.58773 | 0.66614 | 0.85008 | 0.010158 | 0.027398 | 0.080304 | 0.3962 | 0.66614 | 0 | 0 | 0.85 | 0.85 | 0.85 | 0.85 | 0.87696 | 0.010158 | 0.50599 | 0 | 0.42211
2025-11-15 19:00 | 47083.8788 | 46919.1561 | 0 | 164.7226 | 0 | 0.080746 | 0.080618 | 0.083062 | 319 | 19 | Spring | 0.26664 | 0.33067 | 0.33067 | 0.8775 | 0.42487 | 0.080618 | 0 | 0.23069 | 0.66641 | 0.85008 | 0.010612 | 0.027398 | 0.083062 | 0.41363 | 0.66641 | 0 | 0 | 0.85 | 0.85 | 0.85 | 0.85 | 0.8775 | 0.010612 | 0.52452 | 0 | 0.39185
2025-11-15 20:00 | 46420.513 | 46267.917 | 0 | 152.5961 | 0 | 0.074802 | 0.07429 | 0.084054 | 319 | 20 | Spring | 0.28392 | 0.33907 | 0.33907 | 0.87706 | 0.44583 | 0.07429 | 0 | 0 | 0.66641 | 0.85008 | 0.010717 | 0.013216 | 0.084054 | 0.41376 | 0.66641 | 0 | 0 | 0.85 | 0.85 | 0.85 | 0.85 | 0.87706 | 0.010717 | 0.52178 | 0 | 0.34357
2025-11-15 21:00 | 44151.644 | 44009.6979 | 0 | 141.9461 | 0 | 0.069581 | 0.068846 | 0.082875 | 319 | 21 | Spring | 0.28852 | 0.33774 | 0.33774 | 0.87764 | 0.44688 | 0.068846 | 0 | 0 | 0.66641 | 0.85008 | 0.010682 | 0.0013328 | 0.082875 | 0.40821 | 0.66641 | 0 | 0 | 0.85 | 0.85 | 0.85 | 0.85 | 0.87764 | 0.010682 | 0.49219 | 0 | 0.10075
2025-11-15 22:00 | 40958.9499 | 40824.1469 | 0 | 134.803 | 0 | 0.06608 | 0.065431 | 0.077812 | 319 | 22 | Spring | 0.27883 | 0.33192 | 0.33192 | 0.87863 | 0.45017 | 0.065431 | 0 | 0 | 0.66641 | 0.85008 | 0.010717 | 0.0013328 | 0.077812 | 0.36384 | 0.66641 | 0 | 0 | 0.85 | 0.85 | 0.85 | 0.85 | 0.87863 | 0.010717 | 0.43629 | 0 | 0.081544
2025-11-15 23:00 | 37319.9087 | 37188.793 | 0 | 131.1157 | 0 | 0.064272 | 0.063763 | 0.073473 | 319 | 23 | Spring | 0.26601 | 0.32932 | 0.32932 | 0.87267 | 0.42104 | 0.063763 | 0 | 0 | 0.65528 | 0.85008 | 0.011973 | 0.0013328 | 0.073473 | 0.30433 | 0.65528 | 0 | 0 | 0.85 | 0.85 | 0.85 | 0.85 | 0.87267 | 0.011973 | 0.38142 | 0 | 0.039465
2025-11-16 00:00 | 34776.3414 | 34640.5568 | 0 | 135.7846 | 0 | 0.066561 | 0.066214 | 0.07283 | 320 | 0 | Spring | 0.27877 | 0.32807 | 0.32807 | 0.86806 | 0.41526 | 0.066214 | 0 | 0 | 0.64562 | 0.85008 | 0.0133 | 0.00079999 | 0.07283 | 0.22892 | 0.64562 | 0 | 0 | 0.85 | 0.85 | 0.85 | 0.85 | 0.86806 | 0.0133 | 0.36461 | 0 | 0.048952
2025-11-16 01:00 | 34030.7827 | 33874.9701 | 0 | 155.8126 | 0 | 0.076379 | 0.076199 | 0.079634 | 320 | 1 | Spring | 0.27126 | 0.31736 | 0.31736 | 0.87726 | 0.38 | 0.076199 | 0 | 0 | 0.64562 | 0.85008 | 0.012357 | 0.00079999 | 0.079634 | 0.2248 | 0.64562 | 0 | 0 | 0.85 | 0.85 | 0.85 | 0.85 | 0.87726 | 0.012357 | 0.36019 | 0 | 0
2025-11-16 02:00 | 33893.6411 | 33707.3353 | 0 | 186.3058 | 0 | 0.091326 | 0.091647 | 0.085527 | 320 | 2 | Spring | 0.2611 | 0.30561 | 0.30561 | 0.87644 | 0.34552 | 0.091647 | 0 | 0 | 0.64562 | 0.85008 | 0.012462 | 0.00079999 | 0.085527 | 0.21959 | 0.64562 | 0 | 0 | 0.85 | 0.85 | 0.85 | 0.85 | 0.87644 | 0.012462 | 0.35507 | 0 | 0.0076969
2025-11-16 03:00 | 33923.0599 | 33715.6467 | 0 | 207.4131 | 0 | 0.10167 | 0.10227 | 0.090804 | 320 | 3 | Spring | 0.25348 | 0.29808 | 0.29808 | 0.87591 | 0.33422 | 0.10227 | 0 | 0 | 0.64562 | 0.85008 | 0.013439 | 0.00079999 | 0.090804 | 0.21762 | 0.64562 | 0 | 0 | 0.85 | 0.85 | 0.85 | 0.85 | 0.87591 | 0.013439 | 0.3547 | 0 | 0
2025-11-16 04:00 | 34292.9484 | 34085.7034 | 0 | 207.2451 | 0 | 0.10159 | 0.10203 | 0.093589 | 320 | 4 | Spring | 0.24517 | 0.29516 | 0.29516 | 0.87706 | 0.32769 | 0.10203 | 0 | 0 | 0.64562 | 0.85008 | 0.013579 | 0.00079999 | 0.093589 | 0.22054 | 0.64562 | 0 | 0 | 0.85 | 0.85 | 0.85 | 0.85 | 0.87706 | 0.013579 | 0.36068 | 0 | 0
2025-11-16 05:00 | 36831.6849 | 36628.215 | 0 | 203.4699 | 0 | 0.09974 | 0.099944 | 0.096054 | 320 | 5 | Spring | 0.24319 | 0.29542 | 0.29542 | 0.87925 | 0.32324 | 0.099944 | 0 | 0 | 0.64562 | 0.85008 | 0.013719 | 0.00079999 | 0.096054 | 0.24903 | 0.64562 | 0 | 0 | 0.85 | 0.85 | 0.85 | 0.85 | 0.87925 | 0.013719 | 0.38813 | 0 | 0
2025-11-16 06:00 | 38889.59 | 38699.6304 | 0 | 189.9597 | 0 | 0.093117 | 0.093074 | 0.093911 | 320 | 6 | Spring | 0.25416 | 0.29826 | 0.29826 | 0.88123 | 0.35611 | 0.093074 | 0 | 0 | 0.6501 | 0.85008 | 0.013404 | 0.00083936 | 0.093911 | 0.30317 | 0.6501 | 0 | 0 | 0.85 | 0.85 | 0.85 | 0.85 | 0.88123 | 0.013404 | 0.4151 | 0 | 0
2025-11-16 07:00 | 42593.5636 | 42250.3802 | 164.0864 | 179.0971 | 0.0074105 | 0.087793 | 0.087549 | 0.092196 | 320 | 7 | Spring | 0.26383 | 0.30635 | 0.30635 | 0.88211 | 0.39696 | 0.087549 | 0.0074105 | 0 | 0.65669 | 0.85008 | 0.012671 | 0.0010882 | 0.092196 | 0.29 | 0.65669 | 0 | 0 | 0.85 | 0.85 | 0.85 | 0.85 | 0.88211 | 0.012671 | 0.40054 | 0.0051873 | 0.0096656
2025-11-16 08:00 | 42813.9207 | 41154.9957 | 1496.5419 | 162.3831 | 0.067587 | 0.0796 | 0.079112 | 0.08842 | 320 | 8 | Spring | 0.26441 | 0.30255 | 0.30255 | 0.88442 | 0.42633 | 0.079112 | 0.067587 | 0 | 0.65669 | 0.85008 | 0.012183 | 0.0010228 | 0.08842 | 0.28372 | 0.65669 | 0 | 0 | 0.85 | 0.85 | 0.85 | 0.85 | 0.88442 | 0.012183 | 0.39226 | 0.047311 | 0.029613
2025-11-16 09:00 | 44094.8229 | 40445.3908 | 3504.2042 | 145.2279 | 0.15826 | 0.07119 | 0.070674 | 0.080518 | 320 | 9 | Spring | 0.25911 | 0.30095 | 0.30095 | 0.88542 | 0.45108 | 0.070674 | 0.15826 | 0.38061 | 0.65642 | 0.85008 | 0.011659 | 0.00079999 | 0.080518 | 0.26073 | 0.65642 | 0 | 0 | 0.85 | 0.85 | 0.85 | 0.85 | 0.88542 | 0.011659 | 0.37528 | 0.11078 | 0
2025-11-16 10:00 | 44160.6172 | 38713.498 | 5283.0818 | 164.0373 | 0.23859 | 0.08041 | 0.080538 | 0.078107 | 320 | 10 | Spring | 0.26146 | 0.29721 | 0.29721 | 0.88641 | 0.4463 | 0.080538 | 0.23859 | 0.64871 | 0.65688 | 0.85008 | 0.011484 | 0.00079999 | 0.078107 | 0.27476 | 0.65688 | 0 | 0 | 0.85 | 0.85 | 0.85 | 0.85 | 0.88641 | 0.011484 | 0.37825 | 0.16702 | 0
2025-11-16 11:00 | 44430.843 | 37680.9807 | 6563.1035 | 186.7588 | 0.2964 | 0.091548 | 0.09223 | 0.079232 | 320 | 11 | Spring | 0.25473 | 0.28311 | 0.28311 | 0.88809 | 0.41276 | 0.09223 | 0.2964 | 0.69148 | 0.65688 | 0.85008 | 0.01138 | 0.00079999 | 0.079232 | 0.29695 | 0.65688 | 0 | 0 | 0.85 | 0.85 | 0.85 | 0.85 | 0.88809 | 0.01138 | 0.38376 | 0.20748 | 0.0092363
2025-11-16 12:00 | 45005.2683 | 37885.6566 | 6923.2788 | 196.3329 | 0.31267 | 0.096242 | 0.097112 | 0.080518 | 320 | 12 | Spring | 0.24979 | 0.27224 | 0.27224 | 0.88874 | 0.38152 | 0.097112 | 0.31267 | 0.67553 | 0.65688 | 0.85008 | 0.011484 | 0.00080167 | 0.080518 | 0.31905 | 0.65688 | 0 | 0 | 0.85 | 0.85 | 0.85 | 0.85 | 0.88874 | 0.011484 | 0.39243 | 0.21887 | 0.0092363
2025-11-16 13:00 | 43319.5489 | 36473.638 | 6633.5627 | 212.3482 | 0.29959 | 0.10409 | 0.10505 | 0.086839 | 320 | 13 | Spring | 0.2448 | 0.25993 | 0.25993 | 0.88865 | 0.35645 | 0.10505 | 0.29959 | 0.66427 | 0.65688 | 0.85008 | 0.010123 | 0.00079999 | 0.086839 | 0.32335 | 0.65688 | 0 | 0 | 0.85 | 0.85 | 0.85 | 0.85 | 0.88865 | 0.010123 | 0.40028 | 0.20971 | 0.0092363
2025-11-16 14:00 | 42912.5215 | 37175.0536 | 5521.3932 | 216.0746 | 0.24936 | 0.10592 | 0.10696 | 0.087187 | 320 | 14 | Spring | 0.24385 | 0.25881 | 0.25881 | 0.88747 | 0.34975 | 0.10696 | 0.24936 | 0.65679 | 0.65688 | 0.85008 | 0.0099835 | 0.0013328 | 0.087187 | 0.32489 | 0.65688 | 0 | 0 | 0.85 | 0.85 | 0.85 | 0.85 | 0.88747 | 0.0099835 | 0.40115 | 0.17455 | 0.0094141
2025-11-16 15:00 | 42237.9435 | 38251.3326 | 3769.1236 | 217.4873 | 0.17022 | 0.10661 | 0.10772 | 0.086598 | 320 | 15 | Spring | 0.24372 | 0.26351 | 0.26351 | 0.88663 | 0.34492 | 0.10772 | 0.17022 | 0.66692 | 0.65688 | 0.85008 | 0.010088 | 0.0013328 | 0.086598 | 0.33518 | 0.65688 | 0 | 0 | 0.85 | 0.85 | 0.85 | 0.85 | 0.88663 | 0.010088 | 0.4158 | 0.11915 | 0.0094141
2025-11-16 16:00 | 41359.1509 | 39387.354 | 1758.1377 | 213.6593 | 0.079401 | 0.10473 | 0.10529 | 0.094741 | 320 | 16 | Spring | 0.24178 | 0.27908 | 0.27908 | 0.87629 | 0.34371 | 0.10529 | 0.079401 | 0.67652 | 0.66614 | 0.85008 | 0.010018 | 0.0013328 | 0.094741 | 0.36047 | 0.66614 | 0 | 0 | 0.85 | 0.85 | 0.85 | 0.85 | 0.87629 | 0.010018 | 0.43848 | 0.055581 | 0.0092363
2025-11-16 17:00 | 46148.6351 | 45749.5387 | 175.7211 | 223.3753 | 0.0079359 | 0.1095 | 0.10929 | 0.11333 | 320 | 17 | Spring | 0.24363 | 0.29823 | 0.29823 | 0.87688 | 0.36264 | 0.10929 | 0.0079359 | 0.6679 | 0.66614 | 0.85008 | 0.010018 | 0.0035317 | 0.11333 | 0.37417 | 0.66614 | 0 | 0 | 0.85 | 0.85 | 0.85 | 0.85 | 0.87688 | 0.010018 | 0.48342 | 0.0055551 | 0.28272
2025-11-16 18:00 | 47080.6541 | 46838.2828 | 0 | 242.3712 | 0 | 0.11881 | 0.11847 | 0.12501 | 320 | 18 | Spring | 0.25066 | 0.31384 | 0.31384 | 0.87696 | 0.40118 | 0.11847 | 0 | 0.58773 | 0.66614 | 0.85008 | 0.010158 | 0.027398 | 0.12501 | 0.3962 | 0.66614 | 0 | 0 | 0.85 | 0.85 | 0.85 | 0.85 | 0.87696 | 0.010158 | 0.50599 | 0 | 0.42211
2025-11-16 19:00 | 47083.8788 | 46823.9961 | 0 | 259.8826 | 0 | 0.12739 | 0.12721 | 0.13079 | 320 | 19 | Spring | 0.26664 | 0.33067 | 0.33067 | 0.8775 | 0.42487 | 0.12721 | 0 | 0.23069 | 0.66641 | 0.85008 | 0.010612 | 0.027398 | 0.13079 | 0.41363 | 0.66641 | 0 | 0 | 0.85 | 0.85 | 0.85 | 0.85 | 0.8775 | 0.010612 | 0.52452 | 0 | 0.39185
2025-11-16 20:00 | 46420.513 | 46145.5732 | 0 | 274.9399 | 0 | 0.13477 | 0.13462 | 0.1376 | 320 | 20 | Spring | 0.28392 | 0.33907 | 0.33907 | 0.87706 | 0.44583 | 0.13462 | 0 | 0 | 0.66641 | 0.85008 | 0.010717 | 0.013216 | 0.1376 | 0.41376 | 0.66641 | 0 | 0 | 0.85 | 0.85 | 0.85 | 0.85 | 0.87706 | 0.010717 | 0.52178 | 0 | 0.34357
2025-11-16 21:00 | 44151.644 | 43859.0546 | 0 | 292.5894 | 0 | 0.14343 | 0.14326 | 0.14649 | 320 | 21 | Spring | 0.28852 | 0.33774 | 0.33774 | 0.87764 | 0.44688 | 0.14326 | 0 | 0 | 0.66641 | 0.85008 | 0.010682 | 0.0013328 | 0.14649 | 0.40821 | 0.66641 | 0 | 0 | 0.85 | 0.85 | 0.85 | 0.85 | 0.87764 | 0.010682 | 0.49219 | 0 | 0.10075
2025-11-16 22:00 | 40958.9499 | 40649.1515 | 0 | 309.7984 | 0 | 0.15186 | 0.15143 | 0.15962 | 320 | 22 | Spring | 0.27883 | 0.33192 | 0.33192 | 0.87863 | 0.45017 | 0.15143 | 0 | 0 | 0.66641 | 0.85008 | 0.010717 | 0.0013328 | 0.15962 | 0.36384 | 0.66641 | 0 | 0 | 0.85 | 0.85 | 0.85 | 0.85 | 0.87863 | 0.010717 | 0.43629 | 0 | 0.081544
2025-11-16 23:00 | 37319.9087 | 37002.4283 | 0 | 317.4804 | 0 | 0.15563 | 0.15471 | 0.17226 | 320 | 23 | Spring | 0.26601 | 0.32932 | 0.32932 | 0.87267 | 0.42104 | 0.15471 | 0 | 0 | 0.65528 | 0.85008 | 0.011973 | 0.0013328 | 0.17226 | 0.30433 | 0.65528 | 0 | 0 | 0.85 | 0.85 | 0.85 | 0.85 | 0.87267 | 0.011973 | 0.38142 | 0 | 0.039465
2025-11-17 00:00 | 57385.1612 | 57065.3133 | 0 | 319.8479 | 0 | 0.15679 | 0.15541 | 0.18169 | 321 | 0 | Fall | 0.40086 | 0.41408 | 0.41408 | 0.9324 | 0.29275 | 0.15541 | 0 | 0 | 0.65196 | 0.85008 | 0.011834 | 0.0070257 | 0.18169 | 0.40145 | 0.65196 | 0 | 0 | 0.85 | 0.85 | 0.85 | 0.85 | 0.9324 | 0.011834 | 0.52583 | 0 | 0.01542
2025-11-17 01:00 | 56677.9319 | 56354.7443 | 0 | 323.1876 | 0 | 0.15843 | 0.15678 | 0.18822 | 321 | 1 | Fall | 0.37675 | 0.40095 | 0.40095 | 0.93332 | 0.26062 | 0.15678 | 0 | 0 | 0.65196 | 0.85008 | 0.012078 | 0.0070257 | 0.18822 | 0.38521 | 0.65196 | 0 | 0 | 0.85 | 0.85 | 0.85 | 0.85 | 0.93332 | 0.012078 | 0.49927 | 0 | 0
2025-11-17 02:00 | 56473.8532 | 56144.9565 | 0 | 328.8968 | 0 | 0.16122 | 0.15945 | 0.19331 | 321 | 2 | Fall | 0.36036 | 0.37824 | 0.37824 | 0.93336 | 0.22473 | 0.15945 | 0 | 0 | 0.65196 | 0.85008 | 0.012357 | 0.0070257 | 0.19331 | 0.38017 | 0.65196 | 0 | 0 | 0.85 | 0.85 | 0.85 | 0.85 | 0.93336 | 0.012357 | 0.49291 | 0 | 0
2025-11-17 03:00 | 56524.1009 | 56191.7483 | 0 | 332.3526 | 0 | 0.16292 | 0.1612 | 0.19404 | 321 | 3 | Fall | 0.34783 | 0.36163 | 0.36163 | 0.93289 | 0.18289 | 0.1612 | 0 | 0 | 0.64813 | 0.85008 | 0.012532 | 0.0070257 | 0.19404 | 0.37147 | 0.64813 | 0 | 0 | 0.85 | 0.85 | 0.85 | 0.85 | 0.93289 | 0.012532 | 0.48498 | 0 | 0
2025-11-17 04:00 | 57119.0021 | 56788.7086 | 0 | 330.2935 | 0 | 0.16191 | 0.16019 | 0.19294 | 321 | 4 | Fall | 0.34209 | 0.36519 | 0.36519 | 0.93361 | 0.16879 | 0.16019 | 0 | 0 | 0.65104 | 0.85008 | 0.012532 | 0.0070257 | 0.19294 | 0.37052 | 0.65104 | 0 | 0 | 0.85 | 0.85 | 0.85 | 0.85 | 0.93361 | 0.012532 | 0.48267 | 0 | 0
2025-11-17 05:00 | 61680.502 | 61352.8511 | 0 | 327.6509 | 0 | 0.16061 | 0.15895 | 0.19074 | 321 | 5 | Fall | 0.34482 | 0.37756 | 0.37756 | 0.93576 | 0.17276 | 0.15895 | 0 | 0 | 0.65104 | 0.85008 | 0.012497 | 0.0064921 | 0.19074 | 0.37314 | 0.65104 | 0 | 0 | 0.85 | 0.85 | 0.85 | 0.85 | 0.93576 | 0.012497 | 0.48379 | 0 | 0
2025-11-17 06:00 | 69017.8418 | 68701.7101 | 0 | 316.1317 | 0 | 0.15497 | 0.15334 | 0.18434 | 321 | 6 | Fall | 0.36517 | 0.39941 | 0.39941 | 0.93715 | 0.18574 | 0.15334 | 0 | 0 | 0.65331 | 0.85008 | 0.012462 | 0.0064921 | 0.18434 | 0.36964 | 0.65331 | 0 | 0 | 0.85 | 0.85 | 0.85 | 0.85 | 0.93715 | 0.012462 | 0.46504 | 0 | 0
2025-11-17 07:00 | 76311.8637 | 75770.4768 | 245.0587 | 296.3282 | 0.011067 | 0.14526 | 0.14348 | 0.17746 | 321 | 7 | Fall | 0.38197 | 0.40891 | 0.40891 | 0.93839 | 0.20415 | 0.14348 | 0.011067 | 0 | 0.65331 | 0.85008 | 0.012392 | 0.0064921 | 0.17746 | 0.36205 | 0.65331 | 0 | 0 | 0.85 | 0.85 | 0.85 | 0.85 | 0.93839 | 0.012392 | 0.44968 | 0.0077471 | 0
2025-11-17 08:00 | 72933.7834 | 70202.3807 | 2473.6783 | 257.7244 | 0.11172 | 0.12634 | 0.12437 | 0.16181 | 321 | 8 | Fall | 0.39185 | 0.40697 | 0.40697 | 0.93566 | 0.21485 | 0.12437 | 0.11172 | 0.16223 | 0.65331 | 0.85008 | 0.012357 | 0.0064921 | 0.16181 | 0.40198 | 0.65331 | 0 | 0 | 0.85 | 0.85 | 0.85 | 0.85 | 0.93566 | 0.012357 | 0.45998 | 0.078201 | 0
2025-11-17 09:00 | 71667.4189 | 65951.7584 | 5487.9521 | 227.7083 | 0.24785 | 0.11162 | 0.10985 | 0.14368 | 321 | 9 | Fall | 0.39166 | 0.40877 | 0.40877 | 0.92982 | 0.21991 | 0.10985 | 0.24785 | 0.44952 | 0.65113 | 0.85008 | 0.012252 | 0.0064921 | 0.14368 | 0.39032 | 0.65113 | 0 | 0 | 0.85 | 0.85 | 0.85 | 0.85 | 0.92982 | 0.012252 | 0.46381 | 0.17349 | 0
2025-11-17 10:00 | 70564.9339 | 62584.558 | 7755.0622 | 225.3137 | 0.35023 | 0.11045 | 0.10862 | 0.14344 | 321 | 10 | Fall | 0.40411 | 0.42068 | 0.42068 | 0.92508 | 0.22175 | 0.10862 | 0.35023 | 0.57836 | 0.66261 | 0.85008 | 0.012218 | 0.0064921 | 0.14344 | 0.44411 | 0.66261 | 0 | 0 | 0.85 | 0.85 | 0.85 | 0.85 | 0.92508 | 0.012218 | 0.49846 | 0.24516 | 0
2025-11-17 11:00 | 67734.6997 | 58493.6831 | 9022.0978 | 218.9189 | 0.40746 | 0.10731 | 0.10511 | 0.14719 | 321 | 11 | Fall | 0.41644 | 0.43336 | 0.43336 | 0.9244 | 0.22921 | 0.10511 | 0.40746 | 0.61146 | 0.66261 | 0.85008 | 0.011903 | 0.0067811 | 0.14719 | 0.48314 | 0.66261 | 0 | 0 | 0.85 | 0.85 | 0.85 | 0.85 | 0.9244 | 0.011903 | 0.55063 | 0.28522 | 0
2025-11-17 12:00 | 66528.0105 | 57045.0831 | 9258.9105 | 224.0169 | 0.41815 | 0.10981 | 0.10784 | 0.14547 | 321 | 12 | Fall | 0.43539 | 0.4543 | 0.4543 | 0.92402 | 0.24522 | 0.10784 | 0.41815 | 0.64788 | 0.66261 | 0.85008 | 0.011903 | 0.0064921 | 0.14547 | 0.53927 | 0.66261 | 0 | 0 | 0.85 | 0.85 | 0.85 | 0.85 | 0.92402 | 0.011903 | 0.58716 | 0.29271 | 0
2025-11-17 13:00 | 66414.5249 | 57674.9483 | 8489.6733 | 249.9033 | 0.38341 | 0.1225 | 0.12108 | 0.14823 | 321 | 13 | Fall | 0.46136 | 0.47855 | 0.47855 | 0.92234 | 0.2669 | 0.12108 | 0.38341 | 0.6577 | 0.66261 | 0.85008 | 0.011694 | 0.0098579 | 0.14823 | 0.58521 | 0.66261 | 0 | 0 | 0.85 | 0.85 | 0.85 | 0.85 | 0.92234 | 0.011694 | 0.60493 | 0.26839 | 0
2025-11-17 14:00 | 66572.6038 | 59381.0481 | 6900.7031 | 290.8527 | 0.31165 | 0.14257 | 0.14209 | 0.15131 | 321 | 14 | Fall | 0.48366 | 0.49376 | 0.49376 | 0.92148 | 0.3113 | 0.14209 | 0.31165 | 0.654 | 0.66424 | 0.85008 | 0.011659 | 0.015065 | 0.15131 | 0.62713 | 0.66424 | 0 | 0 | 0.85 | 0.85 | 0.85 | 0.85 | 0.92148 | 0.011659 | 0.61302 | 0.21815 | 0
2025-11-17 15:00 | 67010.1084 | 62020.3726 | 4659.3407 | 330.3951 | 0.21043 | 0.16196 | 0.16198 | 0.16157 | 321 | 15 | Fall | 0.50654 | 0.50702 | 0.50702 | 0.92059 | 0.39325 | 0.16198 | 0.21043 | 0.65838 | 0.66424 | 0.85008 | 0.011415 | 0.018179 | 0.16157 | 0.6525 | 0.66424 | 0 | 0 | 0.85 | 0.85 | 0.85 | 0.85 | 0.92059 | 0.011415 | 0.63439 | 0.1473 | 0.00017779
2025-11-17 16:00 | 68563.9224 | 66110.4947 | 2092.6972 | 360.7305 | 0.09451 | 0.17683 | 0.17685 | 0.17652 | 321 | 16 | Fall | 0.52814 | 0.52024 | 0.52024 | 0.92028 | 0.45282 | 0.17685 | 0.09451 | 0.66367 | 0.66641 | 0.85008 | 0.011903 | 0.018609 | 0.17652 | 0.68032 | 0.66641 | 0 | 0 | 0.85 | 0.85 | 0.85 | 0.85 | 0.92028 | 0.011903 | 0.64677 | 0.066157 | 0.03688
2025-11-17 17:00 | 73210.7097 | 72614.6907 | 194.5207 | 401.4984 | 0.0087849 | 0.19681 | 0.19665 | 0.19969 | 321 | 17 | Fall | 0.55921 | 0.52787 | 0.52787 | 0.92028 | 0.49849 | 0.19665 | 0.0087849 | 0.6549 | 0.66641 | 0.85008 | 0.012497 | 0.02092 | 0.19969 | 0.69339 | 0.66641 | 0 | 0 | 0.85 | 0.85 | 0.85 | 0.85 | 0.92028 | 0.012497 | 0.65974 | 0.0061495 | 0.46447
2025-11-17 18:00 | 74702.3843 | 74261.1334 | 0 | 441.2509 | 0 | 0.2163 | 0.21666 | 0.20973 | 321 | 18 | Fall | 0.56981 | 0.53326 | 0.53326 | 0.92026 | 0.51472 | 0.21666 | 0 | 0.58607 | 0.66641 | 0.85008 | 0.012776 | 0.030806 | 0.20973 | 0.72066 | 0.66641 | 0 | 0 | 0.85 | 0.85 | 0.85 | 0.85 | 0.92026 | 0.012776 | 0.67697 | 0 | 0.42382
2025-11-17 19:00 | 74035.4133 | 73563.7633 | 0 | 471.65 | 0 | 0.2312 | 0.23251 | 0.20748 | 321 | 19 | Fall | 0.58792 | 0.53844 | 0.53844 | 0.92081 | 0.51215 | 0.23251 | 0 | 0.30172 | 0.66641 | 0.85008 | 0.012985 | 0.040504 | 0.20748 | 0.70767 | 0.66641 | 0 | 0 | 0.85 | 0.85 | 0.85 | 0.85 | 0.92081 | 0.012985 | 0.6913 | 0 | 0.3403
2025-11-17 20:00 | 72201.7589 | 71709.6793 | 0 | 492.0796 | 0 | 0.24122 | 0.2433 | 0.20352 | 321 | 20 | Fall | 0.58769 | 0.53296 | 0.53296 | 0.92152 | 0.47501 | 0.2433 | 0 | 0.0006045 | 0.66641 | 0.85008 | 0.012671 | 0.027207 | 0.20352 | 0.69538 | 0.66641 | 0 | 0 | 0.85 | 0.85 | 0.85 | 0.85 | 0.92152 | 0.012671 | 0.69331 | 0 | 0.11348
2025-11-17 21:00 | 69546.0533 | 69059.1586 | 0 | 486.8947 | 0 | 0.23867 | 0.24063 | 0.20333 | 321 | 21 | Fall | 0.5589 | 0.51972 | 0.51972 | 0.92369 | 0.43894 | 0.24063 | 0 | 0 | 0.66478 | 0.85008 | 0.012741 | 0.015558 | 0.20333 | 0.62275 | 0.66478 | 0 | 0 | 0.85 | 0.85 | 0.85 | 0.85 | 0.92369 | 0.012741 | 0.67279 | 0 | 0.16147
2025-11-17 22:00 | 65062.0807 | 64587.8792 | 0 | 474.2015 | 0 | 0.23245 | 0.2333 | 0.21718 | 321 | 22 | Fall | 0.51728 | 0.4948 | 0.4948 | 0.92621 | 0.40003 | 0.2333 | 0 | 0 | 0.66478 | 0.85008 | 0.012881 | 0.0070257 | 0.21718 | 0.54639 | 0.66478 | 0 | 0 | 0.85 | 0.85 | 0.85 | 0.85 | 0.92621 | 0.012881 | 0.63052 | 0 | 0.1153
2025-11-17 23:00 | 60609.4845 | 60127.1891 | 0 | 482.2954 | 0 | 0.23642 | 0.23649 | 0.23512 | 321 | 23 | Fall | 0.47532 | 0.45627 | 0.45627 | 0.92842 | 0.36928 | 0.23649 | 0 | 0 | 0.65567 | 0.85008 | 0.012252 | 0.0070257 | 0.23512 | 0.47566 | 0.65567 | 0 | 0 | 0.85 | 0.85 | 0.85 | 0.85 | 0.92842 | 0.012252 | 0.56646 | 0 | 0.067351
2025-11-18 00:00 | 58662.5043 | 58151.4097 | 0 | 511.0946 | 0 | 0.25054 | 0.25073 | 0.24696 | 322 | 0 | Fall | 0.40086 | 0.41408 | 0.41408 | 0.9324 | 0.29275 | 0.25073 | 0 | 0 | 0.65196 | 0.85008 | 0.011834 | 0.0070257 | 0.24696 | 0.40145 | 0.65196 | 0 | 0 | 0.85 | 0.85 | 0.85 | 0.85 | 0.9324 | 0.011834 | 0.52583 | 0 | 0.01542
2025-11-18 01:00 | 58100.364 | 57571.4406 | 0 | 528.9233 | 0 | 0.25928 | 0.25903 | 0.26371 | 322 | 1 | Fall | 0.37675 | 0.40095 | 0.40095 | 0.93332 | 0.26062 | 0.25903 | 0 | 0 | 0.65196 | 0.85008 | 0.012078 | 0.0070257 | 0.26371 | 0.38521 | 0.65196 | 0 | 0 | 0.85 | 0.85 | 0.85 | 0.85 | 0.93332 | 0.012078 | 0.49927 | 0 | 0
2025-11-18 02:00 | 58029.9445 | 57485.1997 | 0 | 544.7448 | 0 | 0.26703 | 0.26691 | 0.2693 | 322 | 2 | Fall | 0.36036 | 0.37824 | 0.37824 | 0.93336 | 0.22473 | 0.26691 | 0 | 0 | 0.65196 | 0.85008 | 0.012357 | 0.0070257 | 0.2693 | 0.38017 | 0.65196 | 0 | 0 | 0.85 | 0.85 | 0.85 | 0.85 | 0.93336 | 0.012357 | 0.49291 | 0 | 0
2025-11-18 03:00 | 58201.0219 | 57631.4341 | 0 | 569.5878 | 0 | 0.27921 | 0.27952 | 0.27356 | 322 | 3 | Fall | 0.34783 | 0.36163 | 0.36163 | 0.93289 | 0.18289 | 0.27952 | 0 | 0 | 0.64813 | 0.85008 | 0.012532 | 0.0070257 | 0.27356 | 0.37147 | 0.64813 | 0 | 0 | 0.85 | 0.85 | 0.85 | 0.85 | 0.93289 | 0.012532 | 0.48498 | 0 | 0
2025-11-18 04:00 | 58911.3878 | 58328.7713 | 0 | 582.6164 | 0 | 0.2856 | 0.28581 | 0.28173 | 322 | 4 | Fall | 0.34209 | 0.36519 | 0.36519 | 0.93361 | 0.16879 | 0.28581 | 0 | 0 | 0.65104 | 0.85008 | 0.012532 | 0.0070257 | 0.28173 | 0.37052 | 0.65104 | 0 | 0 | 0.85 | 0.85 | 0.85 | 0.85 | 0.93361 | 0.012532 | 0.48267 | 0 | 0
2025-11-18 05:00 | 63580.6548 | 62984.7162 | 0 | 595.9385 | 0 | 0.29213 | 0.29208 | 0.29301 | 322 | 5 | Fall | 0.34482 | 0.37756 | 0.37756 | 0.93576 | 0.17276 | 0.29208 | 0 | 0 | 0.65104 | 0.85008 | 0.012497 | 0.0064921 | 0.29301 | 0.37314 | 0.65104 | 0 | 0 | 0.85 | 0.85 | 0.85 | 0.85 | 0.93576 | 0.012497 | 0.48379 | 0 | 0
2025-11-18 06:00 | 71021.7961 | 70413.4474 | 0 | 608.3487 | 0 | 0.29821 | 0.29823 | 0.29794 | 322 | 6 | Fall | 0.36517 | 0.39941 | 0.39941 | 0.93715 | 0.18574 | 0.29823 | 0 | 0 | 0.65331 | 0.85008 | 0.012462 | 0.0064921 | 0.29794 | 0.36964 | 0.65331 | 0 | 0 | 0.85 | 0.85 | 0.85 | 0.85 | 0.93715 | 0.012462 | 0.46504 | 0 | 0
2025-11-18 07:00 | 78370.1681 | 77491.659 | 264.8818 | 613.6272 | 0.011963 | 0.3008 | 0.30078 | 0.30118 | 322 | 7 | Fall | 0.38197 | 0.40891 | 0.40891 | 0.93839 | 0.20415 | 0.30078 | 0.011963 | 0 | 0.65331 | 0.85008 | 0.012392 | 0.0064921 | 0.30118 | 0.36205 | 0.65331 | 0 | 0 | 0.85 | 0.85 | 0.85 | 0.85 | 0.93839 | 0.012392 | 0.44968 | 0.0083738 | 0
2025-11-18 08:00 | 74673.5404 | 71604.7536 | 2483.2818 | 585.505 | 0.11215 | 0.28701 | 0.28647 | 0.29676 | 322 | 8 | Fall | 0.39185 | 0.40697 | 0.40697 | 0.93566 | 0.21485 | 0.28647 | 0.11215 | 0.16223 | 0.65331 | 0.85008 | 0.012357 | 0.0064921 | 0.29676 | 0.40198 | 0.65331 | 0 | 0 | 0.85 | 0.85 | 0.85 | 0.85 | 0.93566 | 0.012357 | 0.45998 | 0.078505 | 0
2025-11-18 09:00 | 72948.0276 | 66884.3033 | 5525.1213 | 538.603 | 0.24953 | 0.26402 | 0.26315 | 0.27978 | 322 | 9 | Fall | 0.39166 | 0.40877 | 0.40877 | 0.92982 | 0.21991 | 0.26315 | 0.24953 | 0.44952 | 0.65113 | 0.85008 | 0.012252 | 0.0064921 | 0.27978 | 0.39032 | 0.65113 | 0 | 0 | 0.85 | 0.85 | 0.85 | 0.85 | 0.92982 | 0.012252 | 0.46381 | 0.17467 | 0
2025-11-18 10:00 | 71457.861 | 62812.5092 | 8107.0057 | 538.3462 | 0.36613 | 0.2639 | 0.26381 | 0.26539 | 322 | 10 | Fall | 0.40411 | 0.42068 | 0.42068 | 0.92508 | 0.22175 | 0.26381 | 0.36613 | 0.57836 | 0.66261 | 0.85008 | 0.012218 | 0.0064921 | 0.26539 | 0.44411 | 0.66261 | 0 | 0 | 0.85 | 0.85 | 0.85 | 0.85 | 0.92508 | 0.012218 | 0.49846 | 0.25629 | 0
2025-11-18 11:00 | 68304.559 | 58474.5102 | 9300.831 | 529.2178 | 0.42004 | 0.25942 | 0.25931 | 0.26137 | 322 | 11 | Fall | 0.41644 | 0.43336 | 0.43336 | 0.9244 | 0.22921 | 0.25931 | 0.42004 | 0.61146 | 0.66261 | 0.85008 | 0.011903 | 0.0067811 | 0.26137 | 0.48314 | 0.66261 | 0 | 0 | 0.85 | 0.85 | 0.85 | 0.85 | 0.9244 | 0.011903 | 0.55063 | 0.29403 | 0
2025-11-18 12:00 | 66851.7783 | 56572.2386 | 9751.796 | 527.7437 | 0.44041 | 0.2587 | 0.25875 | 0.25776 | 322 | 12 | Fall | 0.43539 | 0.4543 | 0.4543 | 0.92402 | 0.24522 | 0.25875 | 0.44041 | 0.64788 | 0.66261 | 0.85008 | 0.011903 | 0.0064921 | 0.25776 | 0.53927 | 0.66261 | 0 | 0 | 0.85 | 0.85 | 0.85 | 0.85 | 0.92402 | 0.011903 | 0.58716 | 0.30829 | 0
2025-11-18 13:00 | 66572.9099 | 56645.1046 | 9394.9127 | 532.8926 | 0.42429 | 0.26122 | 0.26176 | 0.25144 | 322 | 13 | Fall | 0.46136 | 0.47855 | 0.47855 | 0.92234 | 0.2669 | 0.26176 | 0.42429 | 0.6577 | 0.66261 | 0.85008 | 0.011694 | 0.0098579 | 0.25144 | 0.58521 | 0.66261 | 0 | 0 | 0.85 | 0.85 | 0.85 | 0.85 | 0.92234 | 0.011694 | 0.60493 | 0.29701 | 0
2025-11-18 14:00 | 66661.4767 | 57909.4397 | 8215.7025 | 536.3345 | 0.37104 | 0.26291 | 0.26355 | 0.2513 | 322 | 14 | Fall | 0.48366 | 0.49376 | 0.49376 | 0.92148 | 0.3113 | 0.26355 | 0.37104 | 0.654 | 0.66424 | 0.85008 | 0.011659 | 0.015065 | 0.2513 | 0.62713 | 0.66424 | 0 | 0 | 0.85 | 0.85 | 0.85 | 0.85 | 0.92148 | 0.011659 | 0.61302 | 0.25973 | 0
2025-11-18 15:00 | 67140.0354 | 60652.2514 | 5948.3727 | 539.4113 | 0.26864 | 0.26442 | 0.265 | 0.25393 | 322 | 15 | Fall | 0.50654 | 0.50702 | 0.50702 | 0.92059 | 0.39325 | 0.265 | 0.26864 | 0.65838 | 0.66424 | 0.85008 | 0.011415 | 0.018179 | 0.25393 | 0.6525 | 0.66424 | 0 | 0 | 0.85 | 0.85 | 0.85 | 0.85 | 0.92059 | 0.011415 | 0.63439 | 0.18805 | 0.00017779
2025-11-18 16:00 | 68930.9254 | 65568.3925 | 2823.8595 | 538.6734 | 0.12753 | 0.26406 | 0.26444 | 0.2572 | 322 | 16 | Fall | 0.52814 | 0.52024 | 0.52024 | 0.92028 | 0.45282 | 0.26444 | 0.12753 | 0.66367 | 0.66641 | 0.85008 | 0.011903 | 0.018609 | 0.2572 | 0.68032 | 0.66641 | 0 | 0 | 0.85 | 0.85 | 0.85 | 0.85 | 0.92028 | 0.011903 | 0.64677 | 0.089272 | 0.03688
2025-11-18 17:00 | 74034.5913 | 73223.0576 | 262.5475 | 548.9863 | 0.011857 | 0.26911 | 0.26928 | 0.26612 | 322 | 17 | Fall | 0.55921 | 0.52787 | 0.52787 | 0.92028 | 0.49849 | 0.26928 | 0.011857 | 0.6549 | 0.66641 | 0.85008 | 0.012497 | 0.02092 | 0.26612 | 0.69339 | 0.66641 | 0 | 0 | 0.85 | 0.85 | 0.85 | 0.85 | 0.92028 | 0.012497 | 0.65974 | 0.0083 | 0.46447
2025-11-18 18:00 | 75454.6544 | 74906.0282 | 0 | 548.6262 | 0 | 0.26893 | 0.26867 | 0.27364 | 322 | 18 | Fall | 0.56981 | 0.53326 | 0.53326 | 0.92026 | 0.51472 | 0.26867 | 0 | 0.58607 | 0.66641 | 0.85008 | 0.012776 | 0.030806 | 0.27364 | 0.72066 | 0.66641 | 0 | 0 | 0.85 | 0.85 | 0.85 | 0.85 | 0.92026 | 0.012776 | 0.67697 | 0 | 0.42382
2025-11-18 19:00 | 74720.2707 | 74176.4961 | 0 | 543.7746 | 0 | 0.26656 | 0.26594 | 0.27766 | 322 | 19 | Fall | 0.58792 | 0.53844 | 0.53844 | 0.92081 | 0.51215 | 0.26594 | 0 | 0.30172 | 0.66641 | 0.85008 | 0.012985 | 0.040504 | 0.27766 | 0.70767 | 0.66641 | 0 | 0 | 0.85 | 0.85 | 0.85 | 0.85 | 0.92081 | 0.012985 | 0.6913 | 0 | 0.3403
2025-11-18 20:00 | 72836.9315 | 72294.8824 | 0 | 542.049 | 0 | 0.26571 | 0.2651 | 0.27678 | 322 | 20 | Fall | 0.58769 | 0.53296 | 0.53296 | 0.92152 | 0.47501 | 0.2651 | 0 | 0.0006045 | 0.66641 | 0.85008 | 0.012671 | 0.027207 | 0.27678 | 0.69538 | 0.66641 | 0 | 0 | 0.85 | 0.85 | 0.85 | 0.85 | 0.92152 | 0.012671 | 0.69331 | 0 | 0.11348
2025-11-18 21:00 | 70112.4136 | 69572.1334 | 0 | 540.2802 | 0 | 0.26484 | 0.26439 | 0.27295 | 322 | 21 | Fall | 0.5589 | 0.51972 | 0.51972 | 0.92369 | 0.43894 | 0.26439 | 0 | 0 | 0.66478 | 0.85008 | 0.012741 | 0.015558 | 0.27295 | 0.62275 | 0.66478 | 0 | 0 | 0.85 | 0.85 | 0.85 | 0.85 | 0.92369 | 0.012741 | 0.67279 | 0 | 0.16147
2025-11-18 22:00 | 65555.4299 | 65017.9069 | 0 | 537.523 | 0 | 0.26349 | 0.26315 | 0.26968 | 322 | 22 | Fall | 0.51728 | 0.4948 | 0.4948 | 0.92621 | 0.40003 | 0.26315 | 0 | 0 | 0.66478 | 0.85008 | 0.012881 | 0.0070257 | 0.26968 | 0.54639 | 0.66478 | 0 | 0 | 0.85 | 0.85 | 0.85 | 0.85 | 0.92621 | 0.012881 | 0.63052 | 0 | 0.1153
2025-11-18 23:00 | 60995.5332 | 60464.3919 | 0 | 531.1413 | 0 | 0.26036 | 0.26002 | 0.26665 | 322 | 23 | Fall | 0.47532 | 0.45627 | 0.45627 | 0.92842 | 0.36928 | 0.26002 | 0 | 0 | 0.65567 | 0.85008 | 0.012252 | 0.0070257 | 0.26665 | 0.47566 | 0.65567 | 0 | 0 | 0.85 | 0.85 | 0.85 | 0.85 | 0.92842 | 0.012252 | 0.56646 | 0 | 0.067351
2025-11-19 00:00 | 58898.3322 | 58355.4244 | 0 | 542.9079 | 0 | 0.26613 | 0.26628 | 0.26338 | 323 | 0 | Fall | 0.40086 | 0.41408 | 0.41408 | 0.9324 | 0.29275 | 0.26628 | 0 | 0 | 0.65196 | 0.85008 | 0.011834 | 0.0070257 | 0.26338 | 0.40145 | 0.65196 | 0 | 0 | 0.85 | 0.85 | 0.85 | 0.85 | 0.9324 | 0.011834 | 0.52583 | 0 | 0.01542
2025-11-19 01:00 | 58185.2713 | 57625.9031 | 0 | 559.3682 | 0 | 0.2742 | 0.2747 | 0.26515 | 323 | 1 | Fall | 0.37675 | 0.40095 | 0.40095 | 0.93332 | 0.26062 | 0.2747 | 0 | 0 | 0.65196 | 0.85008 | 0.012078 | 0.0070257 | 0.26515 | 0.38521 | 0.65196 | 0 | 0 | 0.85 | 0.85 | 0.85 | 0.85 | 0.93332 | 0.012078 | 0.49927 | 0 | 0
2025-11-19 02:00 | 57972.562 | 57391.7631 | 0 | 580.7989 | 0 | 0.28471 | 0.28565 | 0.26764 | 323 | 2 | Fall | 0.36036 | 0.37824 | 0.37824 | 0.93336 | 0.22473 | 0.28565 | 0 | 0 | 0.65196 | 0.85008 | 0.012357 | 0.0070257 | 0.26764 | 0.38017 | 0.65196 | 0 | 0 | 0.85 | 0.85 | 0.85 | 0.85 | 0.93336 | 0.012357 | 0.49291 | 0 | 0
2025-11-19 03:00 | 58023.7427 | 57420.7326 | 0 | 603.0101 | 0 | 0.29559 | 0.29694 | 0.27126 | 323 | 3 | Fall | 0.34783 | 0.36163 | 0.36163 | 0.93289 | 0.18289 | 0.29694 | 0 | 0 | 0.64813 | 0.85008 | 0.012532 | 0.0070257 | 0.27126 | 0.37147 | 0.64813 | 0 | 0 | 0.85 | 0.85 | 0.85 | 0.85 | 0.93289 | 0.012532 | 0.48498 | 0 | 0
2025-11-19 04:00 | 58584.3544 | 57972.0958 | 0 | 612.2586 | 0 | 0.30013 | 0.3014 | 0.27712 | 323 | 4 | Fall | 0.34209 | 0.36519 | 0.36519 | 0.93361 | 0.16879 | 0.3014 | 0 | 0 | 0.65104 | 0.85008 | 0.012532 | 0.0070257 | 0.27712 | 0.37052 | 0.65104 | 0 | 0 | 0.85 | 0.85 | 0.85 | 0.85 | 0.93361 | 0.012532 | 0.48267 | 0 | 0
2025-11-19 05:00 | 63140.7225 | 62529.6745 | 0 | 611.048 | 0 | 0.29953 | 0.30048 | 0.28251 | 323 | 5 | Fall | 0.34482 | 0.37756 | 0.37756 | 0.93576 | 0.17276 | 0.30048 | 0 | 0 | 0.65104 | 0.85008 | 0.012497 | 0.0064921 | 0.28251 | 0.37314 | 0.65104 | 0 | 0 | 0.85 | 0.85 | 0.85 | 0.85 | 0.93576 | 0.012497 | 0.48379 | 0 | 0
2025-11-19 06:00 | 70520.9825 | 69927.4602 | 0 | 593.5223 | 0 | 0.29094 | 0.29137 | 0.28312 | 323 | 6 | Fall | 0.36517 | 0.39941 | 0.39941 | 0.93715 | 0.18574 | 0.29137 | 0 | 0 | 0.65331 | 0.85008 | 0.012462 | 0.0064921 | 0.28312 | 0.36964 | 0.65331 | 0 | 0 | 0.85 | 0.85 | 0.85 | 0.85 | 0.93715 | 0.012462 | 0.46504 | 0 | 0
2025-11-19 07:00 | 77790.2786 | 76925.296 | 293.4095 | 571.5731 | 0.013251 | 0.28018 | 0.28025 | 0.27905 | 323 | 7 | Fall | 0.38197 | 0.40891 | 0.40891 | 0.93839 | 0.20415 | 0.28025 | 0.013251 | 0 | 0.65331 | 0.85008 | 0.012392 | 0.0064921 | 0.27905 | 0.36205 | 0.65331 | 0 | 0 | 0.85 | 0.85 | 0.85 | 0.85 | 0.93839 | 0.012392 | 0.44968 | 0.0092757 | 0
2025-11-19 08:00 | 73859.2244 | 70598.9215 | 2721.8157 | 538.4872 | 0.12292 | 0.26396 | 0.26353 | 0.27179 | 323 | 8 | Fall | 0.39185 | 0.40697 | 0.40697 | 0.93566 | 0.21485 | 0.26353 | 0.12292 | 0.16223 | 0.65331 | 0.85008 | 0.012357 | 0.0064921 | 0.27179 | 0.40198 | 0.65331 | 0 | 0 | 0.85 | 0.85 | 0.85 | 0.85 | 0.93566 | 0.012357 | 0.45998 | 0.086046 | 0
2025-11-19 09:00 | 72086.3575 | 65948.4816 | 5601.5217 | 536.3542 | 0.25298 | 0.26292 | 0.26297 | 0.26202 | 323 | 9 | Fall | 0.39166 | 0.40877 | 0.40877 | 0.92982 | 0.21991 | 0.26297 | 0.25298 | 0.44952 | 0.65113 | 0.85008 | 0.012252 | 0.0064921 | 0.26202 | 0.39032 | 0.65113 | 0 | 0 | 0.85 | 0.85 | 0.85 | 0.85 | 0.92982 | 0.012252 | 0.46381 | 0.17708 | 0
2025-11-19 10:00 | 70564.9339 | 61956.0039 | 8036.1807 | 572.7492 | 0.36293 | 0.28076 | 0.28171 | 0.26354 | 323 | 10 | Fall | 0.40411 | 0.42068 | 0.42068 | 0.92508 | 0.22175 | 0.28171 | 0.36293 | 0.57836 | 0.66261 | 0.85008 | 0.012218 | 0.0064921 | 0.26354 | 0.44411 | 0.66261 | 0 | 0 | 0.85 | 0.85 | 0.85 | 0.85 | 0.92508 | 0.012218 | 0.49846 | 0.25405 | 0
2025-11-19 11:00 | 67734.6997 | 57548.4843 | 9593.5047 | 592.7107 | 0.43326 | 0.29054 | 0.2918 | 0.26791 | 323 | 11 | Fall | 0.41644 | 0.43336 | 0.43336 | 0.9244 | 0.22921 | 0.2918 | 0.43326 | 0.61146 | 0.66261 | 0.85008 | 0.011903 | 0.0067811 | 0.26791 | 0.48314 | 0.66261 | 0 | 0 | 0.85 | 0.85 | 0.85 | 0.85 | 0.9244 | 0.011903 | 0.55063 | 0.30328 | 0
2025-11-19 12:00 | 66528.0105 | 55994.0078 | 9932.6945 | 601.3081 | 0.44858 | 0.29476 | 0.29618 | 0.26914 | 323 | 12 | Fall | 0.43539 | 0.4543 | 0.4543 | 0.92402 | 0.24522 | 0.29618 | 0.44858 | 0.64788 | 0.66261 | 0.85008 | 0.011903 | 0.0064921 | 0.26914 | 0.53927 | 0.66261 | 0 | 0 | 0.85 | 0.85 | 0.85 | 0.85 | 0.92402 | 0.011903 | 0.58716 | 0.31401 | 0
2025-11-19 13:00 | 66414.5249 | 56540.5833 | 9282.0404 | 591.9012 | 0.4192 | 0.29015 | 0.29123 | 0.27051 | 323 | 13 | Fall | 0.46136 | 0.47855 | 0.47855 | 0.92234 | 0.2669 | 0.29123 | 0.4192 | 0.6577 | 0.66261 | 0.85008 | 0.011694 | 0.0098579 | 0.27051 | 0.58521 | 0.66261 | 0 | 0 | 0.85 | 0.85 | 0.85 | 0.85 | 0.92234 | 0.011694 | 0.60493 | 0.29344 | 0
2025-11-19 14:00 | 66572.6038 | 58312.8652 | 7687.0267 | 572.712 | 0.34716 | 0.28074 | 0.28117 | 0.273 | 323 | 14 | Fall | 0.48366 | 0.49376 | 0.49376 | 0.92148 | 0.3113 | 0.28117 | 0.34716 | 0.654 | 0.66424 | 0.85008 | 0.011659 | 0.015065 | 0.273 | 0.62713 | 0.66424 | 0 | 0 | 0.85 | 0.85 | 0.85 | 0.85 | 0.92148 | 0.011659 | 0.61302 | 0.24301 | 0
2025-11-19 15:00 | 67010.1084 | 61216.7456 | 5235.4808 | 557.882 | 0.23644 | 0.27347 | 0.27352 | 0.27268 | 323 | 15 | Fall | 0.50654 | 0.50702 | 0.50702 | 0.92059 | 0.39325 | 0.27352 | 0.23644 | 0.65838 | 0.66424 | 0.85008 | 0.011415 | 0.018179 | 0.27268 | 0.6525 | 0.66424 | 0 | 0 | 0.85 | 0.85 | 0.85 | 0.85 | 0.92059 | 0.011415 | 0.63439 | 0.16551 | 0.00017779
2025-11-19 16:00 | 68597.8109 | 65643.2615 | 2402.9502 | 551.5992 | 0.10852 | 0.27039 | 0.27022 | 0.27348 | 323 | 16 | Fall | 0.52814 | 0.52024 | 0.52024 | 0.92028 | 0.45282 | 0.27022 | 0.10852 | 0.66367 | 0.66641 | 0.85008 | 0.011903 | 0.018609 | 0.27348 | 0.68032 | 0.66641 | 0 | 0 | 0.85 | 0.85 | 0.85 | 0.85 | 0.92028 | 0.011903 | 0.64677 | 0.075965 | 0.03688
2025-11-19 17:00 | 73058.8561 | 72275.2752 | 220.281 | 563.2999 | 0.0099483 | 0.27613 | 0.27577 | 0.28267 | 323 | 17 | Fall | 0.55921 | 0.52787 | 0.52787 | 0.92028 | 0.49849 | 0.27577 | 0.0099483 | 0.6549 | 0.66641 | 0.85008 | 0.012497 | 0.02092 | 0.28267 | 0.69339 | 0.66641 | 0 | 0 | 0.85 | 0.85 | 0.85 | 0.85 | 0.92028 | 0.012497 | 0.65974 | 0.0069638 | 0.46447
2025-11-19 18:00 | 74302.5731 | 73739.1029 | 0 | 563.4702 | 0 | 0.27621 | 0.27538 | 0.29116 | 323 | 18 | Fall | 0.56981 | 0.53326 | 0.53326 | 0.92026 | 0.51472 | 0.27538 | 0 | 0.58607 | 0.66641 | 0.85008 | 0.012776 | 0.030806 | 0.29116 | 0.72066 | 0.66641 | 0 | 0 | 0.85 | 0.85 | 0.85 | 0.85 | 0.92026 | 0.012776 | 0.67697 | 0 | 0.42382
2025-11-19 19:00 | 73571.2218 | 73020.5365 | 0 | 550.6853 | 0 | 0.26994 | 0.26877 | 0.29108 | 323 | 19 | Fall | 0.58792 | 0.53844 | 0.53844 | 0.92081 | 0.51215 | 0.26877 | 0 | 0.30172 | 0.66641 | 0.85008 | 0.012985 | 0.040504 | 0.29108 | 0.70767 | 0.66641 | 0 | 0 | 0.85 | 0.85 | 0.85 | 0.85 | 0.92081 | 0.012985 | 0.6913 | 0 | 0.3403
2025-11-19 20:00 | 71661.5239 | 71131.9389 | 0 | 529.585 | 0 | 0.2596 | 0.25813 | 0.28623 | 323 | 20 | Fall | 0.58769 | 0.53296 | 0.53296 | 0.92152 | 0.47501 | 0.25813 | 0 | 0.0006045 | 0.66641 | 0.85008 | 0.012671 | 0.027207 | 0.28623 | 0.69538 | 0.66641 | 0 | 0 | 0.85 | 0.85 | 0.85 | 0.85 | 0.92152 | 0.012671 | 0.69331 | 0 | 0.11348
2025-11-19 21:00 | 68931.641 | 68425.1197 | 0 | 506.5214 | 0 | 0.24829 | 0.24664 | 0.27828 | 323 | 21 | Fall | 0.5589 | 0.51972 | 0.51972 | 0.92369 | 0.43894 | 0.24664 | 0 | 0 | 0.66478 | 0.85008 | 0.012741 | 0.015558 | 0.27828 | 0.62275 | 0.66478 | 0 | 0 | 0.85 | 0.85 | 0.85 | 0.85 | 0.92369 | 0.012741 | 0.67279 | 0 | 0.16147
2025-11-19 22:00 | 64439.5042 | 63960.2255 | 0 | 479.2787 | 0 | 0.23494 | 0.23306 | 0.26901 | 323 | 22 | Fall | 0.51728 | 0.4948 | 0.4948 | 0.92621 | 0.40003 | 0.23306 | 0 | 0 | 0.66478 | 0.85008 | 0.012881 | 0.0070257 | 0.26901 | 0.54639 | 0.66478 | 0 | 0 | 0.85 | 0.85 | 0.85 | 0.85 | 0.92621 | 0.012881 | 0.63052 | 0 | 0.1153
2025-11-19 23:00 | 59946.3205 | 59488.2563 | 0 | 458.0641 | 0 | 0.22454 | 0.22263 | 0.2591 | 323 | 23 | Fall | 0.47532 | 0.45627 | 0.45627 | 0.92842 | 0.36928 | 0.22263 | 0 | 0 | 0.65567 | 0.85008 | 0.012252 | 0.0070257 | 0.2591 | 0.47566 | 0.65567 | 0 | 0 | 0.85 | 0.85 | 0.85 | 0.85 | 0.92842 | 0.012252 | 0.56646 | 0 | 0.067351
2025-11-20 00:00 | 57954.5539 | 57498.2204 | 0 | 456.3335 | 0 | 0.22369 | 0.22187 | 0.25671 | 324 | 0 | Fall | 0.40086 | 0.41408 | 0.41408 | 0.9324 | 0.29275 | 0.22187 | 0 | 0 | 0.65196 | 0.85008 | 0.011834 | 0.0070257 | 0.25671 | 0.40145 | 0.65196 | 0 | 0 | 0.85 | 0.85 | 0.85 | 0.85 | 0.9324 | 0.011834 | 0.52583 | 0 | 0.01542
2025-11-20 01:00 | 57387.7484 | 56921.5903 | 0 | 466.1581 | 0 | 0.22851 | 0.22673 | 0.26071 | 324 | 1 | Fall | 0.37675 | 0.40095 | 0.40095 | 0.93332 | 0.26062 | 0.22673 | 0 | 0 | 0.65196 | 0.85008 | 0.012078 | 0.0070257 | 0.26071 | 0.38521 | 0.65196 | 0 | 0 | 0.85 | 0.85 | 0.85 | 0.85 | 0.93332 | 0.012078 | 0.49927 | 0 | 0
2025-11-20 02:00 | 57324.3267 | 56852.7371 | 0 | 471.5897 | 0 | 0.23117 | 0.22944 | 0.26247 | 324 | 2 | Fall | 0.36036 | 0.37824 | 0.37824 | 0.93336 | 0.22473 | 0.22944 | 0 | 0 | 0.65196 | 0.85008 | 0.012357 | 0.0070257 | 0.26247 | 0.38017 | 0.65196 | 0 | 0 | 0.85 | 0.85 | 0.85 | 0.85 | 0.93336 | 0.012357 | 0.49291 | 0 | 0
2025-11-20 03:00 | 57523.3956 | 57052.0669 | 0 | 471.3287 | 0 | 0.23104 | 0.22958 | 0.25749 | 324 | 3 | Fall | 0.34783 | 0.36163 | 0.36163 | 0.93289 | 0.18289 | 0.22958 | 0 | 0 | 0.64813 | 0.85008 | 0.012532 | 0.0070257 | 0.25749 | 0.37147 | 0.64813 | 0 | 0 | 0.85 | 0.85 | 0.85 | 0.85 | 0.93289 | 0.012532 | 0.48498 | 0 | 0
2025-11-20 04:00 | 58243.5585 | 57778.5119 | 0 | 465.0466 | 0 | 0.22796 | 0.22691 | 0.24704 | 324 | 4 | Fall | 0.34209 | 0.36519 | 0.36519 | 0.93361 | 0.16879 | 0.22691 | 0 | 0 | 0.65104 | 0.85008 | 0.012532 | 0.0070257 | 0.24704 | 0.37052 | 0.65104 | 0 | 0 | 0.85 | 0.85 | 0.85 | 0.85 | 0.93361 | 0.012532 | 0.48267 | 0 | 0
2025-11-20 05:00 | 62905.1278 | 62453.2653 | 0 | 451.8626 | 0 | 0.2215 | 0.22072 | 0.23561 | 324 | 5 | Fall | 0.34482 | 0.37756 | 0.37756 | 0.93576 | 0.17276 | 0.22072 | 0 | 0 | 0.65104 | 0.85008 | 0.012497 | 0.0064921 | 0.23561 | 0.37314 | 0.65104 | 0 | 0 | 0.85 | 0.85 | 0.85 | 0.85 | 0.93576 | 0.012497 | 0.48379 | 0 | 0
2025-11-20 06:00 | 70284.9213 | 69858.2375 | 0 | 426.6838 | 0 | 0.20916 | 0.20839 | 0.22312 | 324 | 6 | Fall | 0.36517 | 0.39941 | 0.39941 | 0.93715 | 0.18574 | 0.20839 | 0 | 0 | 0.65331 | 0.85008 | 0.012462 | 0.0064921 | 0.22312 | 0.36964 | 0.65331 | 0 | 0 | 0.85 | 0.85 | 0.85 | 0.85 | 0.93715 | 0.012462 | 0.46504 | 0 | 0
2025-11-20 07:00 | 77560.982 | 76897.177 | 268.4713 | 395.3337 | 0.012125 | 0.19379 | 0.19308 | 0.20668 | 324 | 7 | Fall | 0.38197 | 0.40891 | 0.40891 | 0.93839 | 0.20415 | 0.19308 | 0.012125 | 0 | 0.65331 | 0.85008 | 0.012392 | 0.0064921 | 0.20668 | 0.36205 | 0.65331 | 0 | 0 | 0.85 | 0.85 | 0.85 | 0.85 | 0.93839 | 0.012392 | 0.44968 | 0.0084873 | 0
2025-11-20 08:00 | 73752.5172 | 70641.5099 | 2766.5825 | 344.4248 | 0.12494 | 0.16884 | 0.16807 | 0.18273 | 324 | 8 | Fall | 0.39185 | 0.40697 | 0.40697 | 0.93566 | 0.21485 | 0.16807 | 0.12494 | 0.16223 | 0.65331 | 0.85008 | 0.012357 | 0.0064921 | 0.18273 | 0.40198 | 0.65331 | 0 | 0 | 0.85 | 0.85 | 0.85 | 0.85 | 0.93566 | 0.012357 | 0.45998 | 0.087461 | 0
2025-11-20 09:00 | 71983.2557 | 65902.9336 | 5774.9641 | 305.358 | 0.26081 | 0.14969 | 0.14944 | 0.15404 | 324 | 9 | Fall | 0.39166 | 0.40877 | 0.40877 | 0.92982 | 0.21991 | 0.14944 | 0.26081 | 0.44952 | 0.65113 | 0.85008 | 0.012252 | 0.0064921 | 0.15404 | 0.39032 | 0.65113 | 0 | 0 | 0.85 | 0.85 | 0.85 | 0.85 | 0.92982 | 0.012252 | 0.46381 | 0.18257 | 0
2025-11-20 10:00 | 70564.9339 | 62297.5889 | 7976.0613 | 291.2837 | 0.36022 | 0.14279 | 0.14316 | 0.1361 | 324 | 10 | Fall | 0.40411 | 0.42068 | 0.42068 | 0.92508 | 0.22175 | 0.14316 | 0.36022 | 0.57836 | 0.66261 | 0.85008 | 0.012218 | 0.0064921 | 0.1361 | 0.44411 | 0.66261 | 0 | 0 | 0.85 | 0.85 | 0.85 | 0.85 | 0.92508 | 0.012218 | 0.49846 | 0.25215 | 0
2025-11-20 11:00 | 67734.6997 | 58254.9621 | 9218.1371 | 261.6006 | 0.41631 | 0.12824 | 0.12853 | 0.12289 | 324 | 11 | Fall | 0.41644 | 0.43336 | 0.43336 | 0.9244 | 0.22921 | 0.12853 | 0.41631 | 0.61146 | 0.66261 | 0.85008 | 0.011903 | 0.0067811 | 0.12289 | 0.48314 | 0.66261 | 0 | 0 | 0.85 | 0.85 | 0.85 | 0.85 | 0.9244 | 0.011903 | 0.55063 | 0.29142 | 0
2025-11-20 12:00 | 66528.0105 | 56886.0315 | 9406.5672 | 235.4118 | 0.42482 | 0.1154 | 0.11563 | 0.11113 | 324 | 12 | Fall | 0.43539 | 0.4543 | 0.4543 | 0.92402 | 0.24522 | 0.11563 | 0.42482 | 0.64788 | 0.66261 | 0.85008 | 0.011903 | 0.0064921 | 0.11113 | 0.53927 | 0.66261 | 0 | 0 | 0.85 | 0.85 | 0.85 | 0.85 | 0.92402 | 0.011903 | 0.58716 | 0.29737 | 0
2025-11-20 13:00 | 66414.5249 | 57486.4551 | 8711.4038 | 216.666 | 0.39342 | 0.10621 | 0.10675 | 0.096348 | 324 | 13 | Fall | 0.46136 | 0.47855 | 0.47855 | 0.92234 | 0.2669 | 0.10675 | 0.39342 | 0.6577 | 0.66261 | 0.85008 | 0.011694 | 0.0098579 | 0.096348 | 0.58521 | 0.66261 | 0 | 0 | 0.85 | 0.85 | 0.85 | 0.85 | 0.92234 | 0.011694 | 0.60493 | 0.2754 | 0
2025-11-20 14:00 | 66572.6038 | 59216.9548 | 7147.1459 | 208.503 | 0.32278 | 0.10221 | 0.10298 | 0.088286 | 324 | 14 | Fall | 0.48366 | 0.49376 | 0.49376 | 0.92148 | 0.3113 | 0.10298 | 0.32278 | 0.654 | 0.66424 | 0.85008 | 0.011659 | 0.015065 | 0.088286 | 0.62713 | 0.66424 | 0 | 0 | 0.85 | 0.85 | 0.85 | 0.85 | 0.92148 | 0.011659 | 0.61302 | 0.22595 | 0
2025-11-20 15:00 | 67010.1084 | 61957.5253 | 4847.8326 | 204.7505 | 0.21894 | 0.10037 | 0.10085 | 0.091687 | 324 | 15 | Fall | 0.50654 | 0.50702 | 0.50702 | 0.92059 | 0.39325 | 0.10085 | 0.21894 | 0.65838 | 0.66424 | 0.85008 | 0.011415 | 0.018179 | 0.091687 | 0.6525 | 0.66424 | 0 | 0 | 0.85 | 0.85 | 0.85 | 0.85 | 0.92059 | 0.011415 | 0.63439 | 0.15326 | 0.00017779
2025-11-20 16:00 | 68614.9382 | 66234.4939 | 2179.0717 | 201.3726 | 0.098411 | 0.098712 | 0.099181 | 0.090241 | 324 | 16 | Fall | 0.52814 | 0.52024 | 0.52024 | 0.92028 | 0.45282 | 0.099181 | 0.098411 | 0.66367 | 0.66641 | 0.85008 | 0.011903 | 0.018609 | 0.090241 | 0.68032 | 0.66641 | 0 | 0 | 0.85 | 0.85 | 0.85 | 0.85 | 0.92028 | 0.011903 | 0.64677 | 0.068888 | 0.03688
2025-11-20 17:00 | 73058.8561 | 72663.6776 | 183.5659 | 211.6126 | 0.0082902 | 0.10373 | 0.1044 | 0.09158 | 324 | 17 | Fall | 0.55921 | 0.52787 | 0.52787 | 0.92028 | 0.49849 | 0.1044 | 0.0082902 | 0.6549 | 0.66641 | 0.85008 | 0.012497 | 0.02092 | 0.09158 | 0.69339 | 0.66641 | 0 | 0 | 0.85 | 0.85 | 0.85 | 0.85 | 0.92028 | 0.012497 | 0.65974 | 0.0058031 | 0.46447
2025-11-20 18:00 | 74354.3573 | 74129.6709 | 0 | 224.6864 | 0 | 0.11014 | 0.11097 | 0.095089 | 324 | 18 | Fall | 0.56981 | 0.53326 | 0.53326 | 0.92026 | 0.51472 | 0.11097 | 0 | 0.58607 | 0.66641 | 0.85008 | 0.012776 | 0.030806 | 0.095089 | 0.72066 | 0.66641 | 0 | 0 | 0.85 | 0.85 | 0.85 | 0.85 | 0.92026 | 0.012776 | 0.67697 | 0 | 0.42382
2025-11-20 19:00 | 73626.2716 | 73389.1763 | 0 | 237.0954 | 0 | 0.11622 | 0.1175 | 0.093107 | 324 | 19 | Fall | 0.58792 | 0.53844 | 0.53844 | 0.92081 | 0.51215 | 0.1175 | 0 | 0.30172 | 0.66641 | 0.85008 | 0.012985 | 0.040504 | 0.093107 | 0.70767 | 0.66641 | 0 | 0 | 0.85 | 0.85 | 0.85 | 0.85 | 0.92081 | 0.012985 | 0.6913 | 0 | 0.3403
2025-11-20 20:00 | 71754.5955 | 71503.1556 | 0 | 251.4399 | 0 | 0.12325 | 0.12536 | 0.085259 | 324 | 20 | Fall | 0.58769 | 0.53296 | 0.53296 | 0.92152 | 0.47501 | 0.12536 | 0 | 0.0006045 | 0.66641 | 0.85008 | 0.012671 | 0.027207 | 0.085259 | 0.69538 | 0.66641 | 0 | 0 | 0.85 | 0.85 | 0.85 | 0.85 | 0.92152 | 0.012671 | 0.69331 | 0 | 0.11348
2025-11-20 21:00 | 69049.2051 | 68797.4596 | 0 | 251.7455 | 0 | 0.1234 | 0.12596 | 0.077223 | 324 | 21 | Fall | 0.5589 | 0.51972 | 0.51972 | 0.92369 | 0.43894 | 0.12596 | 0 | 0 | 0.66478 | 0.85008 | 0.012741 | 0.015558 | 0.077223 | 0.62275 | 0.66478 | 0 | 0 | 0.85 | 0.85 | 0.85 | 0.85 | 0.92369 | 0.012741 | 0.67279 | 0 | 0.16147
2025-11-20 22:00 | 64505.9839 | 64262.3565 | 0 | 243.6274 | 0 | 0.11943 | 0.12188 | 0.075027 | 324 | 22 | Fall | 0.51728 | 0.4948 | 0.4948 | 0.92621 | 0.40003 | 0.12188 | 0 | 0 | 0.66478 | 0.85008 | 0.012881 | 0.0070257 | 0.075027 | 0.54639 | 0.66478 | 0 | 0 | 0.85 | 0.85 | 0.85 | 0.85 | 0.92621 | 0.012881 | 0.63052 | 0 | 0.1153
2025-11-20 23:00 | 59991.34 | 59756.5472 | 0 | 234.7928 | 0 | 0.11509 | 0.1174 | 0.073393 | 324 | 23 | Fall | 0.47532 | 0.45627 | 0.45627 | 0.92842 | 0.36928 | 0.1174 | 0 | 0 | 0.65567 | 0.85008 | 0.012252 | 0.0070257 | 0.073393 | 0.47566 | 0.65567 | 0 | 0 | 0.85 | 0.85 | 0.85 | 0.85 | 0.92842 | 0.012252 | 0.56646 | 0 | 0.067351
2025-11-21 00:00 | 57942.6576 | 57705.8359 | 0 | 236.8217 | 0 | 0.11609 | 0.11839 | 0.074571 | 325 | 0 | Fall | 0.40086 | 0.41408 | 0.41408 | 0.9324 | 0.29275 | 0.11839 | 0 | 0 | 0.65196 | 0.85008 | 0.011834 | 0.0070257 | 0.074571 | 0.40145 | 0.65196 | 0 | 0 | 0.85 | 0.85 | 0.85 | 0.85 | 0.9324 | 0.011834 | 0.52583 | 0 | 0.01542
2025-11-21 01:00 | 57258.0547 | 57003.3062 | 0 | 254.7485 | 0 | 0.12488 | 0.12767 | 0.074437 | 325 | 1 | Fall | 0.37675 | 0.40095 | 0.40095 | 0.93332 | 0.26062 | 0.12767 | 0 | 0 | 0.65196 | 0.85008 | 0.012078 | 0.0070257 | 0.074437 | 0.38521 | 0.65196 | 0 | 0 | 0.85 | 0.85 | 0.85 | 0.85 | 0.93332 | 0.012078 | 0.49927 | 0 | 0
2025-11-21 02:00 | 57058.8745 | 56785.6833 | 0 | 273.1912 | 0 | 0.13392 | 0.13681 | 0.08167 | 325 | 2 | Fall | 0.36036 | 0.37824 | 0.37824 | 0.93336 | 0.22473 | 0.13681 | 0 | 0 | 0.65196 | 0.85008 | 0.012357 | 0.0070257 | 0.08167 | 0.38017 | 0.65196 | 0 | 0 | 0.85 | 0.85 | 0.85 | 0.85 | 0.93336 | 0.012357 | 0.49291 | 0 | 0
2025-11-21 03:00 | 57105.1567 | 56813.4253 | 0 | 291.7314 | 0 | 0.14301 | 0.14577 | 0.09308 | 325 | 3 | Fall | 0.34783 | 0.36163 | 0.36163 | 0.93289 | 0.18289 | 0.14577 | 0 | 0 | 0.64813 | 0.85008 | 0.012532 | 0.0070257 | 0.09308 | 0.37147 | 0.64813 | 0 | 0 | 0.85 | 0.85 | 0.85 | 0.85 | 0.93289 | 0.012532 | 0.48498 | 0 | 0
2025-11-21 04:00 | 57683.9628 | 57377.4973 | 0 | 306.4655 | 0 | 0.15023 | 0.1529 | 0.10195 | 325 | 4 | Fall | 0.34209 | 0.36519 | 0.36519 | 0.93361 | 0.16879 | 0.1529 | 0 | 0 | 0.65104 | 0.85008 | 0.012532 | 0.0070257 | 0.10195 | 0.37052 | 0.65104 | 0 | 0 | 0.85 | 0.85 | 0.85 | 0.85 | 0.93361 | 0.012532 | 0.48267 | 0 | 0
2025-11-21 05:00 | 62216.5382 | 61911.5662 | 0 | 304.972 | 0 | 0.1495 | 0.15169 | 0.10977 | 325 | 5 | Fall | 0.34482 | 0.37756 | 0.37756 | 0.93576 | 0.17276 | 0.15169 | 0 | 0 | 0.65104 | 0.85008 | 0.012497 | 0.0064921 | 0.10977 | 0.37314 | 0.65104 | 0 | 0 | 0.85 | 0.85 | 0.85 | 0.85 | 0.93576 | 0.012497 | 0.48379 | 0 | 0
2025-11-21 06:00 | 69518.6554 | 69216.5027 | 0 | 302.1527 | 0 | 0.14811 | 0.15003 | 0.11354 | 325 | 6 | Fall | 0.36517 | 0.39941 | 0.39941 | 0.93715 | 0.18574 | 0.15003 | 0 | 0 | 0.65331 | 0.85008 | 0.012462 | 0.0064921 | 0.11354 | 0.36964 | 0.65331 | 0 | 0 | 0.85 | 0.85 | 0.85 | 0.85 | 0.93715 | 0.012462 | 0.46504 | 0 | 0
2025-11-21 07:00 | 76761.1264 | 76202.8105 | 271.2806 | 287.0353 | 0.012252 | 0.1407 | 0.14225 | 0.11271 | 325 | 7 | Fall | 0.38197 | 0.40891 | 0.40891 | 0.93839 | 0.20415 | 0.14225 | 0.012252 | 0 | 0.65331 | 0.85008 | 0.012392 | 0.0064921 | 0.11271 | 0.36205 | 0.65331 | 0 | 0 | 0.85 | 0.85 | 0.85 | 0.85 | 0.93839 | 0.012392 | 0.44968 | 0.0085761 | 0
2025-11-21 08:00 | 73224.407 | 70235.5179 | 2724.1741 | 264.7149 | 0.12303 | 0.12976 | 0.13092 | 0.1088 | 325 | 8 | Fall | 0.39185 | 0.40697 | 0.40697 | 0.93566 | 0.21485 | 0.13092 | 0.12303 | 0.16223 | 0.65331 | 0.85008 | 0.012357 | 0.0064921 | 0.1088 | 0.40198 | 0.65331 | 0 | 0 | 0.85 | 0.85 | 0.85 | 0.85 | 0.93566 | 0.012357 | 0.45998 | 0.08612 | 0
2025-11-21 09:00 | 71667.4189 | 65861.9406 | 5564.0055 | 241.4727 | 0.25128 | 0.11837 | 0.11931 | 0.10136 | 325 | 9 | Fall | 0.39166 | 0.40877 | 0.40877 | 0.92982 | 0.21991 | 0.11931 | 0.25128 | 0.44952 | 0.65113 | 0.85008 | 0.012252 | 0.0064921 | 0.10136 | 0.39032 | 0.65113 | 0 | 0 | 0.85 | 0.85 | 0.85 | 0.85 | 0.92982 | 0.012252 | 0.46381 | 0.1759 | 0
2025-11-21 10:00 | 70564.9339 | 62640.3624 | 7687.1795 | 237.392 | 0.34717 | 0.11637 | 0.11752 | 0.095518 | 325 | 10 | Fall | 0.40411 | 0.42068 | 0.42068 | 0.92508 | 0.22175 | 0.11752 | 0.34717 | 0.57836 | 0.66261 | 0.85008 | 0.012218 | 0.0064921 | 0.095518 | 0.44411 | 0.66261 | 0 | 0 | 0.85 | 0.85 | 0.85 | 0.85 | 0.92508 | 0.012218 | 0.49846 | 0.24302 | 0
2025-11-21 11:00 | 67734.6997 | 58723.6771 | 8770.8677 | 240.155 | 0.39611 | 0.11772 | 0.11913 | 0.092304 | 325 | 11 | Fall | 0.41644 | 0.43336 | 0.43336 | 0.9244 | 0.22921 | 0.11913 | 0.39611 | 0.61146 | 0.66261 | 0.85008 | 0.011903 | 0.0067811 | 0.092304 | 0.48314 | 0.66261 | 0 | 0 | 0.85 | 0.85 | 0.85 | 0.85 | 0.9244 | 0.011903 | 0.55063 | 0.27728 | 0
2025-11-21 12:00 | 66528.0105 | 57413.8884 | 8863.2927 | 250.8294 | 0.40028 | 0.12296 | 0.12477 | 0.09008 | 325 | 12 | Fall | 0.43539 | 0.4543 | 0.4543 | 0.92402 | 0.24522 | 0.12477 | 0.40028 | 0.64788 | 0.66261 | 0.85008 | 0.011903 | 0.0064921 | 0.09008 | 0.53927 | 0.66261 | 0 | 0 | 0.85 | 0.85 | 0.85 | 0.85 | 0.92402 | 0.011903 | 0.58716 | 0.2802 | 0
2025-11-21 13:00 | 66414.5249 | 58122.7458 | 8032.9105 | 258.8686 | 0.36278 | 0.1269 | 0.12901 | 0.088634 | 325 | 13 | Fall | 0.46136 | 0.47855 | 0.47855 | 0.92234 | 0.2669 | 0.12901 | 0.36278 | 0.6577 | 0.66261 | 0.85008 | 0.011694 | 0.0098579 | 0.088634 | 0.58521 | 0.66261 | 0 | 0 | 0.85 | 0.85 | 0.85 | 0.85 | 0.92234 | 0.011694 | 0.60493 | 0.25395 | 0
2025-11-21 14:00 | 66572.6038 | 59744.4924 | 6563.878 | 264.2334 | 0.29644 | 0.12953 | 0.1316 | 0.091955 | 325 | 14 | Fall | 0.48366 | 0.49376 | 0.49376 | 0.92148 | 0.3113 | 0.1316 | 0.29644 | 0.654 | 0.66424 | 0.85008 | 0.011659 | 0.015065 | 0.091955 | 0.62713 | 0.66424 | 0 | 0 | 0.85 | 0.85 | 0.85 | 0.85 | 0.92148 | 0.011659 | 0.61302 | 0.20751 | 0
2025-11-21 15:00 | 67010.1084 | 62115.573 | 4626.7723 | 267.7631 | 0.20895 | 0.13126 | 0.13327 | 0.094821 | 325 | 15 | Fall | 0.50654 | 0.50702 | 0.50702 | 0.92059 | 0.39325 | 0.13327 | 0.20895 | 0.65838 | 0.66424 | 0.85008 | 0.011415 | 0.018179 | 0.094821 | 0.6525 | 0.66424 | 0 | 0 | 0.85 | 0.85 | 0.85 | 0.85 | 0.92059 | 0.011415 | 0.63439 | 0.14627 | 0.00017779
2025-11-21 16:00 | 68632.1591 | 66234.1371 | 2127.6237 | 270.3983 | 0.096088 | 0.13255 | 0.13396 | 0.10712 | 325 | 16 | Fall | 0.52814 | 0.52024 | 0.52024 | 0.92028 | 0.45282 | 0.13396 | 0.096088 | 0.66367 | 0.66641 | 0.85008 | 0.011903 | 0.018609 | 0.10712 | 0.68032 | 0.66641 | 0 | 0 | 0.85 | 0.85 | 0.85 | 0.85 | 0.92028 | 0.011903 | 0.64677 | 0.067261 | 0.03688
2025-11-21 17:00 | 73058.8561 | 72611.0502 | 167.4857 | 280.3203 | 0.007564 | 0.13741 | 0.13827 | 0.12182 | 325 | 17 | Fall | 0.55921 | 0.52787 | 0.52787 | 0.92028 | 0.49849 | 0.13827 | 0.007564 | 0.6549 | 0.66641 | 0.85008 | 0.012497 | 0.02092 | 0.12182 | 0.69339 | 0.66641 | 0 | 0 | 0.85 | 0.85 | 0.85 | 0.85 | 0.92028 | 0.012497 | 0.65974 | 0.0052948 | 0.46447
2025-11-21 18:00 | 74236.7932 | 73945.5445 | 0 | 291.2487 | 0 | 0.14277 | 0.14326 | 0.13396 | 325 | 18 | Fall | 0.56981 | 0.53326 | 0.53326 | 0.92026 | 0.51472 | 0.14326 | 0 | 0.58607 | 0.66641 | 0.85008 | 0.012776 | 0.030806 | 0.13396 | 0.72066 | 0.66641 | 0 | 0 | 0.85 | 0.85 | 0.85 | 0.85 | 0.92026 | 0.012776 | 0.67697 | 0 | 0.42382
2025-11-21 19:00 | 73395.5755 | 73089.3284 | 0 | 306.247 | 0 | 0.15012 | 0.15029 | 0.14711 | 325 | 19 | Fall | 0.58792 | 0.53844 | 0.53844 | 0.92081 | 0.51215 | 0.15029 | 0 | 0.30172 | 0.66641 | 0.85008 | 0.012985 | 0.040504 | 0.14711 | 0.70767 | 0.66641 | 0 | 0 | 0.85 | 0.85 | 0.85 | 0.85 | 0.92081 | 0.012985 | 0.6913 | 0 | 0.3403
2025-11-21 20:00 | 71433.6269 | 71124.6425 | 0 | 308.9845 | 0 | 0.15146 | 0.15103 | 0.15927 | 325 | 20 | Fall | 0.58769 | 0.53296 | 0.53296 | 0.92152 | 0.47501 | 0.15103 | 0 | 0.0006045 | 0.66641 | 0.85008 | 0.012671 | 0.027207 | 0.15927 | 0.69538 | 0.66641 | 0 | 0 | 0.85 | 0.85 | 0.85 | 0.85 | 0.92152 | 0.012671 | 0.69331 | 0 | 0.11348
2025-11-21 21:00 | 68690.2148 | 68384.8018 | 0 | 305.413 | 0 | 0.14971 | 0.14862 | 0.16945 | 325 | 21 | Fall | 0.5589 | 0.51972 | 0.51972 | 0.92369 | 0.43894 | 0.14862 | 0 | 0 | 0.66478 | 0.85008 | 0.012741 | 0.015558 | 0.16945 | 0.62275 | 0.66478 | 0 | 0 | 0.85 | 0.85 | 0.85 | 0.85 | 0.92369 | 0.012741 | 0.67279 | 0 | 0.16147
2025-11-21 22:00 | 64152.3586 | 63843.7657 | 0 | 308.5929 | 0 | 0.15127 | 0.14989 | 0.1763 | 325 | 22 | Fall | 0.51728 | 0.4948 | 0.4948 | 0.92621 | 0.40003 | 0.14989 | 0 | 0 | 0.66478 | 0.85008 | 0.012881 | 0.0070257 | 0.1763 | 0.54639 | 0.66478 | 0 | 0 | 0.85 | 0.85 | 0.85 | 0.85 | 0.92621 | 0.012881 | 0.63052 | 0 | 0.1153
2025-11-21 23:00 | 59644.9459 | 59319.7118 | 0 | 325.234 | 0 | 0.15943 | 0.15852 | 0.17577 | 325 | 23 | Fall | 0.47532 | 0.45627 | 0.45627 | 0.92842 | 0.36928 | 0.15852 | 0 | 0 | 0.65567 | 0.85008 | 0.012252 | 0.0070257 | 0.17577 | 0.47566 | 0.65567 | 0 | 0 | 0.85 | 0.85 | 0.85 | 0.85 | 0.92842 | 0.012252 | 0.56646 | 0 | 0.067351
2025-11-22 00:00 | 35281.9136 | 34923.1121 | 0 | 358.8015 | 0 | 0.17588 | 0.1751 | 0.19007 | 326 | 0 | Spring | 0.27877 | 0.32807 | 0.32807 | 0.86806 | 0.41526 | 0.1751 | 0 | 0 | 0.64562 | 0.85008 | 0.0133 | 0.00079999 | 0.19007 | 0.22892 | 0.64562 | 0 | 0 | 0.85 | 0.85 | 0.85 | 0.85 | 0.86806 | 0.0133 | 0.36461 | 0 | 0.048952
2025-11-22 01:00 | 34593.8306 | 34195.3409 | 0 | 398.4897 | 0 | 0.19534 | 0.19422 | 0.21549 | 326 | 1 | Spring | 0.27126 | 0.31736 | 0.31736 | 0.87726 | 0.38 | 0.19422 | 0 | 0 | 0.64562 | 0.85008 | 0.012357 | 0.00079999 | 0.21549 | 0.2248 | 0.64562 | 0 | 0 | 0.85 | 0.85 | 0.85 | 0.85 | 0.87726 | 0.012357 | 0.36019 | 0 | 0
2025-11-22 02:00 | 34514.1649 | 34079.0724 | 0 | 435.0925 | 0 | 0.21328 | 0.21172 | 0.24147 | 326 | 2 | Spring | 0.2611 | 0.30561 | 0.30561 | 0.87644 | 0.34552 | 0.21172 | 0 | 0 | 0.64562 | 0.85008 | 0.012462 | 0.00079999 | 0.24147 | 0.21959 | 0.64562 | 0 | 0 | 0.85 | 0.85 | 0.85 | 0.85 | 0.87644 | 0.012462 | 0.35507 | 0 | 0.0076969
2025-11-22 03:00 | 34633.3895 | 34158.4534 | 0 | 474.9361 | 0 | 0.23281 | 0.23165 | 0.25382 | 326 | 3 | Spring | 0.25348 | 0.29808 | 0.29808 | 0.87591 | 0.33422 | 0.23165 | 0 | 0 | 0.64562 | 0.85008 | 0.013439 | 0.00079999 | 0.25382 | 0.21762 | 0.64562 | 0 | 0 | 0.85 | 0.85 | 0.85 | 0.85 | 0.87591 | 0.013439 | 0.3547 | 0 | 0
2025-11-22 04:00 | 35166.7248 | 34668.1938 | 0 | 498.5309 | 0 | 0.24438 | 0.24366 | 0.2573 | 326 | 4 | Spring | 0.24517 | 0.29516 | 0.29516 | 0.87706 | 0.32769 | 0.24366 | 0 | 0 | 0.64562 | 0.85008 | 0.013579 | 0.00079999 | 0.2573 | 0.22054 | 0.64562 | 0 | 0 | 0.85 | 0.85 | 0.85 | 0.85 | 0.87706 | 0.013579 | 0.36068 | 0 | 0
2025-11-22 05:00 | 37560.6288 | 37058.1369 | 0 | 502.492 | 0 | 0.24632 | 0.24553 | 0.26057 | 326 | 5 | Spring | 0.24319 | 0.29542 | 0.29542 | 0.87925 | 0.32324 | 0.24553 | 0 | 0 | 0.64562 | 0.85008 | 0.013719 | 0.00079999 | 0.26057 | 0.24903 | 0.64562 | 0 | 0 | 0.85 | 0.85 | 0.85 | 0.85 | 0.87925 | 0.013719 | 0.38813 | 0 | 0
2025-11-22 06:00 | 39778.0852 | 39284.0058 | 0 | 494.0794 | 0 | 0.2422 | 0.24153 | 0.25417 | 326 | 6 | Spring | 0.25416 | 0.29826 | 0.29826 | 0.88123 | 0.35611 | 0.24153 | 0 | 0 | 0.6501 | 0.85008 | 0.013404 | 0.00083936 | 0.25417 | 0.30317 | 0.6501 | 0 | 0 | 0.85 | 0.85 | 0.85 | 0.85 | 0.88123 | 0.013404 | 0.4151 | 0 | 0
2025-11-22 07:00 | 43601.0225 | 42966.5054 | 157.2704 | 477.2467 | 0.0071026 | 0.23394 | 0.2333 | 0.24565 | 326 | 7 | Spring | 0.26383 | 0.30635 | 0.30635 | 0.88211 | 0.39696 | 0.2333 | 0.0071026 | 0 | 0.65669 | 0.85008 | 0.012671 | 0.0010882 | 0.24565 | 0.29 | 0.65669 | 0 | 0 | 0.85 | 0.85 | 0.85 | 0.85 | 0.88211 | 0.012671 | 0.40054 | 0.0049719 | 0.0096656
2025-11-22 08:00 | 43624.9589 | 41467.9753 | 1707.1452 | 449.8385 | 0.077098 | 0.22051 | 0.21998 | 0.23012 | 326 | 8 | Spring | 0.26441 | 0.30255 | 0.30255 | 0.88442 | 0.42633 | 0.21998 | 0.077098 | 0 | 0.65669 | 0.85008 | 0.012183 | 0.0010228 | 0.23012 | 0.28372 | 0.65669 | 0 | 0 | 0.85 | 0.85 | 0.85 | 0.85 | 0.88442 | 0.012183 | 0.39226 | 0.053969 | 0.029613
2025-11-22 09:00 | 44369.1391 | 39917.9682 | 4009.2534 | 441.9174 | 0.18107 | 0.21663 | 0.21727 | 0.20507 | 326 | 9 | Spring | 0.25911 | 0.30095 | 0.30095 | 0.88542 | 0.45108 | 0.21727 | 0.18107 | 0.38061 | 0.65642 | 0.85008 | 0.011659 | 0.00079999 | 0.20507 | 0.26073 | 0.65642 | 0 | 0 | 0.85 | 0.85 | 0.85 | 0.85 | 0.88542 | 0.011659 | 0.37528 | 0.12675 | 0
2025-11-22 10:00 | 44160.6172 | 37414.057 | 6286.5017 | 460.0585 | 0.28391 | 0.22552 | 0.22683 | 0.20186 | 326 | 10 | Spring | 0.26146 | 0.29721 | 0.29721 | 0.88641 | 0.4463 | 0.22683 | 0.28391 | 0.64871 | 0.65688 | 0.85008 | 0.011484 | 0.00079999 | 0.20186 | 0.27476 | 0.65688 | 0 | 0 | 0.85 | 0.85 | 0.85 | 0.85 | 0.88641 | 0.011484 | 0.37825 | 0.19874 | 0
2025-11-22 11:00 | 43697.6691 | 35910.2852 | 7315.8887 | 471.4953 | 0.3304 | 0.23113 | 0.23251 | 0.20604 | 326 | 11 | Spring | 0.25473 | 0.28311 | 0.28311 | 0.88809 | 0.41276 | 0.23251 | 0.3304 | 0.69148 | 0.65688 | 0.85008 | 0.01138 | 0.00079999 | 0.20604 | 0.29695 | 0.65688 | 0 | 0 | 0.85 | 0.85 | 0.85 | 0.85 | 0.88809 | 0.01138 | 0.38376 | 0.23128 | 0.0092363
2025-11-22 12:00 | 42945.5183 | 35285.1479 | 7188.5133 | 471.8572 | 0.32465 | 0.2313 | 0.23263 | 0.20724 | 326 | 12 | Spring | 0.24979 | 0.27224 | 0.27224 | 0.88874 | 0.38152 | 0.23263 | 0.32465 | 0.67553 | 0.65688 | 0.85008 | 0.011484 | 0.00080167 | 0.20724 | 0.31905 | 0.65688 | 0 | 0 | 0.85 | 0.85 | 0.85 | 0.85 | 0.88874 | 0.011484 | 0.39243 | 0.22725 | 0.0092363
2025-11-22 13:00 | 40561.0432 | 33535.5472 | 6553.8798 | 471.6162 | 0.29599 | 0.23118 | 0.23241 | 0.20898 | 326 | 13 | Spring | 0.2448 | 0.25993 | 0.25993 | 0.88865 | 0.35645 | 0.23241 | 0.29599 | 0.66427 | 0.65688 | 0.85008 | 0.010123 | 0.00079999 | 0.20898 | 0.32335 | 0.65688 | 0 | 0 | 0.85 | 0.85 | 0.85 | 0.85 | 0.88865 | 0.010123 | 0.40028 | 0.20719 | 0.0092363
2025-11-22 14:00 | 40149.2635 | 34212.2955 | 5456.5531 | 480.4149 | 0.24643 | 0.2355 | 0.23687 | 0.21064 | 326 | 14 | Spring | 0.24385 | 0.25881 | 0.25881 | 0.88747 | 0.34975 | 0.23687 | 0.24643 | 0.65679 | 0.65688 | 0.85008 | 0.0099835 | 0.0013328 | 0.21064 | 0.32489 | 0.65688 | 0 | 0 | 0.85 | 0.85 | 0.85 | 0.85 | 0.88747 | 0.0099835 | 0.40115 | 0.1725 | 0.0094141
2025-11-22 15:00 | 40186.2059 | 36052.1247 | 3652.2149 | 481.8664 | 0.16494 | 0.23621 | 0.23766 | 0.21005 | 326 | 15 | Spring | 0.24372 | 0.26351 | 0.26351 | 0.88663 | 0.34492 | 0.23766 | 0.16494 | 0.66692 | 0.65688 | 0.85008 | 0.010088 | 0.0013328 | 0.21005 | 0.33518 | 0.65688 | 0 | 0 | 0.85 | 0.85 | 0.85 | 0.85 | 0.88663 | 0.010088 | 0.4158 | 0.11546 | 0.0094141
2025-11-22 16:00 | 41226.6008 | 39174.0509 | 1580.7628 | 471.7871 | 0.07139 | 0.23127 | 0.23229 | 0.21276 | 326 | 16 | Spring | 0.24178 | 0.27908 | 0.27908 | 0.87629 | 0.34371 | 0.23229 | 0.07139 | 0.67652 | 0.66614 | 0.85008 | 0.010018 | 0.0013328 | 0.21276 | 0.36047 | 0.66614 | 0 | 0 | 0.85 | 0.85 | 0.85 | 0.85 | 0.87629 | 0.010018 | 0.43848 | 0.049973 | 0.0092363
2025-11-22 17:00 | 46938.2505 | 46347.8579 | 114.9637 | 475.4289 | 0.005192 | 0.23305 | 0.23364 | 0.22248 | 326 | 17 | Spring | 0.24363 | 0.29823 | 0.29823 | 0.87688 | 0.36264 | 0.23364 | 0.005192 | 0.6679 | 0.66614 | 0.85008 | 0.010018 | 0.0035317 | 0.22248 | 0.37417 | 0.66614 | 0 | 0 | 0.85 | 0.85 | 0.85 | 0.85 | 0.87688 | 0.010018 | 0.48342 | 0.0036344 | 0.28272
2025-11-22 18:00 | 48172.2739 | 47701.8618 | 0 | 470.412 | 0 | 0.23059 | 0.23085 | 0.22604 | 326 | 18 | Spring | 0.25066 | 0.31384 | 0.31384 | 0.87696 | 0.40118 | 0.23085 | 0 | 0.58773 | 0.66614 | 0.85008 | 0.010158 | 0.027398 | 0.22604 | 0.3962 | 0.66614 | 0 | 0 | 0.85 | 0.85 | 0.85 | 0.85 | 0.87696 | 0.010158 | 0.50599 | 0 | 0.42211
2025-11-22 19:00 | 48345.8732 | 47880.5226 | 0 | 465.3506 | 0 | 0.22811 | 0.22821 | 0.22629 | 326 | 19 | Spring | 0.26664 | 0.33067 | 0.33067 | 0.8775 | 0.42487 | 0.22821 | 0 | 0.23069 | 0.66641 | 0.85008 | 0.010612 | 0.027398 | 0.22629 | 0.41363 | 0.66641 | 0 | 0 | 0.85 | 0.85 | 0.85 | 0.85 | 0.8775 | 0.010612 | 0.52452 | 0 | 0.39185
2025-11-22 20:00 | 47835.434 | 47372.7566 | 0 | 462.6774 | 0 | 0.2268 | 0.22673 | 0.22816 | 326 | 20 | Spring | 0.28392 | 0.33907 | 0.33907 | 0.87706 | 0.44583 | 0.22673 | 0 | 0 | 0.66641 | 0.85008 | 0.010717 | 0.013216 | 0.22816 | 0.41376 | 0.66641 | 0 | 0 | 0.85 | 0.85 | 0.85 | 0.85 | 0.87706 | 0.010717 | 0.52178 | 0 | 0.34357
2025-11-22 21:00 | 45695.3723 | 45231.017 | 0 | 464.3552 | 0 | 0.22763 | 0.22751 | 0.22969 | 326 | 21 | Spring | 0.28852 | 0.33774 | 0.33774 | 0.87764 | 0.44688 | 0.22751 | 0 | 0 | 0.66641 | 0.85008 | 0.010682 | 0.0013328 | 0.22969 | 0.40821 | 0.66641 | 0 | 0 | 0.85 | 0.85 | 0.85 | 0.85 | 0.87764 | 0.010682 | 0.49219 | 0 | 0.10075
2025-11-22 22:00 | 42598.3856 | 42128.6456 | 0 | 469.7401 | 0 | 0.23026 | 0.23046 | 0.22666 | 326 | 22 | Spring | 0.27883 | 0.33192 | 0.33192 | 0.87863 | 0.45017 | 0.23046 | 0 | 0 | 0.66641 | 0.85008 | 0.010717 | 0.0013328 | 0.22666 | 0.36384 | 0.66641 | 0 | 0 | 0.85 | 0.85 | 0.85 | 0.85 | 0.87863 | 0.010717 | 0.43629 | 0 | 0.081544
2025-11-22 23:00 | 39022.9783 | 38545.7418 | 0 | 477.2365 | 0 | 0.23394 | 0.23436 | 0.22631 | 326 | 23 | Spring | 0.26601 | 0.32932 | 0.32932 | 0.87267 | 0.42104 | 0.23436 | 0 | 0 | 0.65528 | 0.85008 | 0.011973 | 0.0013328 | 0.22631 | 0.30433 | 0.65528 | 0 | 0 | 0.85 | 0.85 | 0.85 | 0.85 | 0.87267 | 0.011973 | 0.38142 | 0 | 0.039465
2025-11-23 00:00 | 36542.7883 | 36062.4856 | 0 | 480.3028 | 0 | 0.23544 | 0.23557 | 0.2332 | 327 | 0 | Spring | 0.27877 | 0.32807 | 0.32807 | 0.86806 | 0.41526 | 0.23557 | 0 | 0 | 0.64562 | 0.85008 | 0.0133 | 0.00079999 | 0.2332 | 0.22892 | 0.64562 | 0 | 0 | 0.85 | 0.85 | 0.85 | 0.85 | 0.86806 | 0.0133 | 0.36461 | 0 | 0.048952
2025-11-23 01:00 | 35850.8566 | 35358.6191 | 0 | 492.2374 | 0 | 0.24129 | 0.24135 | 0.24021 | 327 | 1 | Spring | 0.27126 | 0.31736 | 0.31736 | 0.87726 | 0.38 | 0.24135 | 0 | 0 | 0.64562 | 0.85008 | 0.012357 | 0.00079999 | 0.24021 | 0.2248 | 0.64562 | 0 | 0 | 0.85 | 0.85 | 0.85 | 0.85 | 0.87726 | 0.012357 | 0.36019 | 0 | 0
2025-11-23 02:00 | 35748.0978 | 35247.4959 | 0 | 500.6019 | 0 | 0.24539 | 0.24543 | 0.24471 | 327 | 2 | Spring | 0.2611 | 0.30561 | 0.30561 | 0.87644 | 0.34552 | 0.24543 | 0 | 0 | 0.64562 | 0.85008 | 0.012462 | 0.00079999 | 0.24471 | 0.21959 | 0.64562 | 0 | 0 | 0.85 | 0.85 | 0.85 | 0.85 | 0.87644 | 0.012462 | 0.35507 | 0 | 0.0076969
2025-11-23 03:00 | 35783.9313 | 35273.2556 | 0 | 510.6757 | 0 | 0.25033 | 0.25029 | 0.25104 | 327 | 3 | Spring | 0.25348 | 0.29808 | 0.29808 | 0.87591 | 0.33422 | 0.25029 | 0 | 0 | 0.64562 | 0.85008 | 0.013439 | 0.00079999 | 0.25104 | 0.21762 | 0.64562 | 0 | 0 | 0.85 | 0.85 | 0.85 | 0.85 | 0.87591 | 0.013439 | 0.3547 | 0 | 0
2025-11-23 04:00 | 36123.5424 | 35612.7958 | 0 | 510.7467 | 0 | 0.25037 | 0.25003 | 0.25642 | 327 | 4 | Spring | 0.24517 | 0.29516 | 0.29516 | 0.87706 | 0.32769 | 0.25003 | 0 | 0 | 0.64562 | 0.85008 | 0.013579 | 0.00079999 | 0.25642 | 0.22054 | 0.64562 | 0 | 0 | 0.85 | 0.85 | 0.85 | 0.85 | 0.87706 | 0.013579 | 0.36068 | 0 | 0
2025-11-23 05:00 | 38235.2227 | 37725.4616 | 0 | 509.7612 | 0 | 0.24988 | 0.24895 | 0.26681 | 327 | 5 | Spring | 0.24319 | 0.29542 | 0.29542 | 0.87925 | 0.32324 | 0.24895 | 0 | 0 | 0.64562 | 0.85008 | 0.013719 | 0.00079999 | 0.26681 | 0.24903 | 0.64562 | 0 | 0 | 0.85 | 0.85 | 0.85 | 0.85 | 0.87925 | 0.013719 | 0.38813 | 0 | 0
2025-11-23 06:00 | 40261.1709 | 39756.8086 | 0 | 504.3623 | 0 | 0.24724 | 0.24585 | 0.27225 | 327 | 6 | Spring | 0.25416 | 0.29826 | 0.29826 | 0.88123 | 0.35611 | 0.24585 | 0 | 0 | 0.6501 | 0.85008 | 0.013404 | 0.00083936 | 0.27225 | 0.30317 | 0.6501 | 0 | 0 | 0.85 | 0.85 | 0.85 | 0.85 | 0.88123 | 0.013404 | 0.4151 | 0 | 0
2025-11-23 07:00 | 43911.9608 | 43258.005 | 157.2818 | 496.6739 | 0.0071032 | 0.24347 | 0.2425 | 0.261 | 327 | 7 | Spring | 0.26383 | 0.30635 | 0.30635 | 0.88211 | 0.39696 | 0.2425 | 0.0071032 | 0 | 0.65669 | 0.85008 | 0.012671 | 0.0010882 | 0.261 | 0.29 | 0.65669 | 0 | 0 | 0.85 | 0.85 | 0.85 | 0.85 | 0.88211 | 0.012671 | 0.40054 | 0.0049722 | 0.0096656
2025-11-23 08:00 | 43807.578 | 41362.9448 | 1990.1143 | 454.5189 | 0.089878 | 0.2228 | 0.22225 | 0.23285 | 327 | 8 | Spring | 0.26441 | 0.30255 | 0.30255 | 0.88442 | 0.42633 | 0.22225 | 0.089878 | 0 | 0.65669 | 0.85008 | 0.012183 | 0.0010228 | 0.23285 | 0.28372 | 0.65669 | 0 | 0 | 0.85 | 0.85 | 0.85 | 0.85 | 0.88442 | 0.012183 | 0.39226 | 0.062914 | 0.029613
2025-11-23 09:00 | 44512.1287 | 39160.5095 | 4911.2064 | 440.4128 | 0.2218 | 0.21589 | 0.21628 | 0.20879 | 327 | 9 | Spring | 0.25911 | 0.30095 | 0.30095 | 0.88542 | 0.45108 | 0.21628 | 0.2218 | 0.38061 | 0.65642 | 0.85008 | 0.011659 | 0.00079999 | 0.20879 | 0.26073 | 0.65642 | 0 | 0 | 0.85 | 0.85 | 0.85 | 0.85 | 0.88542 | 0.011659 | 0.37528 | 0.15526 | 0
2025-11-23 10:00 | 44190.0082 | 36127.8775 | 7606.7641 | 455.3666 | 0.34354 | 0.22322 | 0.22438 | 0.20229 | 327 | 10 | Spring | 0.26146 | 0.29721 | 0.29721 | 0.88641 | 0.4463 | 0.22438 | 0.34354 | 0.64871 | 0.65688 | 0.85008 | 0.011484 | 0.00079999 | 0.20229 | 0.27476 | 0.65688 | 0 | 0 | 0.85 | 0.85 | 0.85 | 0.85 | 0.88641 | 0.011484 | 0.37825 | 0.24048 | 0
2025-11-23 11:00 | 43697.6691 | 33950.0252 | 9263.1461 | 484.4978 | 0.41834 | 0.2375 | 0.23894 | 0.21142 | 327 | 11 | Spring | 0.25473 | 0.28311 | 0.28311 | 0.88809 | 0.41276 | 0.23894 | 0.41834 | 0.69148 | 0.65688 | 0.85008 | 0.01138 | 0.00079999 | 0.21142 | 0.29695 | 0.65688 | 0 | 0 | 0.85 | 0.85 | 0.85 | 0.85 | 0.88809 | 0.01138 | 0.38376 | 0.29284 | 0.0092363
2025-11-23 12:00 | 42945.5183 | 32603.0593 | 9807.5031 | 534.956 | 0.44293 | 0.26223 | 0.26383 | 0.23333 | 327 | 12 | Spring | 0.24979 | 0.27224 | 0.27224 | 0.88874 | 0.38152 | 0.26383 | 0.44293 | 0.67553 | 0.65688 | 0.85008 | 0.011484 | 0.00080167 | 0.23333 | 0.31905 | 0.65688 | 0 | 0 | 0.85 | 0.85 | 0.85 | 0.85 | 0.88874 | 0.011484 | 0.39243 | 0.31005 | 0.0092363
2025-11-23 13:00 | 40561.0432 | 30695.9797 | 9289.359 | 575.7044 | 0.41953 | 0.28221 | 0.28354 | 0.25813 | 327 | 13 | Spring | 0.2448 | 0.25993 | 0.25993 | 0.88865 | 0.35645 | 0.28354 | 0.41953 | 0.66427 | 0.65688 | 0.85008 | 0.010123 | 0.00079999 | 0.25813 | 0.32335 | 0.65688 | 0 | 0 | 0.85 | 0.85 | 0.85 | 0.85 | 0.88865 | 0.010123 | 0.40028 | 0.29367 | 0.0092363
2025-11-23 14:00 | 40149.2635 | 31790.2401 | 7761.1011 | 597.9223 | 0.35051 | 0.2931 | 0.29369 | 0.28251 | 327 | 14 | Spring | 0.24385 | 0.25881 | 0.25881 | 0.88747 | 0.34975 | 0.29369 | 0.35051 | 0.65679 | 0.65688 | 0.85008 | 0.0099835 | 0.0013328 | 0.28251 | 0.32489 | 0.65688 | 0 | 0 | 0.85 | 0.85 | 0.85 | 0.85 | 0.88747 | 0.0099835 | 0.40115 | 0.24535 | 0.0094141
2025-11-23 15:00 | 40186.2059 | 34233.5648 | 5352.0168 | 600.6243 | 0.24171 | 0.29442 | 0.29413 | 0.29979 | 327 | 15 | Spring | 0.24372 | 0.26351 | 0.26351 | 0.88663 | 0.34492 | 0.29413 | 0.24171 | 0.66692 | 0.65688 | 0.85008 | 0.010088 | 0.0013328 | 0.29979 | 0.33518 | 0.65688 | 0 | 0 | 0.85 | 0.85 | 0.85 | 0.85 | 0.88663 | 0.010088 | 0.4158 | 0.1692 | 0.0094141
2025-11-23 16:00 | 41234.6432 | 38291.4415 | 2362.222 | 580.9796 | 0.10668 | 0.28479 | 0.28334 | 0.31109 | 327 | 16 | Spring | 0.24178 | 0.27908 | 0.27908 | 0.87629 | 0.34371 | 0.28334 | 0.10668 | 0.67652 | 0.66614 | 0.85008 | 0.010018 | 0.0013328 | 0.31109 | 0.36047 | 0.66614 | 0 | 0 | 0.85 | 0.85 | 0.85 | 0.85 | 0.87629 | 0.010018 | 0.43848 | 0.074678 | 0.0092363
2025-11-23 17:00 | 46618.0283 | 45871.2363 | 173.6797 | 573.1123 | 0.0078437 | 0.28094 | 0.27856 | 0.32395 | 327 | 17 | Spring | 0.24363 | 0.29823 | 0.29823 | 0.87688 | 0.36264 | 0.27856 | 0.0078437 | 0.6679 | 0.66614 | 0.85008 | 0.010018 | 0.0035317 | 0.32395 | 0.37417 | 0.66614 | 0 | 0 | 0.85 | 0.85 | 0.85 | 0.85 | 0.87688 | 0.010018 | 0.48342 | 0.0054906 | 0.28272
2025-11-23 18:00 | 47810.2278 | 47234.951 | 0 | 575.2768 | 0 | 0.282 | 0.27948 | 0.32748 | 327 | 18 | Spring | 0.25066 | 0.31384 | 0.31384 | 0.87696 | 0.40118 | 0.27948 | 0 | 0.58773 | 0.66614 | 0.85008 | 0.010158 | 0.027398 | 0.32748 | 0.3962 | 0.66614 | 0 | 0 | 0.85 | 0.85 | 0.85 | 0.85 | 0.87696 | 0.010158 | 0.50599 | 0 | 0.42211
2025-11-23 19:00 | 47979.2085 | 47392.3161 | 0 | 586.8925 | 0 | 0.28769 | 0.28551 | 0.32716 | 327 | 19 | Spring | 0.26664 | 0.33067 | 0.33067 | 0.8775 | 0.42487 | 0.28551 | 0 | 0.23069 | 0.66641 | 0.85008 | 0.010612 | 0.027398 | 0.32716 | 0.41363 | 0.66641 | 0 | 0 | 0.85 | 0.85 | 0.85 | 0.85 | 0.8775 | 0.010612 | 0.52452 | 0 | 0.39185
2025-11-23 20:00 | 47447.9857 | 46851.3976 | 0 | 596.5881 | 0 | 0.29245 | 0.29073 | 0.32341 | 327 | 20 | Spring | 0.28392 | 0.33907 | 0.33907 | 0.87706 | 0.44583 | 0.29073 | 0 | 0 | 0.66641 | 0.85008 | 0.010717 | 0.013216 | 0.32341 | 0.41376 | 0.66641 | 0 | 0 | 0.85 | 0.85 | 0.85 | 0.85 | 0.87706 | 0.010717 | 0.52178 | 0 | 0.34357
2025-11-23 21:00 | 45306.3845 | 44718.1614 | 0 | 588.223 | 0 | 0.28834 | 0.28712 | 0.31055 | 327 | 21 | Spring | 0.28852 | 0.33774 | 0.33774 | 0.87764 | 0.44688 | 0.28712 | 0 | 0 | 0.66641 | 0.85008 | 0.010682 | 0.0013328 | 0.31055 | 0.40821 | 0.66641 | 0 | 0 | 0.85 | 0.85 | 0.85 | 0.85 | 0.87764 | 0.010682 | 0.49219 | 0 | 0.10075
2025-11-23 22:00 | 42220.4311 | 41648.6343 | 0 | 571.7968 | 0 | 0.28029 | 0.27884 | 0.30656 | 327 | 22 | Spring | 0.27883 | 0.33192 | 0.33192 | 0.87863 | 0.45017 | 0.27884 | 0 | 0 | 0.66641 | 0.85008 | 0.010717 | 0.0013328 | 0.30656 | 0.36384 | 0.66641 | 0 | 0 | 0.85 | 0.85 | 0.85 | 0.85 | 0.87863 | 0.010717 | 0.43629 | 0 | 0.081544
2025-11-23 23:00 | 38657.8532 | 38107.97 | 0 | 549.8832 | 0 | 0.26955 | 0.26751 | 0.30646 | 327 | 23 | Spring | 0.26601 | 0.32932 | 0.32932 | 0.87267 | 0.42104 | 0.26751 | 0 | 0 | 0.65528 | 0.85008 | 0.011973 | 0.0013328 | 0.30646 | 0.30433 | 0.65528 | 0 | 0 | 0.85 | 0.85 | 0.85 | 0.85 | 0.87267 | 0.011973 | 0.38142 | 0 | 0.039465
2025-11-24 00:00 | 58421.5446 | 57877.2178 | 0 | 544.3268 | 0 | 0.26683 | 0.26478 | 0.30388 | 328 | 0 | Fall | 0.40086 | 0.41408 | 0.41408 | 0.9324 | 0.29275 | 0.26478 | 0 | 0 | 0.65196 | 0.85008 | 0.011834 | 0.0070257 | 0.30388 | 0.40145 | 0.65196 | 0 | 0 | 0.85 | 0.85 | 0.85 | 0.85 | 0.9324 | 0.011834 | 0.52583 | 0 | 0.01542
2025-11-24 01:00 | 57759.5681 | 57212.4666 | 0 | 547.1015 | 0 | 0.26819 | 0.26642 | 0.30005 | 328 | 1 | Fall | 0.37675 | 0.40095 | 0.40095 | 0.93332 | 0.26062 | 0.26642 | 0 | 0 | 0.65196 | 0.85008 | 0.012078 | 0.0070257 | 0.30005 | 0.38521 | 0.65196 | 0 | 0 | 0.85 | 0.85 | 0.85 | 0.85 | 0.93332 | 0.012078 | 0.49927 | 0 | 0
2025-11-24 02:00 | 57593.9777 | 57043.279 | 0 | 550.6987 | 0 | 0.26995 | 0.26829 | 0.29992 | 328 | 2 | Fall | 0.36036 | 0.37824 | 0.37824 | 0.93336 | 0.22473 | 0.26829 | 0 | 0 | 0.65196 | 0.85008 | 0.012357 | 0.0070257 | 0.29992 | 0.38017 | 0.65196 | 0 | 0 | 0.85 | 0.85 | 0.85 | 0.85 | 0.93336 | 0.012357 | 0.49291 | 0 | 0
2025-11-24 03:00 | 57675.7157 | 57122.8742 | 0 | 552.8415 | 0 | 0.271 | 0.26938 | 0.30035 | 328 | 3 | Fall | 0.34783 | 0.36163 | 0.36163 | 0.93289 | 0.18289 | 0.26938 | 0 | 0 | 0.64813 | 0.85008 | 0.012532 | 0.0070257 | 0.30035 | 0.37147 | 0.64813 | 0 | 0 | 0.85 | 0.85 | 0.85 | 0.85 | 0.93289 | 0.012532 | 0.48498 | 0 | 0
2025-11-24 04:00 | 58307.4723 | 57761.009 | 0 | 546.4633 | 0 | 0.26787 | 0.26614 | 0.29917 | 328 | 4 | Fall | 0.34209 | 0.36519 | 0.36519 | 0.93361 | 0.16879 | 0.26614 | 0 | 0 | 0.65104 | 0.85008 | 0.012532 | 0.0070257 | 0.29917 | 0.37052 | 0.65104 | 0 | 0 | 0.85 | 0.85 | 0.85 | 0.85 | 0.93361 | 0.012532 | 0.48267 | 0 | 0
2025-11-24 05:00 | 62898.13 | 62356.5782 | 0 | 541.5518 | 0 | 0.26547 | 0.26381 | 0.29537 | 328 | 5 | Fall | 0.34482 | 0.37756 | 0.37756 | 0.93576 | 0.17276 | 0.26381 | 0 | 0 | 0.65104 | 0.85008 | 0.012497 | 0.0064921 | 0.29537 | 0.37314 | 0.65104 | 0 | 0 | 0.85 | 0.85 | 0.85 | 0.85 | 0.93576 | 0.012497 | 0.48379 | 0 | 0
2025-11-24 06:00 | 70240.8347 | 69717.55 | 0 | 523.2847 | 0 | 0.25651 | 0.25497 | 0.28433 | 328 | 6 | Fall | 0.36517 | 0.39941 | 0.39941 | 0.93715 | 0.18574 | 0.25497 | 0 | 0 | 0.65331 | 0.85008 | 0.012462 | 0.0064921 | 0.28433 | 0.36964 | 0.65331 | 0 | 0 | 0.85 | 0.85 | 0.85 | 0.85 | 0.93715 | 0.012462 | 0.46504 | 0 | 0
2025-11-24 07:00 | 77510.8306 | 76836.7333 | 167.6688 | 506.4285 | 0.0075723 | 0.24825 | 0.24702 | 0.27051 | 328 | 7 | Fall | 0.38197 | 0.40891 | 0.40891 | 0.93839 | 0.20415 | 0.24702 | 0.0075723 | 0 | 0.65331 | 0.85008 | 0.012392 | 0.0064921 | 0.27051 | 0.36205 | 0.65331 | 0 | 0 | 0.85 | 0.85 | 0.85 | 0.85 | 0.93839 | 0.012392 | 0.44968 | 0.0053006 | 0
2025-11-24 08:00 | 73773.3635 | 71378.9514 | 1913.5189 | 480.8932 | 0.086418 | 0.23573 | 0.23488 | 0.25106 | 328 | 8 | Fall | 0.39185 | 0.40697 | 0.40697 | 0.93566 | 0.21485 | 0.23488 | 0.086418 | 0.16223 | 0.65331 | 0.85008 | 0.012357 | 0.0064921 | 0.25106 | 0.40198 | 0.65331 | 0 | 0 | 0.85 | 0.85 | 0.85 | 0.85 | 0.93566 | 0.012357 | 0.45998 | 0.060493 | 0
2025-11-24 09:00 | 71862.6592 | 67156.2615 | 4240.7902 | 465.6075 | 0.19152 | 0.22824 | 0.22809 | 0.23087 | 328 | 9 | Fall | 0.39166 | 0.40877 | 0.40877 | 0.92982 | 0.21991 | 0.22809 | 0.19152 | 0.44952 | 0.65113 | 0.85008 | 0.012252 | 0.0064921 | 0.23087 | 0.39032 | 0.65113 | 0 | 0 | 0.85 | 0.85 | 0.85 | 0.85 | 0.92982 | 0.012252 | 0.46381 | 0.13407 | 0
2025-11-24 10:00 | 70564.9339 | 63600.395 | 6487.7369 | 476.8021 | 0.293 | 0.23373 | 0.23448 | 0.22007 | 328 | 10 | Fall | 0.40411 | 0.42068 | 0.42068 | 0.92508 | 0.22175 | 0.23448 | 0.293 | 0.57836 | 0.66261 | 0.85008 | 0.012218 | 0.0064921 | 0.22007 | 0.44411 | 0.66261 | 0 | 0 | 0.85 | 0.85 | 0.85 | 0.85 | 0.92508 | 0.012218 | 0.49846 | 0.2051 | 0
2025-11-24 11:00 | 67734.6997 | 59104.8826 | 8154.0919 | 475.7252 | 0.36826 | 0.2332 | 0.23434 | 0.21254 | 328 | 11 | Fall | 0.41644 | 0.43336 | 0.43336 | 0.9244 | 0.22921 | 0.23434 | 0.36826 | 0.61146 | 0.66261 | 0.85008 | 0.011903 | 0.0067811 | 0.21254 | 0.48314 | 0.66261 | 0 | 0 | 0.85 | 0.85 | 0.85 | 0.85 | 0.9244 | 0.011903 | 0.55063 | 0.25778 | 0
2025-11-24 12:00 | 66528.0105 | 56958.9988 | 9101.799 | 467.2127 | 0.41106 | 0.22903 | 0.23038 | 0.20448 | 328 | 12 | Fall | 0.43539 | 0.4543 | 0.4543 | 0.92402 | 0.24522 | 0.23038 | 0.41106 | 0.64788 | 0.66261 | 0.85008 | 0.011903 | 0.0064921 | 0.20448 | 0.53927 | 0.66261 | 0 | 0 | 0.85 | 0.85 | 0.85 | 0.85 | 0.92402 | 0.011903 | 0.58716 | 0.28774 | 0
2025-11-24 13:00 | 66414.5249 | 56836.4222 | 9115.5971 | 462.5056 | 0.41168 | 0.22672 | 0.22835 | 0.19714 | 328 | 13 | Fall | 0.46136 | 0.47855 | 0.47855 | 0.92234 | 0.2669 | 0.22835 | 0.41168 | 0.6577 | 0.66261 | 0.85008 | 0.011694 | 0.0098579 | 0.19714 | 0.58521 | 0.66261 | 0 | 0 | 0.85 | 0.85 | 0.85 | 0.85 | 0.92234 | 0.011694 | 0.60493 | 0.28818 | 0
2025-11-24 14:00 | 66572.6038 | 58189.3262 | 7925.0357 | 458.2419 | 0.35791 | 0.22463 | 0.22625 | 0.1954 | 328 | 14 | Fall | 0.48366 | 0.49376 | 0.49376 | 0.92148 | 0.3113 | 0.22625 | 0.35791 | 0.654 | 0.66424 | 0.85008 | 0.011659 | 0.015065 | 0.1954 | 0.62713 | 0.66424 | 0 | 0 | 0.85 | 0.85 | 0.85 | 0.85 | 0.92148 | 0.011659 | 0.61302 | 0.25054 | 0
2025-11-24 15:00 | 67010.1084 | 61010.9026 | 5545.3779 | 453.8279 | 0.25044 | 0.22246 | 0.22361 | 0.2017 | 328 | 15 | Fall | 0.50654 | 0.50702 | 0.50702 | 0.92059 | 0.39325 | 0.22361 | 0.25044 | 0.65838 | 0.66424 | 0.85008 | 0.011415 | 0.018179 | 0.2017 | 0.6525 | 0.66424 | 0 | 0 | 0.85 | 0.85 | 0.85 | 0.85 | 0.92059 | 0.011415 | 0.63439 | 0.17531 | 0.00017779
2025-11-24 16:00 | 68684.1349 | 65750.2506 | 2490.4527 | 443.4316 | 0.11247 | 0.21737 | 0.21747 | 0.2156 | 328 | 16 | Fall | 0.52814 | 0.52024 | 0.52024 | 0.92028 | 0.45282 | 0.21747 | 0.11247 | 0.66367 | 0.66641 | 0.85008 | 0.011903 | 0.018609 | 0.2156 | 0.68032 | 0.66641 | 0 | 0 | 0.85 | 0.85 | 0.85 | 0.85 | 0.92028 | 0.011903 | 0.64677 | 0.078732 | 0.03688
2025-11-24 17:00 | 73058.8561 | 72436.641 | 173.8224 | 448.3927 | 0.0078502 | 0.2198 | 0.21937 | 0.22749 | 328 | 17 | Fall | 0.55921 | 0.52787 | 0.52787 | 0.92028 | 0.49849 | 0.21937 | 0.0078502 | 0.6549 | 0.66641 | 0.85008 | 0.012497 | 0.02092 | 0.22749 | 0.69339 | 0.66641 | 0 | 0 | 0.85 | 0.85 | 0.85 | 0.85 | 0.92028 | 0.012497 | 0.65974 | 0.0054951 | 0.46447
2025-11-24 18:00 | 74236.7932 | 73773.8398 | 0 | 462.9534 | 0 | 0.22694 | 0.22649 | 0.2351 | 328 | 18 | Fall | 0.56981 | 0.53326 | 0.53326 | 0.92026 | 0.51472 | 0.22649 | 0 | 0.58607 | 0.66641 | 0.85008 | 0.012776 | 0.030806 | 0.2351 | 0.72066 | 0.66641 | 0 | 0 | 0.85 | 0.85 | 0.85 | 0.85 | 0.92026 | 0.012776 | 0.67697 | 0 | 0.42382
2025-11-24 19:00 | 73395.5755 | 72923.5398 | 0 | 472.0357 | 0 | 0.23139 | 0.23095 | 0.23941 | 328 | 19 | Fall | 0.58792 | 0.53844 | 0.53844 | 0.92081 | 0.51215 | 0.23095 | 0 | 0.30172 | 0.66641 | 0.85008 | 0.012985 | 0.040504 | 0.23941 | 0.70767 | 0.66641 | 0 | 0 | 0.85 | 0.85 | 0.85 | 0.85 | 0.92081 | 0.012985 | 0.6913 | 0 | 0.3403
2025-11-24 20:00 | 71460.452 | 70992.7686 | 0 | 467.6834 | 0 | 0.22926 | 0.2287 | 0.23938 | 328 | 20 | Fall | 0.58769 | 0.53296 | 0.53296 | 0.92152 | 0.47501 | 0.2287 | 0 | 0.0006045 | 0.66641 | 0.85008 | 0.012671 | 0.027207 | 0.23938 | 0.69538 | 0.66641 | 0 | 0 | 0.85 | 0.85 | 0.85 | 0.85 | 0.92152 | 0.012671 | 0.69331 | 0 | 0.11348
2025-11-24 21:00 | 68796.1158 | 68327.9647 | 0 | 468.151 | 0 | 0.22949 | 0.22914 | 0.23577 | 328 | 21 | Fall | 0.5589 | 0.51972 | 0.51972 | 0.92369 | 0.43894 | 0.22914 | 0 | 0 | 0.66478 | 0.85008 | 0.012741 | 0.015558 | 0.23577 | 0.62275 | 0.66478 | 0 | 0 | 0.85 | 0.85 | 0.85 | 0.85 | 0.92369 | 0.012741 | 0.67279 | 0 | 0.16147
2025-11-24 22:00 | 64341.7674 | 63869.422 | 0 | 472.3454 | 0 | 0.23154 | 0.23135 | 0.23504 | 328 | 22 | Fall | 0.51728 | 0.4948 | 0.4948 | 0.92621 | 0.40003 | 0.23135 | 0 | 0 | 0.66478 | 0.85008 | 0.012881 | 0.0070257 | 0.23504 | 0.54639 | 0.66478 | 0 | 0 | 0.85 | 0.85 | 0.85 | 0.85 | 0.92621 | 0.012881 | 0.63052 | 0 | 0.1153
2025-11-24 23:00 | 59897.8019 | 59429.4319 | 0 | 468.37 | 0 | 0.22959 | 0.2293 | 0.23491 | 328 | 23 | Fall | 0.47532 | 0.45627 | 0.45627 | 0.92842 | 0.36928 | 0.2293 | 0 | 0 | 0.65567 | 0.85008 | 0.012252 | 0.0070257 | 0.23491 | 0.47566 | 0.65567 | 0 | 0 | 0.85 | 0.85 | 0.85 | 0.85 | 0.92842 | 0.012252 | 0.56646 | 0 | 0.067351
2025-11-25 00:00 | 57851.9186 | 57384.1409 | 0 | 467.7777 | 0 | 0.2293 | 0.22902 | 0.23446 | 329 | 0 | Fall | 0.40086 | 0.41408 | 0.41408 | 0.9324 | 0.29275 | 0.22902 | 0 | 0 | 0.65196 | 0.85008 | 0.011834 | 0.0070257 | 0.23446 | 0.40145 | 0.65196 | 0 | 0 | 0.85 | 0.85 | 0.85 | 0.85 | 0.9324 | 0.011834 | 0.52583 | 0 | 0.01542
2025-11-25 01:00 | 57153.7865 | 56694.0363 | 0 | 459.7503 | 0 | 0.22537 | 0.22482 | 0.23529 | 329 | 1 | Fall | 0.37675 | 0.40095 | 0.40095 | 0.93332 | 0.26062 | 0.22482 | 0 | 0 | 0.65196 | 0.85008 | 0.012078 | 0.0070257 | 0.23529 | 0.38521 | 0.65196 | 0 | 0 | 0.85 | 0.85 | 0.85 | 0.85 | 0.93332 | 0.012078 | 0.49927 | 0 | 0
2025-11-25 02:00 | 56970.7014 | 56521.3172 | 0 | 449.3842 | 0 | 0.22029 | 0.21942 | 0.23604 | 329 | 2 | Fall | 0.36036 | 0.37824 | 0.37824 | 0.93336 | 0.22473 | 0.21942 | 0 | 0 | 0.65196 | 0.85008 | 0.012357 | 0.0070257 | 0.23604 | 0.38017 | 0.65196 | 0 | 0 | 0.85 | 0.85 | 0.85 | 0.85 | 0.93336 | 0.012357 | 0.49291 | 0 | 0
2025-11-25 03:00 | 57058.5043 | 56617.1815 | 0 | 441.3228 | 0 | 0.21633 | 0.21526 | 0.23582 | 329 | 3 | Fall | 0.34783 | 0.36163 | 0.36163 | 0.93289 | 0.18289 | 0.21526 | 0 | 0 | 0.64813 | 0.85008 | 0.012532 | 0.0070257 | 0.23582 | 0.37147 | 0.64813 | 0 | 0 | 0.85 | 0.85 | 0.85 | 0.85 | 0.93289 | 0.012532 | 0.48498 | 0 | 0
2025-11-25 04:00 | 57708.4553 | 57273.8263 | 0 | 434.6291 | 0 | 0.21305 | 0.2118 | 0.23569 | 329 | 4 | Fall | 0.34209 | 0.36519 | 0.36519 | 0.93361 | 0.16879 | 0.2118 | 0 | 0 | 0.65104 | 0.85008 | 0.012532 | 0.0070257 | 0.23569 | 0.37052 | 0.65104 | 0 | 0 | 0.85 | 0.85 | 0.85 | 0.85 | 0.93361 | 0.012532 | 0.48267 | 0 | 0
2025-11-25 05:00 | 62346.9317 | 61914.5916 | 0 | 432.3401 | 0 | 0.21193 | 0.21054 | 0.23716 | 329 | 5 | Fall | 0.34482 | 0.37756 | 0.37756 | 0.93576 | 0.17276 | 0.21054 | 0 | 0 | 0.65104 | 0.85008 | 0.012497 | 0.0064921 | 0.23716 | 0.37314 | 0.65104 | 0 | 0 | 0.85 | 0.85 | 0.85 | 0.85 | 0.93576 | 0.012497 | 0.48379 | 0 | 0
2025-11-25 06:00 | 69768.0125 | 69341.987 | 0 | 426.0255 | 0 | 0.20884 | 0.20756 | 0.23186 | 329 | 6 | Fall | 0.36517 | 0.39941 | 0.39941 | 0.93715 | 0.18574 | 0.20756 | 0 | 0 | 0.65331 | 0.85008 | 0.012462 | 0.0064921 | 0.23186 | 0.36964 | 0.65331 | 0 | 0 | 0.85 | 0.85 | 0.85 | 0.85 | 0.93715 | 0.012462 | 0.46504 | 0 | 0
2025-11-25 07:00 | 77098.8898 | 76470.0027 | 211.9337 | 416.9535 | 0.0095714 | 0.20439 | 0.20348 | 0.22074 | 329 | 7 | Fall | 0.38197 | 0.40891 | 0.40891 | 0.93839 | 0.20415 | 0.20348 | 0.0095714 | 0 | 0.65331 | 0.85008 | 0.012392 | 0.0064921 | 0.22074 | 0.36205 | 0.65331 | 0 | 0 | 0.85 | 0.85 | 0.85 | 0.85 | 0.93839 | 0.012392 | 0.44968 | 0.0066999 | 0
2025-11-25 08:00 | 73337.9829 | 70393.8731 | 2544.3163 | 399.7935 | 0.11491 | 0.19598 | 0.19553 | 0.20408 | 329 | 8 | Fall | 0.39185 | 0.40697 | 0.40697 | 0.93566 | 0.21485 | 0.19553 | 0.11491 | 0.16223 | 0.65331 | 0.85008 | 0.012357 | 0.0064921 | 0.20408 | 0.40198 | 0.65331 | 0 | 0 | 0.85 | 0.85 | 0.85 | 0.85 | 0.93566 | 0.012357 | 0.45998 | 0.080435 | 0
2025-11-25 09:00 | 71667.4189 | 65839.4732 | 5460.6402 | 367.3054 | 0.24661 | 0.18005 | 0.17996 | 0.18171 | 329 | 9 | Fall | 0.39166 | 0.40877 | 0.40877 | 0.92982 | 0.21991 | 0.17996 | 0.24661 | 0.44952 | 0.65113 | 0.85008 | 0.012252 | 0.0064921 | 0.18171 | 0.39032 | 0.65113 | 0 | 0 | 0.85 | 0.85 | 0.85 | 0.85 | 0.92982 | 0.012252 | 0.46381 | 0.17263 | 0
2025-11-25 10:00 | 70564.9339 | 62518.4573 | 7683.3652 | 363.1115 | 0.347 | 0.178 | 0.17869 | 0.16537 | 329 | 10 | Fall | 0.40411 | 0.42068 | 0.42068 | 0.92508 | 0.22175 | 0.17869 | 0.347 | 0.57836 | 0.66261 | 0.85008 | 0.012218 | 0.0064921 | 0.16537 | 0.44411 | 0.66261 | 0 | 0 | 0.85 | 0.85 | 0.85 | 0.85 | 0.92508 | 0.012218 | 0.49846 | 0.2429 | 0
2025-11-25 11:00 | 67734.6997 | 58267.9707 | 9084.6054 | 382.1237 | 0.41028 | 0.18732 | 0.18902 | 0.15651 | 329 | 11 | Fall | 0.41644 | 0.43336 | 0.43336 | 0.9244 | 0.22921 | 0.18902 | 0.41028 | 0.61146 | 0.66261 | 0.85008 | 0.011903 | 0.0067811 | 0.15651 | 0.48314 | 0.66261 | 0 | 0 | 0.85 | 0.85 | 0.85 | 0.85 | 0.9244 | 0.011903 | 0.55063 | 0.2872 | 0
2025-11-25 12:00 | 66528.0105 | 56445.9677 | 9689.4051 | 392.6377 | 0.43759 | 0.19247 | 0.19467 | 0.15279 | 329 | 12 | Fall | 0.43539 | 0.4543 | 0.4543 | 0.92402 | 0.24522 | 0.19467 | 0.43759 | 0.64788 | 0.66261 | 0.85008 | 0.011903 | 0.0064921 | 0.15279 | 0.53927 | 0.66261 | 0 | 0 | 0.85 | 0.85 | 0.85 | 0.85 | 0.92402 | 0.011903 | 0.58716 | 0.30632 | 0
2025-11-25 13:00 | 66414.5249 | 56797.0974 | 9222.3149 | 395.1126 | 0.4165 | 0.19368 | 0.19607 | 0.15051 | 329 | 13 | Fall | 0.46136 | 0.47855 | 0.47855 | 0.92234 | 0.2669 | 0.19607 | 0.4165 | 0.6577 | 0.66261 | 0.85008 | 0.011694 | 0.0098579 | 0.15051 | 0.58521 | 0.66261 | 0 | 0 | 0.85 | 0.85 | 0.85 | 0.85 | 0.92234 | 0.011694 | 0.60493 | 0.29155 | 0
2025-11-25 14:00 | 66572.6038 | 58513.022 | 7674.2145 | 385.3673 | 0.34658 | 0.18891 | 0.19127 | 0.14617 | 329 | 14 | Fall | 0.48366 | 0.49376 | 0.49376 | 0.92148 | 0.3113 | 0.19127 | 0.34658 | 0.654 | 0.66424 | 0.85008 | 0.011659 | 0.015065 | 0.14617 | 0.62713 | 0.66424 | 0 | 0 | 0.85 | 0.85 | 0.85 | 0.85 | 0.92148 | 0.011659 | 0.61302 | 0.24261 | 0
2025-11-25 15:00 | 67010.1084 | 61405.8208 | 5238.9896 | 365.298 | 0.2366 | 0.17907 | 0.18131 | 0.13862 | 329 | 15 | Fall | 0.50654 | 0.50702 | 0.50702 | 0.92059 | 0.39325 | 0.18131 | 0.2366 | 0.65838 | 0.66424 | 0.85008 | 0.011415 | 0.018179 | 0.13862 | 0.6525 | 0.66424 | 0 | 0 | 0.85 | 0.85 | 0.85 | 0.85 | 0.92059 | 0.011415 | 0.63439 | 0.16562 | 0.00017779
2025-11-25 16:00 | 68701.4709 | 66029.6311 | 2321.9075 | 349.9323 | 0.10486 | 0.17154 | 0.17347 | 0.13655 | 329 | 16 | Fall | 0.52814 | 0.52024 | 0.52024 | 0.92028 | 0.45282 | 0.17347 | 0.10486 | 0.66367 | 0.66641 | 0.85008 | 0.011903 | 0.018609 | 0.13655 | 0.68032 | 0.66641 | 0 | 0 | 0.85 | 0.85 | 0.85 | 0.85 | 0.92028 | 0.011903 | 0.64677 | 0.073403 | 0.03688
2025-11-25 17:00 | 73058.8561 | 72554.8134 | 155.5762 | 348.4665 | 0.0070261 | 0.17082 | 0.17251 | 0.14028 | 329 | 17 | Fall | 0.55921 | 0.52787 | 0.52787 | 0.92028 | 0.49849 | 0.17251 | 0.0070261 | 0.6549 | 0.66641 | 0.85008 | 0.012497 | 0.02092 | 0.14028 | 0.69339 | 0.66641 | 0 | 0 | 0.85 | 0.85 | 0.85 | 0.85 | 0.92028 | 0.012497 | 0.65974 | 0.0049183 | 0.46447
2025-11-25 18:00 | 74236.7932 | 73899.3561 | 0 | 337.4371 | 0 | 0.16541 | 0.1669 | 0.13846 | 329 | 18 | Fall | 0.56981 | 0.53326 | 0.53326 | 0.92026 | 0.51472 | 0.1669 | 0 | 0.58607 | 0.66641 | 0.85008 | 0.012776 | 0.030806 | 0.13846 | 0.72066 | 0.66641 | 0 | 0 | 0.85 | 0.85 | 0.85 | 0.85 | 0.92026 | 0.012776 | 0.67697 | 0 | 0.42382
2025-11-25 19:00 | 73395.5755 | 73078.4422 | 0 | 317.1332 | 0 | 0.15546 | 0.1568 | 0.13125 | 329 | 19 | Fall | 0.58792 | 0.53844 | 0.53844 | 0.92081 | 0.51215 | 0.1568 | 0 | 0.30172 | 0.66641 | 0.85008 | 0.012985 | 0.040504 | 0.13125 | 0.70767 | 0.66641 | 0 | 0 | 0.85 | 0.85 | 0.85 | 0.85 | 0.92081 | 0.012985 | 0.6913 | 0 | 0.3403
2025-11-25 20:00 | 71412.1668 | 71111.938 | 0 | 300.2288 | 0 | 0.14717 | 0.14838 | 0.12533 | 329 | 20 | Fall | 0.58769 | 0.53296 | 0.53296 | 0.92152 | 0.47501 | 0.14838 | 0 | 0.0006045 | 0.66641 | 0.85008 | 0.012671 | 0.027207 | 0.12533 | 0.69538 | 0.66641 | 0 | 0 | 0.85 | 0.85 | 0.85 | 0.85 | 0.92152 | 0.012671 | 0.69331 | 0 | 0.11348
2025-11-25 21:00 | 68613.0051 | 68326.3349 | 0 | 286.6702 | 0 | 0.14052 | 0.14155 | 0.12201 | 329 | 21 | Fall | 0.5589 | 0.51972 | 0.51972 | 0.92369 | 0.43894 | 0.14155 | 0 | 0 | 0.66478 | 0.85008 | 0.012741 | 0.015558 | 0.12201 | 0.62275 | 0.66478 | 0 | 0 | 0.85 | 0.85 | 0.85 | 0.85 | 0.92369 | 0.012741 | 0.67279 | 0 | 0.16147
2025-11-25 22:00 | 64021.4986 | 63747.1358 | 0 | 274.3628 | 0 | 0.13449 | 0.13536 | 0.11877 | 329 | 22 | Fall | 0.51728 | 0.4948 | 0.4948 | 0.92621 | 0.40003 | 0.13536 | 0 | 0 | 0.66478 | 0.85008 | 0.012881 | 0.0070257 | 0.11877 | 0.54639 | 0.66478 | 0 | 0 | 0.85 | 0.85 | 0.85 | 0.85 | 0.92621 | 0.012881 | 0.63052 | 0 | 0.1153
2025-11-25 23:00 | 59469.9993 | 59203.2364 | 0 | 266.7629 | 0 | 0.13077 | 0.13179 | 0.11234 | 329 | 23 | Fall | 0.47532 | 0.45627 | 0.45627 | 0.92842 | 0.36928 | 0.13179 | 0 | 0 | 0.65567 | 0.85008 | 0.012252 | 0.0070257 | 0.11234 | 0.47566 | 0.65567 | 0 | 0 | 0.85 | 0.85 | 0.85 | 0.85 | 0.92842 | 0.012252 | 0.56646 | 0 | 0.067351
2025-11-26 00:00 | 57385.1612 | 57113.0466 | 0 | 272.1146 | 0 | 0.13339 | 0.13454 | 0.11263 | 330 | 0 | Fall | 0.40086 | 0.41408 | 0.41408 | 0.9324 | 0.29275 | 0.13454 | 0 | 0 | 0.65196 | 0.85008 | 0.011834 | 0.0070257 | 0.11263 | 0.40145 | 0.65196 | 0 | 0 | 0.85 | 0.85 | 0.85 | 0.85 | 0.9324 | 0.011834 | 0.52583 | 0 | 0.01542
2025-11-26 01:00 | 56677.9319 | 56389.5966 | 0 | 288.3353 | 0 | 0.14134 | 0.14289 | 0.11325 | 330 | 1 | Fall | 0.37675 | 0.40095 | 0.40095 | 0.93332 | 0.26062 | 0.14289 | 0 | 0 | 0.65196 | 0.85008 | 0.012078 | 0.0070257 | 0.11325 | 0.38521 | 0.65196 | 0 | 0 | 0.85 | 0.85 | 0.85 | 0.85 | 0.93332 | 0.012078 | 0.49927 | 0 | 0
2025-11-26 02:00 | 56473.8532 | 56170.4009 | 0 | 303.4524 | 0 | 0.14875 | 0.15063 | 0.1148 | 330 | 2 | Fall | 0.36036 | 0.37824 | 0.37824 | 0.93336 | 0.22473 | 0.15063 | 0 | 0 | 0.65196 | 0.85008 | 0.012357 | 0.0070257 | 0.1148 | 0.38017 | 0.65196 | 0 | 0 | 0.85 | 0.85 | 0.85 | 0.85 | 0.93336 | 0.012357 | 0.49291 | 0 | 0
2025-11-26 03:00 | 56524.1009 | 56202.9834 | 0 | 321.1175 | 0 | 0.15741 | 0.15961 | 0.11767 | 330 | 3 | Fall | 0.34783 | 0.36163 | 0.36163 | 0.93289 | 0.18289 | 0.15961 | 0 | 0 | 0.64813 | 0.85008 | 0.012532 | 0.0070257 | 0.11767 | 0.37147 | 0.64813 | 0 | 0 | 0.85 | 0.85 | 0.85 | 0.85 | 0.93289 | 0.012532 | 0.48498 | 0 | 0
2025-11-26 04:00 | 57119.0021 | 56778.5121 | 0 | 340.49 | 0 | 0.16691 | 0.16931 | 0.12343 | 330 | 4 | Fall | 0.34209 | 0.36519 | 0.36519 | 0.93361 | 0.16879 | 0.16931 | 0 | 0 | 0.65104 | 0.85008 | 0.012532 | 0.0070257 | 0.12343 | 0.37052 | 0.65104 | 0 | 0 | 0.85 | 0.85 | 0.85 | 0.85 | 0.93361 | 0.012532 | 0.48267 | 0 | 0
2025-11-26 05:00 | 61680.502 | 61327.4277 | 0 | 353.0743 | 0 | 0.17308 | 0.17538 | 0.13144 | 330 | 5 | Fall | 0.34482 | 0.37756 | 0.37756 | 0.93576 | 0.17276 | 0.17538 | 0 | 0 | 0.65104 | 0.85008 | 0.012497 | 0.0064921 | 0.13144 | 0.37314 | 0.65104 | 0 | 0 | 0.85 | 0.85 | 0.85 | 0.85 | 0.93576 | 0.012497 | 0.48379 | 0 | 0
2025-11-26 06:00 | 69017.8418 | 68667.2528 | 0 | 350.589 | 0 | 0.17186 | 0.17373 | 0.13797 | 330 | 6 | Fall | 0.36517 | 0.39941 | 0.39941 | 0.93715 | 0.18574 | 0.17373 | 0 | 0 | 0.65331 | 0.85008 | 0.012462 | 0.0064921 | 0.13797 | 0.36964 | 0.65331 | 0 | 0 | 0.85 | 0.85 | 0.85 | 0.85 | 0.93715 | 0.012462 | 0.46504 | 0 | 0
2025-11-26 07:00 | 76311.8637 | 75803.395 | 168.2387 | 340.2299 | 0.007598 | 0.16678 | 0.16795 | 0.14569 | 330 | 7 | Fall | 0.38197 | 0.40891 | 0.40891 | 0.93839 | 0.20415 | 0.16795 | 0.007598 | 0 | 0.65331 | 0.85008 | 0.012392 | 0.0064921 | 0.14569 | 0.36205 | 0.65331 | 0 | 0 | 0.85 | 0.85 | 0.85 | 0.85 | 0.93839 | 0.012392 | 0.44968 | 0.0053186 | 0
2025-11-26 08:00 | 73101.5242 | 70467.1751 | 2337.0436 | 297.3054 | 0.10555 | 0.14574 | 0.14569 | 0.14665 | 330 | 8 | Fall | 0.39185 | 0.40697 | 0.40697 | 0.93566 | 0.21485 | 0.14569 | 0.10555 | 0.16223 | 0.65331 | 0.85008 | 0.012357 | 0.0064921 | 0.14665 | 0.40198 | 0.65331 | 0 | 0 | 0.85 | 0.85 | 0.85 | 0.85 | 0.93566 | 0.012357 | 0.45998 | 0.073882 | 0
2025-11-26 09:00 | 71667.4189 | 66001.0238 | 5381.1292 | 285.2658 | 0.24302 | 0.13984 | 0.1402 | 0.13321 | 330 | 9 | Fall | 0.39166 | 0.40877 | 0.40877 | 0.92982 | 0.21991 | 0.1402 | 0.24302 | 0.44952 | 0.65113 | 0.85008 | 0.012252 | 0.0064921 | 0.13321 | 0.39032 | 0.65113 | 0 | 0 | 0.85 | 0.85 | 0.85 | 0.85 | 0.92982 | 0.012252 | 0.46381 | 0.17012 | 0
2025-11-26 10:00 | 70564.9339 | 62518.2899 | 7721.0792 | 325.5649 | 0.3487 | 0.15959 | 0.16104 | 0.13347 | 330 | 10 | Fall | 0.40411 | 0.42068 | 0.42068 | 0.92508 | 0.22175 | 0.16104 | 0.3487 | 0.57836 | 0.66261 | 0.85008 | 0.012218 | 0.0064921 | 0.13347 | 0.44411 | 0.66261 | 0 | 0 | 0.85 | 0.85 | 0.85 | 0.85 | 0.92508 | 0.012218 | 0.49846 | 0.24409 | 0
2025-11-26 11:00 | 67734.6997 | 58435.1617 | 8955.749 | 343.789 | 0.40446 | 0.16852 | 0.1706 | 0.13104 | 330 | 11 | Fall | 0.41644 | 0.43336 | 0.43336 | 0.9244 | 0.22921 | 0.1706 | 0.40446 | 0.61146 | 0.66261 | 0.85008 | 0.011903 | 0.0067811 | 0.13104 | 0.48314 | 0.66261 | 0 | 0 | 0.85 | 0.85 | 0.85 | 0.85 | 0.9244 | 0.011903 | 0.55063 | 0.28312 | 0
2025-11-26 12:00 | 66528.0105 | 56980.5562 | 9195.1751 | 352.2792 | 0.41527 | 0.17269 | 0.17518 | 0.12763 | 330 | 12 | Fall | 0.43539 | 0.4543 | 0.4543 | 0.92402 | 0.24522 | 0.17518 | 0.41527 | 0.64788 | 0.66261 | 0.85008 | 0.011903 | 0.0064921 | 0.12763 | 0.53927 | 0.66261 | 0 | 0 | 0.85 | 0.85 | 0.85 | 0.85 | 0.92402 | 0.011903 | 0.58716 | 0.29069 | 0
2025-11-26 13:00 | 66414.5249 | 57807.8216 | 8244.7018 | 362.0016 | 0.37235 | 0.17745 | 0.17998 | 0.13176 | 330 | 13 | Fall | 0.46136 | 0.47855 | 0.47855 | 0.92234 | 0.2669 | 0.17998 | 0.37235 | 0.6577 | 0.66261 | 0.85008 | 0.011694 | 0.0098579 | 0.13176 | 0.58521 | 0.66261 | 0 | 0 | 0.85 | 0.85 | 0.85 | 0.85 | 0.92234 | 0.011694 | 0.60493 | 0.26064 | 0
2025-11-26 14:00 | 66572.6038 | 59757.874 | 6433.8656 | 380.8642 | 0.29057 | 0.1867 | 0.18914 | 0.14255 | 330 | 14 | Fall | 0.48366 | 0.49376 | 0.49376 | 0.92148 | 0.3113 | 0.18914 | 0.29057 | 0.654 | 0.66424 | 0.85008 | 0.011659 | 0.015065 | 0.14255 | 0.62713 | 0.66424 | 0 | 0 | 0.85 | 0.85 | 0.85 | 0.85 | 0.92148 | 0.011659 | 0.61302 | 0.2034 | 0
2025-11-26 15:00 | 67039.4994 | 62432.7194 | 4215.342 | 391.4381 | 0.19037 | 0.19188 | 0.1942 | 0.14992 | 330 | 15 | Fall | 0.50654 | 0.50702 | 0.50702 | 0.92059 | 0.39325 | 0.1942 | 0.19037 | 0.65838 | 0.66424 | 0.85008 | 0.011415 | 0.018179 | 0.14992 | 0.6525 | 0.66424 | 0 | 0 | 0.85 | 0.85 | 0.85 | 0.85 | 0.92059 | 0.011415 | 0.63439 | 0.13326 | 0.00017779
2025-11-26 16:00 | 69009.6378 | 66829.4573 | 1783.4647 | 396.7159 | 0.080545 | 0.19447 | 0.19649 | 0.15787 | 330 | 16 | Fall | 0.52814 | 0.52024 | 0.52024 | 0.92028 | 0.45282 | 0.19649 | 0.080545 | 0.66367 | 0.66641 | 0.85008 | 0.011903 | 0.018609 | 0.15787 | 0.68032 | 0.66641 | 0 | 0 | 0.85 | 0.85 | 0.85 | 0.85 | 0.92028 | 0.011903 | 0.64677 | 0.056381 | 0.03688
2025-11-26 17:00 | 73656.007 | 73131.8327 | 111.9699 | 412.2044 | 0.0050568 | 0.20206 | 0.20393 | 0.16835 | 330 | 17 | Fall | 0.55921 | 0.52787 | 0.52787 | 0.92028 | 0.49849 | 0.20393 | 0.0050568 | 0.6549 | 0.66641 | 0.85008 | 0.012497 | 0.02092 | 0.16835 | 0.69339 | 0.66641 | 0 | 0 | 0.85 | 0.85 | 0.85 | 0.85 | 0.92028 | 0.012497 | 0.65974 | 0.0035397 | 0.46447
2025-11-26 18:00 | 75003.2924 | 74593.3333 | 0 | 409.9591 | 0 | 0.20096 | 0.20256 | 0.17204 | 330 | 18 | Fall | 0.56981 | 0.53326 | 0.53326 | 0.92026 | 0.51472 | 0.20256 | 0 | 0.58607 | 0.66641 | 0.85008 | 0.012776 | 0.030806 | 0.17204 | 0.72066 | 0.66641 | 0 | 0 | 0.85 | 0.85 | 0.85 | 0.85 | 0.92026 | 0.012776 | 0.67697 | 0 | 0.42382
2025-11-26 19:00 | 74257.712 | 73854.2624 | 0 | 403.4497 | 0 | 0.19777 | 0.19923 | 0.17146 | 330 | 19 | Fall | 0.58792 | 0.53844 | 0.53844 | 0.92081 | 0.51215 | 0.19923 | 0 | 0.30172 | 0.66641 | 0.85008 | 0.012985 | 0.040504 | 0.17146 | 0.70767 | 0.66641 | 0 | 0 | 0.85 | 0.85 | 0.85 | 0.85 | 0.92081 | 0.012985 | 0.6913 | 0 | 0.3403
2025-11-26 20:00 | 72348.9472 | 71962.2905 | 0 | 386.6567 | 0 | 0.18954 | 0.19059 | 0.17057 | 330 | 20 | Fall | 0.58769 | 0.53296 | 0.53296 | 0.92152 | 0.47501 | 0.19059 | 0 | 0.0006045 | 0.66641 | 0.85008 | 0.012671 | 0.027207 | 0.17057 | 0.69538 | 0.66641 | 0 | 0 | 0.85 | 0.85 | 0.85 | 0.85 | 0.92152 | 0.012671 | 0.69331 | 0 | 0.11348
2025-11-26 21:00 | 69597.6042 | 69232.7984 | 0 | 364.8058 | 0 | 0.17883 | 0.1794 | 0.16851 | 330 | 21 | Fall | 0.5589 | 0.51972 | 0.51972 | 0.92369 | 0.43894 | 0.1794 | 0 | 0 | 0.66478 | 0.85008 | 0.012741 | 0.015558 | 0.16851 | 0.62275 | 0.66478 | 0 | 0 | 0.85 | 0.85 | 0.85 | 0.85 | 0.92369 | 0.012741 | 0.67279 | 0 | 0.16147
2025-11-26 22:00 | 65023.8257 | 64671.6013 | 0 | 352.2244 | 0 | 0.17266 | 0.17315 | 0.16379 | 330 | 22 | Fall | 0.51728 | 0.4948 | 0.4948 | 0.92621 | 0.40003 | 0.17315 | 0 | 0 | 0.66478 | 0.85008 | 0.012881 | 0.0070257 | 0.16379 | 0.54639 | 0.66478 | 0 | 0 | 0.85 | 0.85 | 0.85 | 0.85 | 0.92621 | 0.012881 | 0.63052 | 0 | 0.1153
2025-11-26 23:00 | 60459.7302 | 60111.8428 | 0 | 347.8874 | 0 | 0.17053 | 0.17084 | 0.165 | 330 | 23 | Fall | 0.47532 | 0.45627 | 0.45627 | 0.92842 | 0.36928 | 0.17084 | 0 | 0 | 0.65567 | 0.85008 | 0.012252 | 0.0070257 | 0.165 | 0.47566 | 0.65567 | 0 | 0 | 0.85 | 0.85 | 0.85 | 0.85 | 0.92842 | 0.012252 | 0.56646 | 0 | 0.067351
2025-11-27 00:00 | 58354.1318 | 57994.1099 | 0 | 360.0219 | 0 | 0.17648 | 0.17673 | 0.17207 | 331 | 0 | Fall | 0.40086 | 0.41408 | 0.41408 | 0.9324 | 0.29275 | 0.17673 | 0 | 0 | 0.65196 | 0.85008 | 0.011834 | 0.0070257 | 0.17207 | 0.40145 | 0.65196 | 0 | 0 | 0.85 | 0.85 | 0.85 | 0.85 | 0.9324 | 0.011834 | 0.52583 | 0 | 0.01542
2025-11-27 01:00 | 57649.2351 | 57275.1172 | 0 | 374.1179 | 0 | 0.18339 | 0.18376 | 0.17679 | 331 | 1 | Fall | 0.37675 | 0.40095 | 0.40095 | 0.93332 | 0.26062 | 0.18376 | 0 | 0 | 0.65196 | 0.85008 | 0.012078 | 0.0070257 | 0.17679 | 0.38521 | 0.65196 | 0 | 0 | 0.85 | 0.85 | 0.85 | 0.85 | 0.93332 | 0.012078 | 0.49927 | 0 | 0
2025-11-27 02:00 | 57486.2106 | 57078.7617 | 0 | 407.4489 | 0 | 0.19973 | 0.20085 | 0.17944 | 331 | 2 | Fall | 0.36036 | 0.37824 | 0.37824 | 0.93336 | 0.22473 | 0.20085 | 0 | 0 | 0.65196 | 0.85008 | 0.012357 | 0.0070257 | 0.17944 | 0.38017 | 0.65196 | 0 | 0 | 0.85 | 0.85 | 0.85 | 0.85 | 0.93336 | 0.012357 | 0.49291 | 0 | 0
2025-11-27 03:00 | 57613.668 | 57187.5427 | 0 | 426.1253 | 0 | 0.20888 | 0.20983 | 0.19176 | 331 | 3 | Fall | 0.34783 | 0.36163 | 0.36163 | 0.93289 | 0.18289 | 0.20983 | 0 | 0 | 0.64813 | 0.85008 | 0.012532 | 0.0070257 | 0.19176 | 0.37147 | 0.64813 | 0 | 0 | 0.85 | 0.85 | 0.85 | 0.85 | 0.93289 | 0.012532 | 0.48498 | 0 | 0
2025-11-27 04:00 | 58289.0446 | 57861.3482 | 0 | 427.6964 | 0 | 0.20966 | 0.21035 | 0.19701 | 331 | 4 | Fall | 0.34209 | 0.36519 | 0.36519 | 0.93361 | 0.16879 | 0.21035 | 0 | 0 | 0.65104 | 0.85008 | 0.012532 | 0.0070257 | 0.19701 | 0.37052 | 0.65104 | 0 | 0 | 0.85 | 0.85 | 0.85 | 0.85 | 0.93361 | 0.012532 | 0.48267 | 0 | 0
2025-11-27 05:00 | 62934.2856 | 62512.8608 | 0 | 421.4248 | 0 | 0.20658 | 0.20702 | 0.19864 | 331 | 5 | Fall | 0.34482 | 0.37756 | 0.37756 | 0.93576 | 0.17276 | 0.20702 | 0 | 0 | 0.65104 | 0.85008 | 0.012497 | 0.0064921 | 0.19864 | 0.37314 | 0.65104 | 0 | 0 | 0.85 | 0.85 | 0.85 | 0.85 | 0.93576 | 0.012497 | 0.48379 | 0 | 0
2025-11-27 06:00 | 70349.5349 | 69936.4679 | 0 | 413.067 | 0 | 0.20248 | 0.2027 | 0.19856 | 331 | 6 | Fall | 0.36517 | 0.39941 | 0.39941 | 0.93715 | 0.18574 | 0.2027 | 0 | 0 | 0.65331 | 0.85008 | 0.012462 | 0.0064921 | 0.19856 | 0.36964 | 0.65331 | 0 | 0 | 0.85 | 0.85 | 0.85 | 0.85 | 0.93715 | 0.012462 | 0.46504 | 0 | 0
2025-11-27 07:00 | 77711.2028 | 77192.6171 | 105.9685 | 412.6172 | 0.0047858 | 0.20226 | 0.20234 | 0.20089 | 331 | 7 | Fall | 0.38197 | 0.40891 | 0.40891 | 0.93839 | 0.20415 | 0.20234 | 0.0047858 | 0 | 0.65331 | 0.85008 | 0.012392 | 0.0064921 | 0.20089 | 0.36205 | 0.65331 | 0 | 0 | 0.85 | 0.85 | 0.85 | 0.85 | 0.93839 | 0.012392 | 0.44968 | 0.00335 | 0
2025-11-27 08:00 | 74366.0186 | 72508.0997 | 1468.5309 | 389.388 | 0.066322 | 0.19088 | 0.19075 | 0.19321 | 331 | 8 | Fall | 0.39185 | 0.40697 | 0.40697 | 0.93566 | 0.21485 | 0.19075 | 0.066322 | 0.16223 | 0.65331 | 0.85008 | 0.012357 | 0.0064921 | 0.19321 | 0.40198 | 0.65331 | 0 | 0 | 0.85 | 0.85 | 0.85 | 0.85 | 0.93566 | 0.012357 | 0.45998 | 0.046425 | 0
2025-11-27 09:00 | 72765.1501 | 68981.4415 | 3414.9431 | 368.7655 | 0.15423 | 0.18077 | 0.18092 | 0.17794 | 331 | 9 | Fall | 0.39166 | 0.40877 | 0.40877 | 0.92982 | 0.21991 | 0.18092 | 0.15423 | 0.44952 | 0.65113 | 0.85008 | 0.012252 | 0.0064921 | 0.17794 | 0.39032 | 0.65113 | 0 | 0 | 0.85 | 0.85 | 0.85 | 0.85 | 0.92982 | 0.012252 | 0.46381 | 0.10796 | 0
2025-11-27 10:00 | 71579.6238 | 65873.3548 | 5327.0187 | 379.2503 | 0.24058 | 0.18591 | 0.18667 | 0.17212 | 331 | 10 | Fall | 0.40411 | 0.42068 | 0.42068 | 0.92508 | 0.22175 | 0.18667 | 0.24058 | 0.57836 | 0.66261 | 0.85008 | 0.012218 | 0.0064921 | 0.17212 | 0.44411 | 0.66261 | 0 | 0 | 0.85 | 0.85 | 0.85 | 0.85 | 0.92508 | 0.012218 | 0.49846 | 0.16841 | 0
2025-11-27 11:00 | 68703.6703 | 61393.1648 | 6908.3906 | 402.115 | 0.312 | 0.19712 | 0.19818 | 0.17786 | 331 | 11 | Fall | 0.41644 | 0.43336 | 0.43336 | 0.9244 | 0.22921 | 0.19818 | 0.312 | 0.61146 | 0.66261 | 0.85008 | 0.011903 | 0.0067811 | 0.17786 | 0.48314 | 0.66261 | 0 | 0 | 0.85 | 0.85 | 0.85 | 0.85 | 0.9244 | 0.011903 | 0.55063 | 0.2184 | 0
2025-11-27 12:00 | 67473.6549 | 59285.7946 | 7776.5873 | 411.273 | 0.35121 | 0.2016 | 0.20244 | 0.18651 | 331 | 12 | Fall | 0.43539 | 0.4543 | 0.4543 | 0.92402 | 0.24522 | 0.20244 | 0.35121 | 0.64788 | 0.66261 | 0.85008 | 0.011903 | 0.0064921 | 0.18651 | 0.53927 | 0.66261 | 0 | 0 | 0.85 | 0.85 | 0.85 | 0.85 | 0.92402 | 0.011903 | 0.58716 | 0.24584 | 0
2025-11-27 13:00 | 67337.0764 | 59551.5189 | 7379.9621 | 405.5953 | 0.33329 | 0.19882 | 0.19941 | 0.18825 | 331 | 13 | Fall | 0.46136 | 0.47855 | 0.47855 | 0.92234 | 0.2669 | 0.19941 | 0.33329 | 0.6577 | 0.66261 | 0.85008 | 0.011694 | 0.0098579 | 0.18825 | 0.58521 | 0.66261 | 0 | 0 | 0.85 | 0.85 | 0.85 | 0.85 | 0.92234 | 0.011694 | 0.60493 | 0.23331 | 0
2025-11-27 14:00 | 67504.0192 | 60975.5812 | 6125.3519 | 403.0861 | 0.27663 | 0.19759 | 0.198 | 0.19021 | 331 | 14 | Fall | 0.48366 | 0.49376 | 0.49376 | 0.92148 | 0.3113 | 0.198 | 0.27663 | 0.654 | 0.66424 | 0.85008 | 0.011659 | 0.015065 | 0.19021 | 0.62713 | 0.66424 | 0 | 0 | 0.85 | 0.85 | 0.85 | 0.85 | 0.92148 | 0.011659 | 0.61302 | 0.19364 | 0
2025-11-27 15:00 | 67997.2734 | 63477.0331 | 4116.9581 | 403.2822 | 0.18593 | 0.19769 | 0.19798 | 0.1924 | 331 | 15 | Fall | 0.50654 | 0.50702 | 0.50702 | 0.92059 | 0.39325 | 0.19798 | 0.18593 | 0.65838 | 0.66424 | 0.85008 | 0.011415 | 0.018179 | 0.1924 | 0.6525 | 0.66424 | 0 | 0 | 0.85 | 0.85 | 0.85 | 0.85 | 0.92059 | 0.011415 | 0.63439 | 0.13015 | 0.00017779
2025-11-27 16:00 | 69855.859 | 67694.2942 | 1748.7598 | 412.805 | 0.078978 | 0.20236 | 0.20272 | 0.19575 | 331 | 16 | Fall | 0.52814 | 0.52024 | 0.52024 | 0.92028 | 0.45282 | 0.20272 | 0.078978 | 0.66367 | 0.66641 | 0.85008 | 0.011903 | 0.018609 | 0.19575 | 0.68032 | 0.66641 | 0 | 0 | 0.85 | 0.85 | 0.85 | 0.85 | 0.92028 | 0.011903 | 0.64677 | 0.055284 | 0.03688
2025-11-27 17:00 | 74373.0546 | 73835.2991 | 102.2765 | 435.479 | 0.004619 | 0.21347 | 0.21403 | 0.20333 | 331 | 17 | Fall | 0.55921 | 0.52787 | 0.52787 | 0.92028 | 0.49849 | 0.21403 | 0.004619 | 0.6549 | 0.66641 | 0.85008 | 0.012497 | 0.02092 | 0.20333 | 0.69339 | 0.66641 | 0 | 0 | 0.85 | 0.85 | 0.85 | 0.85 | 0.92028 | 0.012497 | 0.65974 | 0.0032333 | 0.46447
2025-11-27 18:00 | 75635.4325 | 75184.6248 | 0 | 450.8078 | 0 | 0.22098 | 0.22154 | 0.21086 | 331 | 18 | Fall | 0.56981 | 0.53326 | 0.53326 | 0.92026 | 0.51472 | 0.22154 | 0 | 0.58607 | 0.66641 | 0.85008 | 0.012776 | 0.030806 | 0.21086 | 0.72066 | 0.66641 | 0 | 0 | 0.85 | 0.85 | 0.85 | 0.85 | 0.92026 | 0.012776 | 0.67697 | 0 | 0.42382
2025-11-27 19:00 | 74840.6339 | 74384.5827 | 0 | 456.0512 | 0 | 0.22355 | 0.22383 | 0.21849 | 331 | 19 | Fall | 0.58792 | 0.53844 | 0.53844 | 0.92081 | 0.51215 | 0.22383 | 0 | 0.30172 | 0.66641 | 0.85008 | 0.012985 | 0.040504 | 0.21849 | 0.70767 | 0.66641 | 0 | 0 | 0.85 | 0.85 | 0.85 | 0.85 | 0.92081 | 0.012985 | 0.6913 | 0 | 0.3403
2025-11-27 20:00 | 72904.8107 | 72443.8251 | 0 | 460.9856 | 0 | 0.22597 | 0.2258 | 0.22904 | 331 | 20 | Fall | 0.58769 | 0.53296 | 0.53296 | 0.92152 | 0.47501 | 0.2258 | 0 | 0.0006045 | 0.66641 | 0.85008 | 0.012671 | 0.027207 | 0.22904 | 0.69538 | 0.66641 | 0 | 0 | 0.85 | 0.85 | 0.85 | 0.85 | 0.92152 | 0.012671 | 0.69331 | 0 | 0.11348
2025-11-27 21:00 | 70134.3402 | 69656.0571 | 0 | 478.2831 | 0 | 0.23445 | 0.23394 | 0.24372 | 331 | 21 | Fall | 0.5589 | 0.51972 | 0.51972 | 0.92369 | 0.43894 | 0.23394 | 0 | 0 | 0.66478 | 0.85008 | 0.012741 | 0.015558 | 0.24372 | 0.62275 | 0.66478 | 0 | 0 | 0.85 | 0.85 | 0.85 | 0.85 | 0.92369 | 0.012741 | 0.67279 | 0 | 0.16147
2025-11-27 22:00 | 65541.6675 | 65047.8758 | 0 | 493.7917 | 0 | 0.24205 | 0.24119 | 0.25765 | 331 | 22 | Fall | 0.51728 | 0.4948 | 0.4948 | 0.92621 | 0.40003 | 0.24119 | 0 | 0 | 0.66478 | 0.85008 | 0.012881 | 0.0070257 | 0.25765 | 0.54639 | 0.66478 | 0 | 0 | 0.85 | 0.85 | 0.85 | 0.85 | 0.92621 | 0.012881 | 0.63052 | 0 | 0.1153
2025-11-27 23:00 | 60974.7729 | 60470.1168 | 0 | 504.6561 | 0 | 0.24738 | 0.24623 | 0.2681 | 331 | 23 | Fall | 0.47532 | 0.45627 | 0.45627 | 0.92842 | 0.36928 | 0.24623 | 0 | 0 | 0.65567 | 0.85008 | 0.012252 | 0.0070257 | 0.2681 | 0.47566 | 0.65567 | 0 | 0 | 0.85 | 0.85 | 0.85 | 0.85 | 0.92842 | 0.012252 | 0.56646 | 0 | 0.067351
2025-11-28 00:00 | 58867.0751 | 58347.137 | 0 | 519.9381 | 0 | 0.25487 | 0.25363 | 0.27737 | 332 | 0 | Fall | 0.40086 | 0.41408 | 0.41408 | 0.9324 | 0.29275 | 0.25363 | 0 | 0 | 0.65196 | 0.85008 | 0.011834 | 0.0070257 | 0.27737 | 0.40145 | 0.65196 | 0 | 0 | 0.85 | 0.85 | 0.85 | 0.85 | 0.9324 | 0.011834 | 0.52583 | 0 | 0.01542
2025-11-28 01:00 | 58140.9516 | 57601.3723 | 0 | 539.5792 | 0 | 0.2645 | 0.26307 | 0.29036 | 332 | 1 | Fall | 0.37675 | 0.40095 | 0.40095 | 0.93332 | 0.26062 | 0.26307 | 0 | 0 | 0.65196 | 0.85008 | 0.012078 | 0.0070257 | 0.29036 | 0.38521 | 0.65196 | 0 | 0 | 0.85 | 0.85 | 0.85 | 0.85 | 0.93332 | 0.012078 | 0.49927 | 0 | 0
2025-11-28 02:00 | 57919.3782 | 57357.8596 | 0 | 561.5186 | 0 | 0.27525 | 0.27368 | 0.30378 | 332 | 2 | Fall | 0.36036 | 0.37824 | 0.37824 | 0.93336 | 0.22473 | 0.27368 | 0 | 0 | 0.65196 | 0.85008 | 0.012357 | 0.0070257 | 0.30378 | 0.38017 | 0.65196 | 0 | 0 | 0.85 | 0.85 | 0.85 | 0.85 | 0.93336 | 0.012357 | 0.49291 | 0 | 0
2025-11-28 03:00 | 57953.5308 | 57365.2728 | 0 | 588.258 | 0 | 0.28836 | 0.28683 | 0.31596 | 332 | 3 | Fall | 0.34783 | 0.36163 | 0.36163 | 0.93289 | 0.18289 | 0.28683 | 0 | 0 | 0.64813 | 0.85008 | 0.012532 | 0.0070257 | 0.31596 | 0.37147 | 0.64813 | 0 | 0 | 0.85 | 0.85 | 0.85 | 0.85 | 0.93289 | 0.012532 | 0.48498 | 0 | 0
2025-11-28 04:00 | 58533.0367 | 57922.9033 | 0 | 610.1334 | 0 | 0.29909 | 0.2975 | 0.3277 | 332 | 4 | Fall | 0.34209 | 0.36519 | 0.36519 | 0.93361 | 0.16879 | 0.2975 | 0 | 0 | 0.65104 | 0.85008 | 0.012532 | 0.0070257 | 0.3277 | 0.37052 | 0.65104 | 0 | 0 | 0.85 | 0.85 | 0.85 | 0.85 | 0.93361 | 0.012532 | 0.48267 | 0 | 0
2025-11-28 05:00 | 63072.3767 | 62459.1061 | 0 | 613.2706 | 0 | 0.30062 | 0.29863 | 0.3367 | 332 | 5 | Fall | 0.34482 | 0.37756 | 0.37756 | 0.93576 | 0.17276 | 0.29863 | 0 | 0 | 0.65104 | 0.85008 | 0.012497 | 0.0064921 | 0.3367 | 0.37314 | 0.65104 | 0 | 0 | 0.85 | 0.85 | 0.85 | 0.85 | 0.93576 | 0.012497 | 0.48379 | 0 | 0
2025-11-28 06:00 | 70398.7532 | 69804.822 | 0 | 593.9312 | 0 | 0.29114 | 0.28858 | 0.33742 | 332 | 6 | Fall | 0.36517 | 0.39941 | 0.39941 | 0.93715 | 0.18574 | 0.28858 | 0 | 0 | 0.65331 | 0.85008 | 0.012462 | 0.0064921 | 0.33742 | 0.36964 | 0.65331 | 0 | 0 | 0.85 | 0.85 | 0.85 | 0.85 | 0.93715 | 0.012462 | 0.46504 | 0 | 0
2025-11-28 07:00 | 77660.5849 | 76951.4297 | 135.2714 | 573.8838 | 0.0061091 | 0.28132 | 0.2785 | 0.33225 | 332 | 7 | Fall | 0.38197 | 0.40891 | 0.40891 | 0.93839 | 0.20415 | 0.2785 | 0.0061091 | 0 | 0.65331 | 0.85008 | 0.012392 | 0.0064921 | 0.33225 | 0.36205 | 0.65331 | 0 | 0 | 0.85 | 0.85 | 0.85 | 0.85 | 0.93839 | 0.012392 | 0.44968 | 0.0042764 | 0
2025-11-28 08:00 | 74243.8754 | 71769.9243 | 1926.9442 | 547.0069 | 0.087025 | 0.26814 | 0.26552 | 0.31551 | 332 | 8 | Fall | 0.39185 | 0.40697 | 0.40697 | 0.93566 | 0.21485 | 0.26552 | 0.087025 | 0.16223 | 0.65331 | 0.85008 | 0.012357 | 0.0064921 | 0.31551 | 0.40198 | 0.65331 | 0 | 0 | 0.85 | 0.85 | 0.85 | 0.85 | 0.93566 | 0.012357 | 0.45998 | 0.060917 | 0
2025-11-28 09:00 | 72474.9721 | 67609.7572 | 4317.424 | 547.7909 | 0.19498 | 0.26852 | 0.26703 | 0.29561 | 332 | 9 | Fall | 0.39166 | 0.40877 | 0.40877 | 0.92982 | 0.21991 | 0.26703 | 0.19498 | 0.44952 | 0.65113 | 0.85008 | 0.012252 | 0.0064921 | 0.29561 | 0.39032 | 0.65113 | 0 | 0 | 0.85 | 0.85 | 0.85 | 0.85 | 0.92982 | 0.012252 | 0.46381 | 0.13649 | 0
2025-11-28 10:00 | 71142.4907 | 64378.5935 | 6173.9365 | 589.9607 | 0.27883 | 0.2892 | 0.28858 | 0.30029 | 332 | 10 | Fall | 0.40411 | 0.42068 | 0.42068 | 0.92508 | 0.22175 | 0.28858 | 0.27883 | 0.57836 | 0.66261 | 0.85008 | 0.012218 | 0.0064921 | 0.30029 | 0.44411 | 0.66261 | 0 | 0 | 0.85 | 0.85 | 0.85 | 0.85 | 0.92508 | 0.012218 | 0.49846 | 0.19518 | 0
2025-11-28 11:00 | 68203.7897 | 60364.8619 | 7205.2791 | 633.6488 | 0.3254 | 0.31061 | 0.3105 | 0.31264 | 332 | 11 | Fall | 0.41644 | 0.43336 | 0.43336 | 0.9244 | 0.22921 | 0.3105 | 0.3254 | 0.61146 | 0.66261 | 0.85008 | 0.011903 | 0.0067811 | 0.31264 | 0.48314 | 0.66261 | 0 | 0 | 0.85 | 0.85 | 0.85 | 0.85 | 0.9244 | 0.011903 | 0.55063 | 0.22778 | 0
2025-11-28 12:00 | 66957.446 | 58944.3035 | 7352.3254 | 660.817 | 0.33205 | 0.32393 | 0.32408 | 0.32121 | 332 | 12 | Fall | 0.43539 | 0.4543 | 0.4543 | 0.92402 | 0.24522 | 0.32408 | 0.33205 | 0.64788 | 0.66261 | 0.85008 | 0.011903 | 0.0064921 | 0.32121 | 0.53927 | 0.66261 | 0 | 0 | 0.85 | 0.85 | 0.85 | 0.85 | 0.92402 | 0.011903 | 0.58716 | 0.23243 | 0
2025-11-28 13:00 | 66844.4269 | 59195.7254 | 6980.1016 | 668.5999 | 0.31524 | 0.32775 | 0.32798 | 0.32354 | 332 | 13 | Fall | 0.46136 | 0.47855 | 0.47855 | 0.92234 | 0.2669 | 0.32798 | 0.31524 | 0.6577 | 0.66261 | 0.85008 | 0.011694 | 0.0098579 | 0.32354 | 0.58521 | 0.66261 | 0 | 0 | 0.85 | 0.85 | 0.85 | 0.85 | 0.92234 | 0.011694 | 0.60493 | 0.22066 | 0
2025-11-28 14:00 | 67033.7629 | 60767.3478 | 5596.4742 | 669.941 | 0.25275 | 0.3284 | 0.32892 | 0.31902 | 332 | 14 | Fall | 0.48366 | 0.49376 | 0.49376 | 0.92148 | 0.3113 | 0.32892 | 0.25275 | 0.654 | 0.66424 | 0.85008 | 0.011659 | 0.015065 | 0.31902 | 0.62713 | 0.66424 | 0 | 0 | 0.85 | 0.85 | 0.85 | 0.85 | 0.92148 | 0.011659 | 0.61302 | 0.17692 | 0
2025-11-28 15:00 | 67558.5075 | 63592.9654 | 3305.1647 | 660.3774 | 0.14927 | 0.32371 | 0.32446 | 0.31021 | 332 | 15 | Fall | 0.50654 | 0.50702 | 0.50702 | 0.92059 | 0.39325 | 0.32446 | 0.14927 | 0.65838 | 0.66424 | 0.85008 | 0.011415 | 0.018179 | 0.31021 | 0.6525 | 0.66424 | 0 | 0 | 0.85 | 0.85 | 0.85 | 0.85 | 0.92059 | 0.011415 | 0.63439 | 0.10449 | 0.00017779
2025-11-28 16:00 | 69477.103 | 67492.6214 | 1353.2392 | 631.2424 | 0.061115 | 0.30943 | 0.30941 | 0.30975 | 332 | 16 | Fall | 0.52814 | 0.52024 | 0.52024 | 0.92028 | 0.45282 | 0.30941 | 0.061115 | 0.66367 | 0.66641 | 0.85008 | 0.011903 | 0.018609 | 0.30975 | 0.68032 | 0.66641 | 0 | 0 | 0.85 | 0.85 | 0.85 | 0.85 | 0.92028 | 0.011903 | 0.64677 | 0.042781 | 0.03688
2025-11-28 17:00 | 74084.5094 | 73408.6063 | 73.2196 | 602.6835 | 0.0033067 | 0.29543 | 0.29459 | 0.31069 | 332 | 17 | Fall | 0.55921 | 0.52787 | 0.52787 | 0.92028 | 0.49849 | 0.29459 | 0.0033067 | 0.6549 | 0.66641 | 0.85008 | 0.012497 | 0.02092 | 0.31069 | 0.69339 | 0.66641 | 0 | 0 | 0.85 | 0.85 | 0.85 | 0.85 | 0.92028 | 0.012497 | 0.65974 | 0.0023147 | 0.46447
2025-11-28 18:00 | 75432.4945 | 74854.2183 | 0 | 578.2763 | 0 | 0.28347 | 0.28256 | 0.29997 | 332 | 18 | Fall | 0.56981 | 0.53326 | 0.53326 | 0.92026 | 0.51472 | 0.28256 | 0 | 0.58607 | 0.66641 | 0.85008 | 0.012776 | 0.030806 | 0.29997 | 0.72066 | 0.66641 | 0 | 0 | 0.85 | 0.85 | 0.85 | 0.85 | 0.92026 | 0.012776 | 0.67697 | 0 | 0.42382
2025-11-28 19:00 | 74724.9359 | 74168.1693 | 0 | 556.7666 | 0 | 0.27292 | 0.27231 | 0.28404 | 332 | 19 | Fall | 0.58792 | 0.53844 | 0.53844 | 0.92081 | 0.51215 | 0.27231 | 0 | 0.30172 | 0.66641 | 0.85008 | 0.012985 | 0.040504 | 0.28404 | 0.70767 | 0.66641 | 0 | 0 | 0.85 | 0.85 | 0.85 | 0.85 | 0.92081 | 0.012985 | 0.6913 | 0 | 0.3403
2025-11-28 20:00 | 72861.424 | 72327.0802 | 0 | 534.3438 | 0 | 0.26193 | 0.26124 | 0.27445 | 332 | 20 | Fall | 0.58769 | 0.53296 | 0.53296 | 0.92152 | 0.47501 | 0.26124 | 0 | 0.0006045 | 0.66641 | 0.85008 | 0.012671 | 0.027207 | 0.27445 | 0.69538 | 0.66641 | 0 | 0 | 0.85 | 0.85 | 0.85 | 0.85 | 0.92152 | 0.012671 | 0.69331 | 0 | 0.11348
2025-11-28 21:00 | 70151.6016 | 69632.896 | 0 | 518.7056 | 0 | 0.25427 | 0.25337 | 0.27056 | 332 | 21 | Fall | 0.5589 | 0.51972 | 0.51972 | 0.92369 | 0.43894 | 0.25337 | 0 | 0 | 0.66478 | 0.85008 | 0.012741 | 0.015558 | 0.27056 | 0.62275 | 0.66478 | 0 | 0 | 0.85 | 0.85 | 0.85 | 0.85 | 0.92369 | 0.012741 | 0.67279 | 0 | 0.16147
2025-11-28 22:00 | 65631.0068 | 65129.175 | 0 | 501.8318 | 0 | 0.246 | 0.24483 | 0.26711 | 332 | 22 | Fall | 0.51728 | 0.4948 | 0.4948 | 0.92621 | 0.40003 | 0.24483 | 0 | 0 | 0.66478 | 0.85008 | 0.012881 | 0.0070257 | 0.26711 | 0.54639 | 0.66478 | 0 | 0 | 0.85 | 0.85 | 0.85 | 0.85 | 0.92621 | 0.012881 | 0.63052 | 0 | 0.1153
2025-11-28 23:00 | 61143.8879 | 60653.6976 | 0 | 490.1903 | 0 | 0.24029 | 0.23916 | 0.26065 | 332 | 23 | Fall | 0.47532 | 0.45627 | 0.45627 | 0.92842 | 0.36928 | 0.23916 | 0 | 0 | 0.65567 | 0.85008 | 0.012252 | 0.0070257 | 0.26065 | 0.47566 | 0.65567 | 0 | 0 | 0.85 | 0.85 | 0.85 | 0.85 | 0.92842 | 0.012252 | 0.56646 | 0 | 0.067351
2025-11-29 00:00 | 36936.1381 | 36453.7811 | 0 | 482.3571 | 0 | 0.23645 | 0.23525 | 0.25821 | 333 | 0 | Spring | 0.27877 | 0.32807 | 0.32807 | 0.86806 | 0.41526 | 0.23525 | 0 | 0 | 0.64562 | 0.85008 | 0.0133 | 0.00079999 | 0.25821 | 0.22892 | 0.64562 | 0 | 0 | 0.85 | 0.85 | 0.85 | 0.85 | 0.86806 | 0.0133 | 0.36461 | 0 | 0.048952
2025-11-29 01:00 | 36256.7792 | 35771.4619 | 0 | 485.3173 | 0 | 0.2379 | 0.23645 | 0.26411 | 333 | 1 | Spring | 0.27126 | 0.31736 | 0.31736 | 0.87726 | 0.38 | 0.23645 | 0 | 0 | 0.64562 | 0.85008 | 0.012357 | 0.00079999 | 0.26411 | 0.2248 | 0.64562 | 0 | 0 | 0.85 | 0.85 | 0.85 | 0.85 | 0.87726 | 0.012357 | 0.36019 | 0 | 0
2025-11-29 02:00 | 36192.2521 | 35699.8334 | 0 | 492.4187 | 0 | 0.24138 | 0.2393 | 0.27895 | 333 | 2 | Spring | 0.2611 | 0.30561 | 0.30561 | 0.87644 | 0.34552 | 0.2393 | 0 | 0 | 0.64562 | 0.85008 | 0.012462 | 0.00079999 | 0.27895 | 0.21959 | 0.64562 | 0 | 0 | 0.85 | 0.85 | 0.85 | 0.85 | 0.87644 | 0.012462 | 0.35507 | 0 | 0.0076969
2025-11-29 03:00 | 36298.3907 | 35792.1361 | 0 | 506.2546 | 0 | 0.24816 | 0.24551 | 0.29612 | 333 | 3 | Spring | 0.25348 | 0.29808 | 0.29808 | 0.87591 | 0.33422 | 0.24551 | 0 | 0 | 0.64562 | 0.85008 | 0.013439 | 0.00079999 | 0.29612 | 0.21762 | 0.64562 | 0 | 0 | 0.85 | 0.85 | 0.85 | 0.85 | 0.87591 | 0.013439 | 0.3547 | 0 | 0
2025-11-29 04:00 | 36756.5457 | 36236.4644 | 0 | 520.0813 | 0 | 0.25494 | 0.25236 | 0.30158 | 333 | 4 | Spring | 0.24517 | 0.29516 | 0.29516 | 0.87706 | 0.32769 | 0.25236 | 0 | 0 | 0.64562 | 0.85008 | 0.013579 | 0.00079999 | 0.30158 | 0.22054 | 0.64562 | 0 | 0 | 0.85 | 0.85 | 0.85 | 0.85 | 0.87706 | 0.013579 | 0.36068 | 0 | 0
2025-11-29 05:00 | 38914.9484 | 38387.5435 | 0 | 527.4049 | 0 | 0.25853 | 0.25632 | 0.29853 | 333 | 5 | Spring | 0.24319 | 0.29542 | 0.29542 | 0.87925 | 0.32324 | 0.25632 | 0 | 0 | 0.64562 | 0.85008 | 0.013719 | 0.00079999 | 0.29853 | 0.24903 | 0.64562 | 0 | 0 | 0.85 | 0.85 | 0.85 | 0.85 | 0.87925 | 0.013719 | 0.38813 | 0 | 0
2025-11-29 06:00 | 41029.3029 | 40509.3795 | 0 | 519.9234 | 0 | 0.25486 | 0.25304 | 0.28776 | 333 | 6 | Spring | 0.25416 | 0.29826 | 0.29826 | 0.88123 | 0.35611 | 0.25304 | 0 | 0 | 0.6501 | 0.85008 | 0.013404 | 0.00083936 | 0.28776 | 0.30317 | 0.6501 | 0 | 0 | 0.85 | 0.85 | 0.85 | 0.85 | 0.88123 | 0.013404 | 0.4151 | 0 | 0
2025-11-29 07:00 | 44765.2334 | 44152.7051 | 104.7009 | 507.8274 | 0.0047285 | 0.24894 | 0.24786 | 0.26834 | 333 | 7 | Spring | 0.26383 | 0.30635 | 0.30635 | 0.88211 | 0.39696 | 0.24786 | 0.0047285 | 0 | 0.65669 | 0.85008 | 0.012671 | 0.0010882 | 0.26834 | 0.29 | 0.65669 | 0 | 0 | 0.85 | 0.85 | 0.85 | 0.85 | 0.88211 | 0.012671 | 0.40054 | 0.00331 | 0.0096656
2025-11-29 08:00 | 44980.6663 | 42948.5949 | 1559.7381 | 472.3332 | 0.070441 | 0.23154 | 0.23036 | 0.25272 | 333 | 8 | Spring | 0.26441 | 0.30255 | 0.30255 | 0.88442 | 0.42633 | 0.23036 | 0.070441 | 0 | 0.65669 | 0.85008 | 0.012183 | 0.0010228 | 0.25272 | 0.28372 | 0.65669 | 0 | 0 | 0.85 | 0.85 | 0.85 | 0.85 | 0.88442 | 0.012183 | 0.39226 | 0.049309 | 0.029613
2025-11-29 09:00 | 45582.8016 | 41650.8794 | 3486.1354 | 445.7867 | 0.15744 | 0.21852 | 0.21714 | 0.24343 | 333 | 9 | Spring | 0.25911 | 0.30095 | 0.30095 | 0.88542 | 0.45108 | 0.21714 | 0.15744 | 0.38061 | 0.65642 | 0.85008 | 0.011659 | 0.00079999 | 0.24343 | 0.26073 | 0.65642 | 0 | 0 | 0.85 | 0.85 | 0.85 | 0.85 | 0.88542 | 0.011659 | 0.37528 | 0.11021 | 0
2025-11-29 10:00 | 45316.4307 | 40005.7206 | 4862.945 | 447.765 | 0.21962 | 0.21949 | 0.21825 | 0.24196 | 333 | 10 | Spring | 0.26146 | 0.29721 | 0.29721 | 0.88641 | 0.4463 | 0.21825 | 0.21962 | 0.64871 | 0.65688 | 0.85008 | 0.011484 | 0.00079999 | 0.24196 | 0.27476 | 0.65688 | 0 | 0 | 0.85 | 0.85 | 0.85 | 0.85 | 0.88641 | 0.011484 | 0.37825 | 0.15373 | 0
2025-11-29 11:00 | 44588.4969 | 38497.9941 | 5619.5968 | 470.906 | 0.25379 | 0.23084 | 0.23028 | 0.24083 | 333 | 11 | Spring | 0.25473 | 0.28311 | 0.28311 | 0.88809 | 0.41276 | 0.23028 | 0.25379 | 0.69148 | 0.65688 | 0.85008 | 0.01138 | 0.00079999 | 0.24083 | 0.29695 | 0.65688 | 0 | 0 | 0.85 | 0.85 | 0.85 | 0.85 | 0.88809 | 0.01138 | 0.38376 | 0.17765 | 0.0092363
2025-11-29 12:00 | 43662.0994 | 37146.3444 | 6021.702 | 494.053 | 0.27195 | 0.24218 | 0.24236 | 0.23904 | 333 | 12 | Spring | 0.24979 | 0.27224 | 0.27224 | 0.88874 | 0.38152 | 0.24236 | 0.27195 | 0.67553 | 0.65688 | 0.85008 | 0.011484 | 0.00080167 | 0.23904 | 0.31905 | 0.65688 | 0 | 0 | 0.85 | 0.85 | 0.85 | 0.85 | 0.88874 | 0.011484 | 0.39243 | 0.19037 | 0.0092363
2025-11-29 13:00 | 41489.4729 | 35103.8031 | 5865.7692 | 519.9006 | 0.26491 | 0.25485 | 0.25558 | 0.24179 | 333 | 13 | Spring | 0.2448 | 0.25993 | 0.25993 | 0.88865 | 0.35645 | 0.25558 | 0.26491 | 0.66427 | 0.65688 | 0.85008 | 0.010123 | 0.00079999 | 0.24179 | 0.32335 | 0.65688 | 0 | 0 | 0.85 | 0.85 | 0.85 | 0.85 | 0.88865 | 0.010123 | 0.40028 | 0.18544 | 0.0092363
2025-11-29 14:00 | 41030.9941 | 35392.439 | 5098.6135 | 539.9416 | 0.23026 | 0.26468 | 0.2654 | 0.25162 | 333 | 14 | Spring | 0.24385 | 0.25881 | 0.25881 | 0.88747 | 0.34975 | 0.2654 | 0.23026 | 0.65679 | 0.65688 | 0.85008 | 0.0099835 | 0.0013328 | 0.25162 | 0.32489 | 0.65688 | 0 | 0 | 0.85 | 0.85 | 0.85 | 0.85 | 0.88747 | 0.0099835 | 0.40115 | 0.16118 | 0.0094141
2025-11-29 15:00 | 41096.6744 | 37086.9182 | 3465.7107 | 544.0455 | 0.15652 | 0.26669 | 0.26705 | 0.26022 | 333 | 15 | Spring | 0.24372 | 0.26351 | 0.26351 | 0.88663 | 0.34492 | 0.26705 | 0.15652 | 0.66692 | 0.65688 | 0.85008 | 0.010088 | 0.0013328 | 0.26022 | 0.33518 | 0.65688 | 0 | 0 | 0.85 | 0.85 | 0.85 | 0.85 | 0.88663 | 0.010088 | 0.4158 | 0.10956 | 0.0094141
2025-11-29 16:00 | 42432.4435 | 40410.2073 | 1467.5822 | 554.654 | 0.066279 | 0.27189 | 0.27197 | 0.27046 | 333 | 16 | Spring | 0.24178 | 0.27908 | 0.27908 | 0.87629 | 0.34371 | 0.27197 | 0.066279 | 0.67652 | 0.66614 | 0.85008 | 0.010018 | 0.0013328 | 0.27046 | 0.36047 | 0.66614 | 0 | 0 | 0.85 | 0.85 | 0.85 | 0.85 | 0.87629 | 0.010018 | 0.43848 | 0.046395 | 0.0092363
2025-11-29 17:00 | 47507.8765 | 46848.0905 | 82.5104 | 577.2755 | 0.0037263 | 0.28298 | 0.2828 | 0.28626 | 333 | 17 | Spring | 0.24363 | 0.29823 | 0.29823 | 0.87688 | 0.36264 | 0.2828 | 0.0037263 | 0.6679 | 0.66614 | 0.85008 | 0.010018 | 0.0035317 | 0.28626 | 0.37417 | 0.66614 | 0 | 0 | 0.85 | 0.85 | 0.85 | 0.85 | 0.87688 | 0.010018 | 0.48342 | 0.0026084 | 0.28272
2025-11-29 18:00 | 48552.0245 | 47970.8532 | 0 | 581.1713 | 0 | 0.28489 | 0.2842 | 0.29727 | 333 | 18 | Spring | 0.25066 | 0.31384 | 0.31384 | 0.87696 | 0.40118 | 0.2842 | 0 | 0.58773 | 0.66614 | 0.85008 | 0.010158 | 0.027398 | 0.29727 | 0.3962 | 0.66614 | 0 | 0 | 0.85 | 0.85 | 0.85 | 0.85 | 0.87696 | 0.010158 | 0.50599 | 0 | 0.42211
2025-11-29 19:00 | 48613.7513 | 48040.3519 | 0 | 573.3994 | 0 | 0.28108 | 0.2799 | 0.3023 | 333 | 19 | Spring | 0.26664 | 0.33067 | 0.33067 | 0.8775 | 0.42487 | 0.2799 | 0 | 0.23069 | 0.66641 | 0.85008 | 0.010612 | 0.027398 | 0.3023 | 0.41363 | 0.66641 | 0 | 0 | 0.85 | 0.85 | 0.85 | 0.85 | 0.8775 | 0.010612 | 0.52452 | 0 | 0.39185
2025-11-29 20:00 | 48016.8419 | 47454.4719 | 0 | 562.3701 | 0 | 0.27567 | 0.27412 | 0.30375 | 333 | 20 | Spring | 0.28392 | 0.33907 | 0.33907 | 0.87706 | 0.44583 | 0.27412 | 0 | 0 | 0.66641 | 0.85008 | 0.010717 | 0.013216 | 0.30375 | 0.41376 | 0.66641 | 0 | 0 | 0.85 | 0.85 | 0.85 | 0.85 | 0.87706 | 0.010717 | 0.52178 | 0 | 0.34357
2025-11-29 21:00 | 45814.6858 | 45264.1438 | 0 | 550.5421 | 0 | 0.26987 | 0.26805 | 0.30281 | 333 | 21 | Spring | 0.28852 | 0.33774 | 0.33774 | 0.87764 | 0.44688 | 0.26805 | 0 | 0 | 0.66641 | 0.85008 | 0.010682 | 0.0013328 | 0.30281 | 0.40821 | 0.66641 | 0 | 0 | 0.85 | 0.85 | 0.85 | 0.85 | 0.87764 | 0.010682 | 0.49219 | 0 | 0.10075
2025-11-29 22:00 | 42687.1652 | 42153.4988 | 0 | 533.6663 | 0 | 0.2616 | 0.25963 | 0.29716 | 333 | 22 | Spring | 0.27883 | 0.33192 | 0.33192 | 0.87863 | 0.45017 | 0.25963 | 0 | 0 | 0.66641 | 0.85008 | 0.010717 | 0.0013328 | 0.29716 | 0.36384 | 0.66641 | 0 | 0 | 0.85 | 0.85 | 0.85 | 0.85 | 0.87863 | 0.010717 | 0.43629 | 0 | 0.081544
2025-11-29 23:00 | 39089.1781 | 38570.675 | 0 | 518.5031 | 0 | 0.25417 | 0.25222 | 0.28937 | 333 | 23 | Spring | 0.26601 | 0.32932 | 0.32932 | 0.87267 | 0.42104 | 0.25222 | 0 | 0 | 0.65528 | 0.85008 | 0.011973 | 0.0013328 | 0.28937 | 0.30433 | 0.65528 | 0 | 0 | 0.85 | 0.85 | 0.85 | 0.85 | 0.87267 | 0.011973 | 0.38142 | 0 | 0.039465
2025-11-30 00:00 | 36575.1185 | 36056.5469 | 0 | 518.5716 | 0 | 0.2542 | 0.25236 | 0.28746 | 334 | 0 | Spring | 0.27877 | 0.32807 | 0.32807 | 0.86806 | 0.41526 | 0.25236 | 0 | 0 | 0.64562 | 0.85008 | 0.0133 | 0.00079999 | 0.28746 | 0.22892 | 0.64562 | 0 | 0 | 0.85 | 0.85 | 0.85 | 0.85 | 0.86806 | 0.0133 | 0.36461 | 0 | 0.048952
2025-11-30 01:00 | 35891.3975 | 35365.9616 | 0 | 525.4359 | 0 | 0.25757 | 0.25566 | 0.2921 | 334 | 1 | Spring | 0.27126 | 0.31736 | 0.31736 | 0.87726 | 0.38 | 0.25566 | 0 | 0 | 0.64562 | 0.85008 | 0.012357 | 0.00079999 | 0.2921 | 0.2248 | 0.64562 | 0 | 0 | 0.85 | 0.85 | 0.85 | 0.85 | 0.87726 | 0.012357 | 0.36019 | 0 | 0
2025-11-30 02:00 | 35809.1658 | 35278.356 | 0 | 530.8098 | 0 | 0.2602 | 0.25815 | 0.29732 | 334 | 2 | Spring | 0.2611 | 0.30561 | 0.30561 | 0.87644 | 0.34552 | 0.25815 | 0 | 0 | 0.64562 | 0.85008 | 0.012462 | 0.00079999 | 0.29732 | 0.21959 | 0.64562 | 0 | 0 | 0.85 | 0.85 | 0.85 | 0.85 | 0.87644 | 0.012462 | 0.35507 | 0 | 0.0076969
2025-11-30 03:00 | 35918.8967 | 35377.576 | 0 | 541.3207 | 0 | 0.26535 | 0.26339 | 0.30083 | 334 | 3 | Spring | 0.25348 | 0.29808 | 0.29808 | 0.87591 | 0.33422 | 0.26339 | 0 | 0 | 0.64562 | 0.85008 | 0.013439 | 0.00079999 | 0.30083 | 0.21762 | 0.64562 | 0 | 0 | 0.85 | 0.85 | 0.85 | 0.85 | 0.87591 | 0.013439 | 0.3547 | 0 | 0
2025-11-30 04:00 | 36405.5329 | 35857.3877 | 0 | 548.1452 | 0 | 0.2687 | 0.26673 | 0.30437 | 334 | 4 | Spring | 0.24517 | 0.29516 | 0.29516 | 0.87706 | 0.32769 | 0.26673 | 0 | 0 | 0.64562 | 0.85008 | 0.013579 | 0.00079999 | 0.30437 | 0.22054 | 0.64562 | 0 | 0 | 0.85 | 0.85 | 0.85 | 0.85 | 0.87706 | 0.013579 | 0.36068 | 0 | 0
2025-11-30 05:00 | 38610.7746 | 38054.0542 | 0 | 556.7204 | 0 | 0.2729 | 0.27082 | 0.31047 | 334 | 5 | Spring | 0.24319 | 0.29542 | 0.29542 | 0.87925 | 0.32324 | 0.27082 | 0 | 0 | 0.64562 | 0.85008 | 0.013719 | 0.00079999 | 0.31047 | 0.24903 | 0.64562 | 0 | 0 | 0.85 | 0.85 | 0.85 | 0.85 | 0.87925 | 0.013719 | 0.38813 | 0 | 0
2025-11-30 06:00 | 40721.397 | 40144.0073 | 0 | 577.3897 | 0 | 0.28303 | 0.28131 | 0.3142 | 334 | 6 | Spring | 0.25416 | 0.29826 | 0.29826 | 0.88123 | 0.35611 | 0.28131 | 0 | 0 | 0.6501 | 0.85008 | 0.013404 | 0.00083936 | 0.3142 | 0.30317 | 0.6501 | 0 | 0 | 0.85 | 0.85 | 0.85 | 0.85 | 0.88123 | 0.013404 | 0.4151 | 0 | 0
2025-11-30 07:00 | 44457.3275 | 43714.3601 | 152.6957 | 590.2717 | 0.006896 | 0.28935 | 0.28806 | 0.31264 | 334 | 7 | Spring | 0.26383 | 0.30635 | 0.30635 | 0.88211 | 0.39696 | 0.28806 | 0.006896 | 0 | 0.65669 | 0.85008 | 0.012671 | 0.0010882 | 0.31264 | 0.29 | 0.65669 | 0 | 0 | 0.85 | 0.85 | 0.85 | 0.85 | 0.88211 | 0.012671 | 0.40054 | 0.0048272 | 0.0096656
2025-11-30 08:00 | 44545.3246 | 41584.4791 | 2368.0003 | 592.8452 | 0.10694 | 0.29061 | 0.28999 | 0.30185 | 334 | 8 | Spring | 0.26441 | 0.30255 | 0.30255 | 0.88442 | 0.42633 | 0.28999 | 0.10694 | 0 | 0.65669 | 0.85008 | 0.012183 | 0.0010228 | 0.30185 | 0.28372 | 0.65669 | 0 | 0 | 0.85 | 0.85 | 0.85 | 0.85 | 0.88442 | 0.012183 | 0.39226 | 0.074861 | 0.029613
2025-11-30 09:00 | 44965.8234 | 39009.2075 | 5362.4284 | 594.1875 | 0.24218 | 0.29127 | 0.29109 | 0.29443 | 334 | 9 | Spring | 0.25911 | 0.30095 | 0.30095 | 0.88542 | 0.45108 | 0.29109 | 0.24218 | 0.38061 | 0.65642 | 0.85008 | 0.011659 | 0.00079999 | 0.29443 | 0.26073 | 0.65642 | 0 | 0 | 0.85 | 0.85 | 0.85 | 0.85 | 0.88542 | 0.011659 | 0.37528 | 0.16952 | 0
2025-11-30 10:00 | 44561.1281 | 36125.6598 | 7833.3813 | 602.087 | 0.35377 | 0.29514 | 0.29541 | 0.29022 | 334 | 10 | Spring | 0.26146 | 0.29721 | 0.29721 | 0.88641 | 0.4463 | 0.29541 | 0.35377 | 0.64871 | 0.65688 | 0.85008 | 0.011484 | 0.00079999 | 0.29022 | 0.27476 | 0.65688 | 0 | 0 | 0.85 | 0.85 | 0.85 | 0.85 | 0.88641 | 0.011484 | 0.37825 | 0.24764 | 0
2025-11-30 11:00 | 43742.4554 | 33699.8207 | 9419.2758 | 623.3589 | 0.42539 | 0.30557 | 0.3062 | 0.29413 | 334 | 11 | Spring | 0.25473 | 0.28311 | 0.28311 | 0.88809 | 0.41276 | 0.3062 | 0.42539 | 0.69148 | 0.65688 | 0.85008 | 0.01138 | 0.00079999 | 0.29413 | 0.29695 | 0.65688 | 0 | 0 | 0.85 | 0.85 | 0.85 | 0.85 | 0.88809 | 0.01138 | 0.38376 | 0.29778 | 0.0092363
2025-11-30 12:00 | 42945.5183 | 32511.5773 | 9790.0366 | 643.9044 | 0.44214 | 0.31564 | 0.31625 | 0.30469 | 334 | 12 | Spring | 0.24979 | 0.27224 | 0.27224 | 0.88874 | 0.38152 | 0.31625 | 0.44214 | 0.67553 | 0.65688 | 0.85008 | 0.011484 | 0.00080167 | 0.30469 | 0.31905 | 0.65688 | 0 | 0 | 0.85 | 0.85 | 0.85 | 0.85 | 0.88874 | 0.011484 | 0.39243 | 0.3095 | 0.0092363
2025-11-30 13:00 | 40561.0432 | 30896.0061 | 9016.3288 | 648.7083 | 0.4072 | 0.31799 | 0.31856 | 0.30785 | 334 | 13 | Spring | 0.2448 | 0.25993 | 0.25993 | 0.88865 | 0.35645 | 0.31856 | 0.4072 | 0.66427 | 0.65688 | 0.85008 | 0.010123 | 0.00079999 | 0.30785 | 0.32335 | 0.65688 | 0 | 0 | 0.85 | 0.85 | 0.85 | 0.85 | 0.88865 | 0.010123 | 0.40028 | 0.28504 | 0.0092363
2025-11-30 14:00 | 40149.2635 | 32095.6588 | 7380.2797 | 673.3249 | 0.33331 | 0.33006 | 0.33135 | 0.30672 | 334 | 14 | Spring | 0.24385 | 0.25881 | 0.25881 | 0.88747 | 0.34975 | 0.33135 | 0.33331 | 0.65679 | 0.65688 | 0.85008 | 0.0099835 | 0.0013328 | 0.30672 | 0.32489 | 0.65688 | 0 | 0 | 0.85 | 0.85 | 0.85 | 0.85 | 0.88747 | 0.0099835 | 0.40115 | 0.23332 | 0.0094141
2025-11-30 15:00 | 40186.2059 | 35130.6416 | 4359.0857 | 696.4787 | 0.19687 | 0.34141 | 0.34337 | 0.30608 | 334 | 15 | Spring | 0.24372 | 0.26351 | 0.26351 | 0.88663 | 0.34492 | 0.34337 | 0.19687 | 0.66692 | 0.65688 | 0.85008 | 0.010088 | 0.0013328 | 0.30608 | 0.33518 | 0.65688 | 0 | 0 | 0.85 | 0.85 | 0.85 | 0.85 | 0.88663 | 0.010088 | 0.4158 | 0.13781 | 0.0094141
2025-11-30 16:00 | 41586.8306 | 39131.9409 | 1756.5387 | 698.351 | 0.079329 | 0.34233 | 0.34447 | 0.30362 | 334 | 16 | Spring | 0.24178 | 0.27908 | 0.27908 | 0.87629 | 0.34371 | 0.34447 | 0.079329 | 0.67652 | 0.66614 | 0.85008 | 0.010018 | 0.0013328 | 0.30362 | 0.36047 | 0.66614 | 0 | 0 | 0.85 | 0.85 | 0.85 | 0.85 | 0.87629 | 0.010018 | 0.43848 | 0.05553 | 0.0092363
2025-11-30 17:00 | 46940.0466 | 46139.3829 | 93.0093 | 707.6545 | 0.0042005 | 0.34689 | 0.34901 | 0.30854 | 334 | 17 | Spring | 0.24363 | 0.29823 | 0.29823 | 0.87688 | 0.36264 | 0.34901 | 0.0042005 | 0.6679 | 0.66614 | 0.85008 | 0.010018 | 0.0035317 | 0.30854 | 0.37417 | 0.66614 | 0 | 0 | 0.85 | 0.85 | 0.85 | 0.85 | 0.87688 | 0.010018 | 0.48342 | 0.0029403 | 0.28272
2025-11-30 18:00 | 48039.3611 | 47324.3646 | 0 | 714.9965 | 0 | 0.35049 | 0.35241 | 0.31583 | 334 | 18 | Spring | 0.25066 | 0.31384 | 0.31384 | 0.87696 | 0.40118 | 0.35241 | 0 | 0.58773 | 0.66614 | 0.85008 | 0.010158 | 0.027398 | 0.31583 | 0.3962 | 0.66614 | 0 | 0 | 0.85 | 0.85 | 0.85 | 0.85 | 0.87696 | 0.010158 | 0.50599 | 0 | 0.42211
2025-11-30 19:00 | 48155.2281 | 47438.8106 | 0 | 716.4175 | 0 | 0.35119 | 0.35295 | 0.31931 | 334 | 19 | Spring | 0.26664 | 0.33067 | 0.33067 | 0.8775 | 0.42487 | 0.35295 | 0 | 0.23069 | 0.66641 | 0.85008 | 0.010612 | 0.027398 | 0.31931 | 0.41363 | 0.66641 | 0 | 0 | 0.85 | 0.85 | 0.85 | 0.85 | 0.8775 | 0.010612 | 0.52452 | 0 | 0.39185
2025-11-30 20:00 | 47591.4186 | 46878.3306 | 0 | 713.088 | 0 | 0.34955 | 0.35124 | 0.31904 | 334 | 20 | Spring | 0.28392 | 0.33907 | 0.33907 | 0.87706 | 0.44583 | 0.35124 | 0 | 0 | 0.66641 | 0.85008 | 0.010717 | 0.013216 | 0.31904 | 0.41376 | 0.66641 | 0 | 0 | 0.85 | 0.85 | 0.85 | 0.85 | 0.87706 | 0.010717 | 0.52178 | 0 | 0.34357
2025-11-30 21:00 | 45386.1834 | 44680.1883 | 0 | 705.9951 | 0 | 0.34608 | 0.34766 | 0.31736 | 334 | 21 | Spring | 0.28852 | 0.33774 | 0.33774 | 0.87764 | 0.44688 | 0.34766 | 0 | 0 | 0.66641 | 0.85008 | 0.010682 | 0.0013328 | 0.31736 | 0.40821 | 0.66641 | 0 | 0 | 0.85 | 0.85 | 0.85 | 0.85 | 0.87764 | 0.010682 | 0.49219 | 0 | 0.10075
2025-11-30 22:00 | 42221.714 | 41525.5473 | 0 | 696.1667 | 0 | 0.34126 | 0.34268 | 0.31551 | 334 | 22 | Spring | 0.27883 | 0.33192 | 0.33192 | 0.87863 | 0.45017 | 0.34268 | 0 | 0 | 0.66641 | 0.85008 | 0.010717 | 0.0013328 | 0.31551 | 0.36384 | 0.66641 | 0 | 0 | 0.85 | 0.85 | 0.85 | 0.85 | 0.87863 | 0.010717 | 0.43629 | 0 | 0.081544
2025-11-30 23:00 | 38594.9891 | 37904.387 | 0 | 690.602 | 0 | 0.33853 | 0.33981 | 0.3154 | 334 | 23 | Spring | 0.26601 | 0.32932 | 0.32932 | 0.87267 | 0.42104 | 0.33981 | 0 | 0 | 0.65528 | 0.85008 | 0.011973 | 0.0013328 | 0.3154 | 0.30433 | 0.65528 | 0 | 0 | 0.85 | 0.85 | 0.85 | 0.85 | 0.87267 | 0.011973 | 0.38142 | 0 | 0.039465
2025-12-01 00:00 | 61490.407 | 60797.249 | 0 | 693.1581 | 0 | 0.33978 | 0.34098 | 0.31824 | 335 | 0 | Winter | 0.38112 | 0.34822 | 0.34822 | 0.87184 | 0.31588 | 0.34098 | 0 | 0 | 0.65714 | 0.85008 | 0.011799 | 0.0012155 | 0.31824 | 0.39122 | 0.65714 | 0 | 0 | 0.85 | 0.85 | 0.85 | 0.85 | 0.87184 | 0.011799 | 0.48528 | 0 | 0.0029205
2025-12-01 01:00 | 60703.5187 | 60009.0247 | 0 | 694.494 | 0 | 0.34044 | 0.34146 | 0.32202 | 335 | 1 | Winter | 0.36674 | 0.33231 | 0.33231 | 0.87605 | 0.28158 | 0.34146 | 0 | 0 | 0.65714 | 0.85008 | 0.009774 | 0.00081967 | 0.32202 | 0.37856 | 0.65714 | 0 | 0 | 0.85 | 0.85 | 0.85 | 0.85 | 0.87605 | 0.009774 | 0.4777 | 0 | 0
2025-12-01 02:00 | 60455.6309 | 59765.2457 | 0 | 690.3853 | 0 | 0.33842 | 0.33939 | 0.321 | 335 | 2 | Winter | 0.34679 | 0.32201 | 0.32201 | 0.8763 | 0.24925 | 0.33939 | 0 | 0 | 0.65714 | 0.85008 | 0.0098438 | 0.00079999 | 0.321 | 0.37271 | 0.65714 | 0 | 0 | 0.85 | 0.85 | 0.85 | 0.85 | 0.8763 | 0.0098438 | 0.47491 | 0 | 0
2025-12-01 03:00 | 60520.8603 | 59834.8062 | 0 | 686.0541 | 0 | 0.3363 | 0.33726 | 0.31899 | 335 | 3 | Winter | 0.3338 | 0.31706 | 0.31706 | 0.87561 | 0.23438 | 0.33726 | 0 | 0 | 0.65714 | 0.85008 | 0.0098089 | 0.00079999 | 0.31899 | 0.37639 | 0.65714 | 0 | 0 | 0.85 | 0.85 | 0.85 | 0.85 | 0.87561 | 0.0098089 | 0.47708 | 0 | 0
2025-12-01 04:00 | 61167.581 | 60488.8563 | 0 | 678.7247 | 0 | 0.33271 | 0.33366 | 0.31546 | 335 | 4 | Winter | 0.33501 | 0.31839 | 0.31839 | 0.87687 | 0.215 | 0.33366 | 0 | 0 | 0.65714 | 0.85008 | 0.0099486 | 0.00079999 | 0.31546 | 0.39652 | 0.65714 | 0 | 0 | 0.85 | 0.85 | 0.85 | 0.85 | 0.87687 | 0.0099486 | 0.49014 | 0 | 0
2025-12-01 05:00 | 66110.2222 | 65452.3368 | 0 | 657.8854 | 0 | 0.32249 | 0.32324 | 0.30905 | 335 | 5 | Winter | 0.34255 | 0.3212 | 0.3212 | 0.87819 | 0.21182 | 0.32324 | 0 | 0 | 0.65714 | 0.85008 | 0.010053 | 0.00079999 | 0.30905 | 0.45896 | 0.65714 | 0 | 0 | 0.85 | 0.85 | 0.85 | 0.85 | 0.87819 | 0.010053 | 0.52415 | 0 | 0
2025-12-01 06:00 | 74099.1966 | 73475.2835 | 0 | 623.9131 | 0 | 0.30584 | 0.30654 | 0.29314 | 335 | 6 | Winter | 0.3535 | 0.33148 | 0.33148 | 0.87914 | 0.24668 | 0.30654 | 0 | 0 | 0.65714 | 0.85008 | 0.010088 | 0.00079999 | 0.29314 | 0.54134 | 0.65714 | 0 | 0 | 0.85 | 0.85 | 0.85 | 0.85 | 0.87914 | 0.010088 | 0.55421 | 0 | 0.00017779
2025-12-01 07:00 | 82216.4659 | 81477.2156 | 153.3496 | 585.9007 | 0.0069256 | 0.28721 | 0.28778 | 0.27686 | 335 | 7 | Winter | 0.39334 | 0.34859 | 0.34859 | 0.8799 | 0.30623 | 0.28778 | 0.0069256 | 0 | 0.65714 | 0.85008 | 0.011938 | 0.017261 | 0.27686 | 0.53641 | 0.65714 | 0 | 0 | 0.85 | 0.85 | 0.85 | 0.85 | 0.8799 | 0.011938 | 0.56215 | 0.0048479 | 0.0038224
2025-12-01 08:00 | 79409.1959 | 76457.1037 | 2400.0476 | 552.0446 | 0.10839 | 0.27061 | 0.2711 | 0.26167 | 335 | 8 | Winter | 0.43014 | 0.36227 | 0.36227 | 0.88068 | 0.34685 | 0.2711 | 0.10839 | 0 | 0.65714 | 0.85008 | 0.010821 | 0.0096506 | 0.26167 | 0.4851 | 0.65714 | 0 | 0 | 0.85 | 0.85 | 0.85 | 0.85 | 0.88068 | 0.010821 | 0.53053 | 0.075874 | 8.8894e-05
2025-12-01 09:00 | 77691.3512 | 71663.5935 | 5478.6154 | 549.1423 | 0.24743 | 0.26919 | 0.27052 | 0.24506 | 335 | 9 | Winter | 0.43228 | 0.35522 | 0.35522 | 0.88103 | 0.35924 | 0.27052 | 0.24743 | 0.040275 | 0.65714 | 0.85008 | 0.010961 | 0.00079999 | 0.24506 | 0.4407 | 0.65714 | 0 | 0 | 0.85 | 0.85 | 0.85 | 0.85 | 0.88103 | 0.010961 | 0.50047 | 0.1732 | 0
2025-12-01 10:00 | 76185.4671 | 67547.5678 | 8076.7895 | 561.1098 | 0.36476 | 0.27505 | 0.27755 | 0.22987 | 335 | 10 | Winter | 0.4061 | 0.33487 | 0.33487 | 0.88085 | 0.36964 | 0.27755 | 0.36476 | 0.40566 | 0.65161 | 0.85008 | 0.013544 | 0.00079999 | 0.22987 | 0.43351 | 0.65161 | 0 | 0 | 0.85 | 0.85 | 0.85 | 0.85 | 0.88085 | 0.013544 | 0.48026 | 0.25533 | 0
2025-12-01 11:00 | 73111.8159 | 63035.7441 | 9512.9897 | 563.082 | 0.42963 | 0.27602 | 0.27916 | 0.21927 | 335 | 11 | Winter | 0.3925 | 0.32321 | 0.32321 | 0.87126 | 0.35242 | 0.27916 | 0.42963 | 0.54927 | 0.65161 | 0.85008 | 0.013649 | 0.00079999 | 0.21927 | 0.42796 | 0.65161 | 0 | 0 | 0.85 | 0.85 | 0.85 | 0.85 | 0.87126 | 0.013649 | 0.46854 | 0.30074 | 0
2025-12-01 12:00 | 71710.2987 | 61454.8134 | 9696.915 | 558.5703 | 0.43793 | 0.27381 | 0.27685 | 0.21884 | 335 | 12 | Winter | 0.3815 | 0.31623 | 0.31623 | 0.87098 | 0.31489 | 0.27685 | 0.43793 | 0.54413 | 0.65161 | 0.85008 | 0.013788 | 0.00079999 | 0.21884 | 0.41662 | 0.65161 | 0 | 0 | 0.85 | 0.85 | 0.85 | 0.85 | 0.87098 | 0.013788 | 0.46441 | 0.30655 | 0
2025-12-01 13:00 | 71592.046 | 61995.7953 | 9039.3735 | 556.8772 | 0.40824 | 0.27298 | 0.27577 | 0.22262 | 335 | 13 | Winter | 0.37364 | 0.31803 | 0.31803 | 0.87056 | 0.27101 | 0.27577 | 0.40824 | 0.51602 | 0.65161 | 0.85008 | 0.010996 | 0.00079999 | 0.22262 | 0.39216 | 0.65161 | 0 | 0 | 0.85 | 0.85 | 0.85 | 0.85 | 0.87056 | 0.010996 | 0.45541 | 0.28577 | 0
2025-12-01 14:00 | 71794.3309 | 63756.5796 | 7483.3979 | 554.3534 | 0.33797 | 0.27174 | 0.27432 | 0.22516 | 335 | 14 | Winter | 0.36662 | 0.31876 | 0.31876 | 0.87131 | 0.25223 | 0.27432 | 0.33797 | 0.50431 | 0.65161 | 0.85008 | 0.011519 | 0.00079999 | 0.22516 | 0.38684 | 0.65161 | 0 | 0 | 0.85 | 0.85 | 0.85 | 0.85 | 0.87131 | 0.011519 | 0.45706 | 0.23658 | 0
2025-12-01 15:00 | 72251.8562 | 66687.3455 | 5014.8795 | 549.6312 | 0.22648 | 0.26943 | 0.27167 | 0.22894 | 335 | 15 | Winter | 0.35644 | 0.32325 | 0.32325 | 0.87285 | 0.24653 | 0.27167 | 0.22648 | 0.52622 | 0.65161 | 0.85008 | 0.011764 | 0.001192 | 0.22894 | 0.41154 | 0.65161 | 0 | 0 | 0.85 | 0.85 | 0.85 | 0.85 | 0.87285 | 0.011764 | 0.48176 | 0.15854 | 0
2025-12-01 16:00 | 73804.2457 | 71165.2674 | 2094.1605 | 544.8178 | 0.094577 | 0.26707 | 0.26869 | 0.23767 | 335 | 16 | Winter | 0.34271 | 0.32889 | 0.32889 | 0.87552 | 0.27001 | 0.26869 | 0.094577 | 0.54156 | 0.66088 | 0.85008 | 0.012567 | 0.0013328 | 0.23767 | 0.50479 | 0.66088 | 0 | 0 | 0.85 | 0.85 | 0.85 | 0.85 | 0.87552 | 0.012567 | 0.52016 | 0.066204 | 0
2025-12-01 17:00 | 77393.0056 | 76752.1556 | 105.1046 | 535.7453 | 0.0047467 | 0.26262 | 0.26331 | 0.25015 | 335 | 17 | Winter | 0.35239 | 0.34089 | 0.34089 | 0.87812 | 0.31218 | 0.26331 | 0.0047467 | 0.47484 | 0.66641 | 0.85008 | 0.012811 | 0.0013818 | 0.25015 | 0.55841 | 0.66641 | 0 | 0 | 0.85 | 0.85 | 0.85 | 0.85 | 0.87812 | 0.012811 | 0.563 | 0.0033227 | 0.108
2025-12-01 18:00 | 78307.5126 | 77762.1363 | 0 | 545.3764 | 0 | 0.26734 | 0.26797 | 0.25596 | 335 | 18 | Winter | 0.36908 | 0.35647 | 0.35647 | 0.8795 | 0.33257 | 0.26797 | 0 | 0.15048 | 0.66641 | 0.85008 | 0.011554 | 0.0054852 | 0.25596 | 0.57233 | 0.66641 | 0 | 0 | 0.85 | 0.85 | 0.85 | 0.85 | 0.8795 | 0.011554 | 0.60036 | 0 | 0.31896
2025-12-01 19:00 | 77192.5578 | 76658.2802 | 0 | 534.2776 | 0 | 0.2619 | 0.2621 | 0.25821 | 335 | 19 | Winter | 0.39083 | 0.3598 | 0.3598 | 0.8799 | 0.35171 | 0.2621 | 0 | 0 | 0.66641 | 0.85008 | 0.011624 | 0.0054852 | 0.25821 | 0.56127 | 0.66641 | 0 | 0 | 0.85 | 0.85 | 0.85 | 0.85 | 0.8799 | 0.011624 | 0.6033 | 0 | 0.16946
2025-12-01 20:00 | 75048.0141 | 74528.1921 | 0 | 519.8219 | 0 | 0.25481 | 0.25469 | 0.25704 | 335 | 20 | Winter | 0.38392 | 0.35256 | 0.35256 | 0.88015 | 0.35332 | 0.25469 | 0 | 0 | 0.66539 | 0.85008 | 0.011729 | 0.0079216 | 0.25704 | 0.55127 | 0.66539 | 0 | 0 | 0.85 | 0.85 | 0.85 | 0.85 | 0.88015 | 0.011729 | 0.58652 | 0 | 0.16317
2025-12-01 21:00 | 72227.4026 | 71725.134 | 0 | 502.2685 | 0 | 0.24621 | 0.24607 | 0.24868 | 335 | 21 | Winter | 0.36841 | 0.34678 | 0.34678 | 0.88022 | 0.34293 | 0.24607 | 0 | 0 | 0.66206 | 0.85008 | 0.011764 | 0.0066981 | 0.24868 | 0.52537 | 0.66206 | 0 | 0 | 0.85 | 0.85 | 0.85 | 0.85 | 0.88022 | 0.011764 | 0.56856 | 0 | 0.14339
2025-12-01 22:00 | 67765.0139 | 67278.0904 | 0 | 486.9235 | 0 | 0.23869 | 0.23814 | 0.24862 | 335 | 22 | Winter | 0.35457 | 0.33613 | 0.33613 | 0.87928 | 0.32008 | 0.23814 | 0 | 0 | 0.66206 | 0.85008 | 0.011868 | 0.0013818 | 0.24862 | 0.46434 | 0.66206 | 0 | 0 | 0.85 | 0.85 | 0.85 | 0.85 | 0.87928 | 0.011868 | 0.54642 | 0 | 0.12674
2025-12-01 23:00 | 63074.2812 | 62596.8741 | 0 | 477.4071 | 0 | 0.23402 | 0.2333 | 0.24715 | 335 | 23 | Winter | 0.33817 | 0.32402 | 0.32402 | 0.87673 | 0.30333 | 0.2333 | 0 | 0 | 0.66044 | 0.85008 | 0.011659 | 0.0013818 | 0.24715 | 0.41028 | 0.66044 | 0 | 0 | 0.85 | 0.85 | 0.85 | 0.85 | 0.87673 | 0.011659 | 0.51856 | 0 | 0.039796
2025-12-02 00:00 | 60926.744 | 60451.1961 | 0 | 475.5479 | 0 | 0.23311 | 0.23257 | 0.24284 | 336 | 0 | Winter | 0.38112 | 0.34822 | 0.34822 | 0.87184 | 0.31588 | 0.23257 | 0 | 0 | 0.65714 | 0.85008 | 0.011799 | 0.0012155 | 0.24284 | 0.39122 | 0.65714 | 0 | 0 | 0.85 | 0.85 | 0.85 | 0.85 | 0.87184 | 0.011799 | 0.48528 | 0 | 0.0029205
2025-12-02 01:00 | 60205.7553 | 59729.255 | 0 | 476.5002 | 0 | 0.23358 | 0.2331 | 0.2423 | 336 | 1 | Winter | 0.36674 | 0.33231 | 0.33231 | 0.87605 | 0.28158 | 0.2331 | 0 | 0 | 0.65714 | 0.85008 | 0.009774 | 0.00081967 | 0.2423 | 0.37856 | 0.65714 | 0 | 0 | 0.85 | 0.85 | 0.85 | 0.85 | 0.87605 | 0.009774 | 0.4777 | 0 | 0
2025-12-02 02:00 | 60024.5485 | 59549.7168 | 0 | 474.8317 | 0 | 0.23276 | 0.23221 | 0.24268 | 336 | 2 | Winter | 0.34679 | 0.32201 | 0.32201 | 0.8763 | 0.24925 | 0.23221 | 0 | 0 | 0.65714 | 0.85008 | 0.0098438 | 0.00079999 | 0.24268 | 0.37271 | 0.65714 | 0 | 0 | 0.85 | 0.85 | 0.85 | 0.85 | 0.8763 | 0.0098438 | 0.47491 | 0 | 0
2025-12-02 03:00 | 60151.5099 | 59670.7895 | 0 | 480.7204 | 0 | 0.23565 | 0.23531 | 0.24182 | 336 | 3 | Winter | 0.3338 | 0.31706 | 0.31706 | 0.87561 | 0.23438 | 0.23531 | 0 | 0 | 0.65714 | 0.85008 | 0.0098089 | 0.00079999 | 0.24182 | 0.37639 | 0.65714 | 0 | 0 | 0.85 | 0.85 | 0.85 | 0.85 | 0.87561 | 0.0098089 | 0.47708 | 0 | 0
2025-12-02 04:00 | 60857.3579 | 60384.3231 | 0 | 473.0348 | 0 | 0.23188 | 0.23159 | 0.23713 | 336 | 4 | Winter | 0.33501 | 0.31839 | 0.31839 | 0.87687 | 0.215 | 0.23159 | 0 | 0 | 0.65714 | 0.85008 | 0.0099486 | 0.00079999 | 0.23713 | 0.39652 | 0.65714 | 0 | 0 | 0.85 | 0.85 | 0.85 | 0.85 | 0.87687 | 0.0099486 | 0.49014 | 0 | 0
2025-12-02 05:00 | 65828.3906 | 65373.2644 | 0 | 455.1262 | 0 | 0.2231 | 0.22279 | 0.22872 | 336 | 5 | Winter | 0.34255 | 0.3212 | 0.3212 | 0.87819 | 0.21182 | 0.22279 | 0 | 0 | 0.65714 | 0.85008 | 0.010053 | 0.00079999 | 0.22872 | 0.45896 | 0.65714 | 0 | 0 | 0.85 | 0.85 | 0.85 | 0.85 | 0.87819 | 0.010053 | 0.52415 | 0 | 0
2025-12-02 06:00 | 73773.0847 | 73345.7836 | 0 | 427.301 | 0 | 0.20946 | 0.20909 | 0.21619 | 336 | 6 | Winter | 0.3535 | 0.33148 | 0.33148 | 0.87914 | 0.24668 | 0.20909 | 0 | 0 | 0.65714 | 0.85008 | 0.010088 | 0.00079999 | 0.21619 | 0.54134 | 0.65714 | 0 | 0 | 0.85 | 0.85 | 0.85 | 0.85 | 0.87914 | 0.010088 | 0.55421 | 0 | 0.00017779
2025-12-02 07:00 | 81808.0446 | 81279.0036 | 129.4735 | 399.5675 | 0.0058473 | 0.19587 | 0.19539 | 0.20451 | 336 | 7 | Winter | 0.39334 | 0.34859 | 0.34859 | 0.8799 | 0.30623 | 0.19539 | 0.0058473 | 0 | 0.65714 | 0.85008 | 0.011938 | 0.017261 | 0.20451 | 0.53641 | 0.65714 | 0 | 0 | 0.85 | 0.85 | 0.85 | 0.85 | 0.8799 | 0.011938 | 0.56215 | 0.0040931 | 0.0038224
2025-12-02 08:00 | 78893.7041 | 76376.2902 | 2154.5234 | 362.8905 | 0.097303 | 0.17789 | 0.17721 | 0.19018 | 336 | 8 | Winter | 0.43014 | 0.36227 | 0.36227 | 0.88068 | 0.34685 | 0.17721 | 0.097303 | 0 | 0.65714 | 0.85008 | 0.010821 | 0.0096506 | 0.19018 | 0.4851 | 0.65714 | 0 | 0 | 0.85 | 0.85 | 0.85 | 0.85 | 0.88068 | 0.010821 | 0.53053 | 0.068112 | 8.8894e-05
2025-12-02 09:00 | 77343.3596 | 72185.7856 | 4813.2666 | 344.3074 | 0.21738 | 0.16878 | 0.16843 | 0.1751 | 336 | 9 | Winter | 0.43228 | 0.35522 | 0.35522 | 0.88103 | 0.35924 | 0.16843 | 0.21738 | 0.040275 | 0.65714 | 0.85008 | 0.010961 | 0.00079999 | 0.1751 | 0.4407 | 0.65714 | 0 | 0 | 0.85 | 0.85 | 0.85 | 0.85 | 0.88103 | 0.010961 | 0.50047 | 0.15216 | 0
2025-12-02 10:00 | 76185.4671 | 68861.4787 | 6974.2749 | 349.7135 | 0.31497 | 0.17143 | 0.17172 | 0.1661 | 336 | 10 | Winter | 0.4061 | 0.33487 | 0.33487 | 0.88085 | 0.36964 | 0.17172 | 0.31497 | 0.40566 | 0.65161 | 0.85008 | 0.013544 | 0.00079999 | 0.1661 | 0.43351 | 0.65161 | 0 | 0 | 0.85 | 0.85 | 0.85 | 0.85 | 0.88085 | 0.013544 | 0.48026 | 0.22048 | 0
2025-12-02 11:00 | 73111.8159 | 64582.6808 | 8172.589 | 356.546 | 0.36909 | 0.17478 | 0.17516 | 0.16789 | 336 | 11 | Winter | 0.3925 | 0.32321 | 0.32321 | 0.87126 | 0.35242 | 0.17516 | 0.36909 | 0.54927 | 0.65161 | 0.85008 | 0.013649 | 0.00079999 | 0.16789 | 0.42796 | 0.65161 | 0 | 0 | 0.85 | 0.85 | 0.85 | 0.85 | 0.87126 | 0.013649 | 0.46854 | 0.25836 | 0
2025-12-02 12:00 | 71710.2987 | 62920.3694 | 8420.7045 | 369.2249 | 0.3803 | 0.18099 | 0.18141 | 0.17352 | 336 | 12 | Winter | 0.3815 | 0.31623 | 0.31623 | 0.87098 | 0.31489 | 0.18141 | 0.3803 | 0.54413 | 0.65161 | 0.85008 | 0.013788 | 0.00079999 | 0.17352 | 0.41662 | 0.65161 | 0 | 0 | 0.85 | 0.85 | 0.85 | 0.85 | 0.87098 | 0.013788 | 0.46441 | 0.26621 | 0
2025-12-02 13:00 | 71592.046 | 63355.7327 | 7846.2179 | 390.0954 | 0.35435 | 0.19122 | 0.19179 | 0.18094 | 336 | 13 | Winter | 0.37364 | 0.31803 | 0.31803 | 0.87056 | 0.27101 | 0.19179 | 0.35435 | 0.51602 | 0.65161 | 0.85008 | 0.010996 | 0.00079999 | 0.18094 | 0.39216 | 0.65161 | 0 | 0 | 0.85 | 0.85 | 0.85 | 0.85 | 0.87056 | 0.010996 | 0.45541 | 0.24805 | 0
2025-12-02 14:00 | 71794.3309 | 64990.9016 | 6397.7477 | 405.6816 | 0.28894 | 0.19886 | 0.19945 | 0.18833 | 336 | 14 | Winter | 0.36662 | 0.31876 | 0.31876 | 0.87131 | 0.25223 | 0.19945 | 0.28894 | 0.50431 | 0.65161 | 0.85008 | 0.011519 | 0.00079999 | 0.18833 | 0.38684 | 0.65161 | 0 | 0 | 0.85 | 0.85 | 0.85 | 0.85 | 0.87131 | 0.011519 | 0.45706 | 0.20225 | 0
2025-12-02 15:00 | 72251.8562 | 67722.8167 | 4119.7929 | 409.2466 | 0.18606 | 0.20061 | 0.20087 | 0.19588 | 336 | 15 | Winter | 0.35644 | 0.32325 | 0.32325 | 0.87285 | 0.24653 | 0.20087 | 0.18606 | 0.52622 | 0.65161 | 0.85008 | 0.011764 | 0.001192 | 0.19588 | 0.41154 | 0.65161 | 0 | 0 | 0.85 | 0.85 | 0.85 | 0.85 | 0.87285 | 0.011764 | 0.48176 | 0.13024 | 0
2025-12-02 16:00 | 73818.1762 | 71783.2331 | 1630.1327 | 404.8103 | 0.07362 | 0.19844 | 0.19796 | 0.20705 | 336 | 16 | Winter | 0.34271 | 0.32889 | 0.32889 | 0.87552 | 0.27001 | 0.19796 | 0.07362 | 0.54156 | 0.66088 | 0.85008 | 0.012567 | 0.0013328 | 0.20705 | 0.50479 | 0.66088 | 0 | 0 | 0.85 | 0.85 | 0.85 | 0.85 | 0.87552 | 0.012567 | 0.52016 | 0.051534 | 0
2025-12-02 17:00 | 77393.0056 | 76897.7154 | 79.7478 | 415.5424 | 0.0036016 | 0.2037 | 0.20238 | 0.22752 | 336 | 17 | Winter | 0.35239 | 0.34089 | 0.34089 | 0.87812 | 0.31218 | 0.20238 | 0.0036016 | 0.47484 | 0.66641 | 0.85008 | 0.012811 | 0.0013818 | 0.22752 | 0.55841 | 0.66641 | 0 | 0 | 0.85 | 0.85 | 0.85 | 0.85 | 0.87812 | 0.012811 | 0.563 | 0.0025211 | 0.108
2025-12-02 18:00 | 78458.3264 | 78038.279 | 0 | 420.0473 | 0 | 0.20591 | 0.20385 | 0.24313 | 336 | 18 | Winter | 0.36908 | 0.35647 | 0.35647 | 0.8795 | 0.33257 | 0.20385 | 0 | 0.15048 | 0.66641 | 0.85008 | 0.011554 | 0.0054852 | 0.24313 | 0.57233 | 0.66641 | 0 | 0 | 0.85 | 0.85 | 0.85 | 0.85 | 0.8795 | 0.011554 | 0.60036 | 0 | 0.31896
2025-12-02 19:00 | 77476.994 | 77061.6055 | 0 | 415.3886 | 0 | 0.20362 | 0.20087 | 0.25331 | 336 | 19 | Winter | 0.39083 | 0.3598 | 0.3598 | 0.8799 | 0.35171 | 0.20087 | 0 | 0 | 0.66641 | 0.85008 | 0.011624 | 0.0054852 | 0.25331 | 0.56127 | 0.66641 | 0 | 0 | 0.85 | 0.85 | 0.85 | 0.85 | 0.8799 | 0.011624 | 0.6033 | 0 | 0.16946
2025-12-02 20:00 | 75478.0546 | 75062.0734 | 0 | 415.9812 | 0 | 0.20391 | 0.20065 | 0.26285 | 336 | 20 | Winter | 0.38392 | 0.35256 | 0.35256 | 0.88015 | 0.35332 | 0.20065 | 0 | 0 | 0.66539 | 0.85008 | 0.011729 | 0.0079216 | 0.26285 | 0.55127 | 0.66539 | 0 | 0 | 0.85 | 0.85 | 0.85 | 0.85 | 0.88015 | 0.011729 | 0.58652 | 0 | 0.16317
2025-12-02 21:00 | 72803.0474 | 72381.9497 | 0 | 421.0977 | 0 | 0.20642 | 0.203 | 0.26821 | 336 | 21 | Winter | 0.36841 | 0.34678 | 0.34678 | 0.88022 | 0.34293 | 0.203 | 0 | 0 | 0.66206 | 0.85008 | 0.011764 | 0.0066981 | 0.26821 | 0.52537 | 0.66206 | 0 | 0 | 0.85 | 0.85 | 0.85 | 0.85 | 0.88022 | 0.011764 | 0.56856 | 0 | 0.14339
2025-12-02 22:00 | 68512.3103 | 68079.7446 | 0 | 432.5657 | 0 | 0.21204 | 0.20919 | 0.2636 | 336 | 22 | Winter | 0.35457 | 0.33613 | 0.33613 | 0.87928 | 0.32008 | 0.20919 | 0 | 0 | 0.66206 | 0.85008 | 0.011868 | 0.0013818 | 0.2636 | 0.46434 | 0.66206 | 0 | 0 | 0.85 | 0.85 | 0.85 | 0.85 | 0.87928 | 0.011868 | 0.54642 | 0 | 0.12674
2025-12-02 23:00 | 63999.7409 | 63551.15 | 0 | 448.5909 | 0 | 0.2199 | 0.21765 | 0.26057 | 336 | 23 | Winter | 0.33817 | 0.32402 | 0.32402 | 0.87673 | 0.30333 | 0.21765 | 0 | 0 | 0.66044 | 0.85008 | 0.011659 | 0.0013818 | 0.26057 | 0.41028 | 0.66044 | 0 | 0 | 0.85 | 0.85 | 0.85 | 0.85 | 0.87673 | 0.011659 | 0.51856 | 0 | 0.039796
2025-12-03 00:00 | 62014.7387 | 61553.2716 | 0 | 461.4671 | 0 | 0.22621 | 0.22422 | 0.26223 | 337 | 0 | Winter | 0.38112 | 0.34822 | 0.34822 | 0.87184 | 0.31588 | 0.22422 | 0 | 0 | 0.65714 | 0.85008 | 0.011799 | 0.0012155 | 0.26223 | 0.39122 | 0.65714 | 0 | 0 | 0.85 | 0.85 | 0.85 | 0.85 | 0.87184 | 0.011799 | 0.48528 | 0 | 0.0029205
2025-12-03 01:00 | 61421.9026 | 60957.7512 | 0 | 464.1514 | 0 | 0.22753 | 0.2253 | 0.26772 | 337 | 1 | Winter | 0.36674 | 0.33231 | 0.33231 | 0.87605 | 0.28158 | 0.2253 | 0 | 0 | 0.65714 | 0.85008 | 0.009774 | 0.00081967 | 0.26772 | 0.37856 | 0.65714 | 0 | 0 | 0.85 | 0.85 | 0.85 | 0.85 | 0.87605 | 0.009774 | 0.4777 | 0 | 0
2025-12-03 02:00 | 61334.7265 | 60878.8801 | 0 | 455.8464 | 0 | 0.22345 | 0.22078 | 0.27177 | 337 | 2 | Winter | 0.34679 | 0.32201 | 0.32201 | 0.8763 | 0.24925 | 0.22078 | 0 | 0 | 0.65714 | 0.85008 | 0.0098438 | 0.00079999 | 0.27177 | 0.37271 | 0.65714 | 0 | 0 | 0.85 | 0.85 | 0.85 | 0.85 | 0.8763 | 0.0098438 | 0.47491 | 0 | 0
2025-12-03 03:00 | 61509.8754 | 61065.1105 | 0 | 444.7649 | 0 | 0.21802 | 0.2151 | 0.27091 | 337 | 3 | Winter | 0.3338 | 0.31706 | 0.31706 | 0.87561 | 0.23438 | 0.2151 | 0 | 0 | 0.65714 | 0.85008 | 0.0098089 | 0.00079999 | 0.27091 | 0.37639 | 0.65714 | 0 | 0 | 0.85 | 0.85 | 0.85 | 0.85 | 0.87561 | 0.0098089 | 0.47708 | 0 | 0
2025-12-03 04:00 | 62241.5102 | 61804.2129 | 0 | 437.2974 | 0 | 0.21436 | 0.21142 | 0.26754 | 337 | 4 | Winter | 0.33501 | 0.31839 | 0.31839 | 0.87687 | 0.215 | 0.21142 | 0 | 0 | 0.65714 | 0.85008 | 0.0099486 | 0.00079999 | 0.26754 | 0.39652 | 0.65714 | 0 | 0 | 0.85 | 0.85 | 0.85 | 0.85 | 0.87687 | 0.0099486 | 0.49014 | 0 | 0
2025-12-03 05:00 | 67260.7304 | 66835.3307 | 0 | 425.3997 | 0 | 0.20853 | 0.20577 | 0.25832 | 337 | 5 | Winter | 0.34255 | 0.3212 | 0.3212 | 0.87819 | 0.21182 | 0.20577 | 0 | 0 | 0.65714 | 0.85008 | 0.010053 | 0.00079999 | 0.25832 | 0.45896 | 0.65714 | 0 | 0 | 0.85 | 0.85 | 0.85 | 0.85 | 0.87819 | 0.010053 | 0.52415 | 0 | 0
2025-12-03 06:00 | 75217.1457 | 74815.0738 | 0 | 402.0719 | 0 | 0.19709 | 0.19456 | 0.24281 | 337 | 6 | Winter | 0.3535 | 0.33148 | 0.33148 | 0.87914 | 0.24668 | 0.19456 | 0 | 0 | 0.65714 | 0.85008 | 0.010088 | 0.00079999 | 0.24281 | 0.54134 | 0.65714 | 0 | 0 | 0.85 | 0.85 | 0.85 | 0.85 | 0.87914 | 0.010088 | 0.55421 | 0 | 0.00017779
2025-12-03 07:00 | 83281.0181 | 82789.685 | 116.0472 | 375.286 | 0.0052409 | 0.18396 | 0.18169 | 0.22511 | 337 | 7 | Winter | 0.39334 | 0.34859 | 0.34859 | 0.8799 | 0.30623 | 0.18169 | 0.0052409 | 0 | 0.65714 | 0.85008 | 0.011938 | 0.017261 | 0.22511 | 0.53641 | 0.65714 | 0 | 0 | 0.85 | 0.85 | 0.85 | 0.85 | 0.8799 | 0.011938 | 0.56215 | 0.0036686 | 0.0038224
2025-12-03 08:00 | 80660.4274 | 78328.0647 | 1995.2361 | 337.1266 | 0.090109 | 0.16526 | 0.16335 | 0.19982 | 337 | 8 | Winter | 0.43014 | 0.36227 | 0.36227 | 0.88068 | 0.34685 | 0.16335 | 0.090109 | 0 | 0.65714 | 0.85008 | 0.010821 | 0.0096506 | 0.19982 | 0.4851 | 0.65714 | 0 | 0 | 0.85 | 0.85 | 0.85 | 0.85 | 0.88068 | 0.010821 | 0.53053 | 0.063076 | 8.8894e-05
2025-12-03 09:00 | 79104.6764 | 74226.4084 | 4568.5066 | 309.7614 | 0.20632 | 0.15184 | 0.15093 | 0.16835 | 337 | 9 | Winter | 0.43228 | 0.35522 | 0.35522 | 0.88103 | 0.35924 | 0.15093 | 0.20632 | 0.040275 | 0.65714 | 0.85008 | 0.010961 | 0.00079999 | 0.16835 | 0.4407 | 0.65714 | 0 | 0 | 0.85 | 0.85 | 0.85 | 0.85 | 0.88103 | 0.010961 | 0.50047 | 0.14443 | 0
2025-12-03 10:00 | 77656.6173 | 70469.3107 | 6855.9874 | 331.3192 | 0.30963 | 0.16241 | 0.16254 | 0.16004 | 337 | 10 | Winter | 0.4061 | 0.33487 | 0.33487 | 0.88085 | 0.36964 | 0.16254 | 0.30963 | 0.40566 | 0.65161 | 0.85008 | 0.013544 | 0.00079999 | 0.16004 | 0.43351 | 0.65161 | 0 | 0 | 0.85 | 0.85 | 0.85 | 0.85 | 0.88085 | 0.013544 | 0.48026 | 0.21674 | 0
2025-12-03 11:00 | 74247.9981 | 65668.989 | 8188.0273 | 390.9819 | 0.36979 | 0.19166 | 0.19286 | 0.16998 | 337 | 11 | Winter | 0.3925 | 0.32321 | 0.32321 | 0.87126 | 0.35242 | 0.19286 | 0.36979 | 0.54927 | 0.65161 | 0.85008 | 0.013649 | 0.00079999 | 0.16998 | 0.42796 | 0.65161 | 0 | 0 | 0.85 | 0.85 | 0.85 | 0.85 | 0.87126 | 0.013649 | 0.46854 | 0.25885 | 0
2025-12-03 12:00 | 72570.9008 | 63585.969 | 8523.2059 | 461.7258 | 0.38493 | 0.22634 | 0.22846 | 0.18804 | 337 | 12 | Winter | 0.3815 | 0.31623 | 0.31623 | 0.87098 | 0.31489 | 0.22846 | 0.38493 | 0.54413 | 0.65161 | 0.85008 | 0.013788 | 0.00079999 | 0.18804 | 0.41662 | 0.65161 | 0 | 0 | 0.85 | 0.85 | 0.85 | 0.85 | 0.87098 | 0.013788 | 0.46441 | 0.26945 | 0
2025-12-03 13:00 | 72289.5921 | 63879.3431 | 7907.1988 | 503.0501 | 0.35711 | 0.24659 | 0.24925 | 0.19862 | 337 | 13 | Winter | 0.37364 | 0.31803 | 0.31803 | 0.87056 | 0.27101 | 0.24925 | 0.35711 | 0.51602 | 0.65161 | 0.85008 | 0.010996 | 0.00079999 | 0.19862 | 0.39216 | 0.65161 | 0 | 0 | 0.85 | 0.85 | 0.85 | 0.85 | 0.87056 | 0.010996 | 0.45541 | 0.24997 | 0
2025-12-03 14:00 | 72449.4199 | 65578.1826 | 6359.4496 | 511.7877 | 0.28721 | 0.25088 | 0.25359 | 0.20188 | 337 | 14 | Winter | 0.36662 | 0.31876 | 0.31876 | 0.87131 | 0.25223 | 0.25359 | 0.28721 | 0.50431 | 0.65161 | 0.85008 | 0.011519 | 0.00079999 | 0.20188 | 0.38684 | 0.65161 | 0 | 0 | 0.85 | 0.85 | 0.85 | 0.85 | 0.87131 | 0.011519 | 0.45706 | 0.20104 | 0
2025-12-03 15:00 | 73027.8046 | 68379.7151 | 4146.6824 | 501.407 | 0.18727 | 0.24579 | 0.24832 | 0.19996 | 337 | 15 | Winter | 0.35644 | 0.32325 | 0.32325 | 0.87285 | 0.24653 | 0.24832 | 0.18727 | 0.52622 | 0.65161 | 0.85008 | 0.011764 | 0.001192 | 0.19996 | 0.41154 | 0.65161 | 0 | 0 | 0.85 | 0.85 | 0.85 | 0.85 | 0.87285 | 0.011764 | 0.48176 | 0.13109 | 0
2025-12-03 16:00 | 74967.7441 | 72706.0032 | 1768.9833 | 492.7576 | 0.079891 | 0.24155 | 0.2439 | 0.19896 | 337 | 16 | Winter | 0.34271 | 0.32889 | 0.32889 | 0.87552 | 0.27001 | 0.2439 | 0.079891 | 0.54156 | 0.66088 | 0.85008 | 0.012567 | 0.0013328 | 0.19896 | 0.50479 | 0.66088 | 0 | 0 | 0.85 | 0.85 | 0.85 | 0.85 | 0.87552 | 0.012567 | 0.52016 | 0.055924 | 0
2025-12-03 17:00 | 79133.2241 | 78546.9192 | 85.9369 | 500.368 | 0.0038811 | 0.24528 | 0.24754 | 0.2044 | 337 | 17 | Winter | 0.35239 | 0.34089 | 0.34089 | 0.87812 | 0.31218 | 0.24754 | 0.0038811 | 0.47484 | 0.66641 | 0.85008 | 0.012811 | 0.0013818 | 0.2044 | 0.55841 | 0.66641 | 0 | 0 | 0.85 | 0.85 | 0.85 | 0.85 | 0.87812 | 0.012811 | 0.563 | 0.0027168 | 0.108
2025-12-03 18:00 | 80195.9402 | 79699.0602 | 0 | 496.88 | 0 | 0.24357 | 0.24553 | 0.2081 | 337 | 18 | Winter | 0.36908 | 0.35647 | 0.35647 | 0.8795 | 0.33257 | 0.24553 | 0 | 0.15048 | 0.66641 | 0.85008 | 0.011554 | 0.0054852 | 0.2081 | 0.57233 | 0.66641 | 0 | 0 | 0.85 | 0.85 | 0.85 | 0.85 | 0.8795 | 0.011554 | 0.60036 | 0 | 0.31896
2025-12-03 19:00 | 79036.184 | 78559.67 | 0 | 476.514 | 0 | 0.23359 | 0.23482 | 0.21121 | 337 | 19 | Winter | 0.39083 | 0.3598 | 0.3598 | 0.8799 | 0.35171 | 0.23482 | 0 | 0 | 0.66641 | 0.85008 | 0.011624 | 0.0054852 | 0.21121 | 0.56127 | 0.66641 | 0 | 0 | 0.85 | 0.85 | 0.85 | 0.85 | 0.8799 | 0.011624 | 0.6033 | 0 | 0.16946
2025-12-03 20:00 | 76849.9647 | 76388.1361 | 0 | 461.8285 | 0 | 0.22639 | 0.22697 | 0.21587 | 337 | 20 | Winter | 0.38392 | 0.35256 | 0.35256 | 0.88015 | 0.35332 | 0.22697 | 0 | 0 | 0.66539 | 0.85008 | 0.011729 | 0.0079216 | 0.21587 | 0.55127 | 0.66539 | 0 | 0 | 0.85 | 0.85 | 0.85 | 0.85 | 0.88015 | 0.011729 | 0.58652 | 0 | 0.16317
2025-12-03 21:00 | 73997.0546 | 73538.4932 | 0 | 458.5614 | 0 | 0.22479 | 0.225 | 0.2209 | 337 | 21 | Winter | 0.36841 | 0.34678 | 0.34678 | 0.88022 | 0.34293 | 0.225 | 0 | 0 | 0.66206 | 0.85008 | 0.011764 | 0.0066981 | 0.2209 | 0.52537 | 0.66206 | 0 | 0 | 0.85 | 0.85 | 0.85 | 0.85 | 0.88022 | 0.011764 | 0.56856 | 0 | 0.14339
2025-12-03 22:00 | 69522.6842 | 69057.4183 | 0 | 465.2659 | 0 | 0.22807 | 0.22819 | 0.22586 | 337 | 22 | Winter | 0.35457 | 0.33613 | 0.33613 | 0.87928 | 0.32008 | 0.22819 | 0 | 0 | 0.66206 | 0.85008 | 0.011868 | 0.0013818 | 0.22586 | 0.46434 | 0.66206 | 0 | 0 | 0.85 | 0.85 | 0.85 | 0.85 | 0.87928 | 0.011868 | 0.54642 | 0 | 0.12674
2025-12-03 23:00 | 64820.7511 | 64341.5678 | 0 | 479.1833 | 0 | 0.23489 | 0.2351 | 0.23108 | 337 | 23 | Winter | 0.33817 | 0.32402 | 0.32402 | 0.87673 | 0.30333 | 0.2351 | 0 | 0 | 0.66044 | 0.85008 | 0.011659 | 0.0013818 | 0.23108 | 0.41028 | 0.66044 | 0 | 0 | 0.85 | 0.85 | 0.85 | 0.85 | 0.87673 | 0.011659 | 0.51856 | 0 | 0.039796
2025-12-04 00:00 | 62659.4088 | 62160.8444 | 0 | 498.5644 | 0 | 0.24439 | 0.24481 | 0.23692 | 338 | 0 | Winter | 0.38112 | 0.34822 | 0.34822 | 0.87184 | 0.31588 | 0.24481 | 0 | 0 | 0.65714 | 0.85008 | 0.011799 | 0.0012155 | 0.23692 | 0.39122 | 0.65714 | 0 | 0 | 0.85 | 0.85 | 0.85 | 0.85 | 0.87184 | 0.011799 | 0.48528 | 0 | 0.0029205
2025-12-04 01:00 | 61874.3438 | 61359.4846 | 0 | 514.8592 | 0 | 0.25238 | 0.25276 | 0.24549 | 338 | 1 | Winter | 0.36674 | 0.33231 | 0.33231 | 0.87605 | 0.28158 | 0.25276 | 0 | 0 | 0.65714 | 0.85008 | 0.009774 | 0.00081967 | 0.24549 | 0.37856 | 0.65714 | 0 | 0 | 0.85 | 0.85 | 0.85 | 0.85 | 0.87605 | 0.009774 | 0.4777 | 0 | 0
2025-12-04 02:00 | 61605.6182 | 61072.2242 | 0 | 533.394 | 0 | 0.26147 | 0.26176 | 0.25612 | 338 | 2 | Winter | 0.34679 | 0.32201 | 0.32201 | 0.8763 | 0.24925 | 0.26176 | 0 | 0 | 0.65714 | 0.85008 | 0.0098438 | 0.00079999 | 0.25612 | 0.37271 | 0.65714 | 0 | 0 | 0.85 | 0.85 | 0.85 | 0.85 | 0.8763 | 0.0098438 | 0.47491 | 0 | 0
2025-12-04 03:00 | 61642.977 | 61092.9903 | 0 | 549.9867 | 0 | 0.2696 | 0.26954 | 0.27075 | 338 | 3 | Winter | 0.3338 | 0.31706 | 0.31706 | 0.87561 | 0.23438 | 0.26954 | 0 | 0 | 0.65714 | 0.85008 | 0.0098089 | 0.00079999 | 0.27075 | 0.37639 | 0.65714 | 0 | 0 | 0.85 | 0.85 | 0.85 | 0.85 | 0.87561 | 0.0098089 | 0.47708 | 0 | 0
2025-12-04 04:00 | 62304.0237 | 61746.1707 | 0 | 557.853 | 0 | 0.27346 | 0.27275 | 0.28621 | 338 | 4 | Winter | 0.33501 | 0.31839 | 0.31839 | 0.87687 | 0.215 | 0.27275 | 0 | 0 | 0.65714 | 0.85008 | 0.0099486 | 0.00079999 | 0.28621 | 0.39652 | 0.65714 | 0 | 0 | 0.85 | 0.85 | 0.85 | 0.85 | 0.87687 | 0.0099486 | 0.49014 | 0 | 0
2025-12-04 05:00 | 67263.0746 | 66716.464 | 0 | 546.6107 | 0 | 0.26795 | 0.26667 | 0.29111 | 338 | 5 | Winter | 0.34255 | 0.3212 | 0.3212 | 0.87819 | 0.21182 | 0.26667 | 0 | 0 | 0.65714 | 0.85008 | 0.010053 | 0.00079999 | 0.29111 | 0.45896 | 0.65714 | 0 | 0 | 0.85 | 0.85 | 0.85 | 0.85 | 0.87819 | 0.010053 | 0.52415 | 0 | 0
2025-12-04 06:00 | 75249.9653 | 74729.2228 | 0 | 520.7424 | 0 | 0.25527 | 0.25409 | 0.27654 | 338 | 6 | Winter | 0.3535 | 0.33148 | 0.33148 | 0.87914 | 0.24668 | 0.25409 | 0 | 0 | 0.65714 | 0.85008 | 0.010088 | 0.00079999 | 0.27654 | 0.54134 | 0.65714 | 0 | 0 | 0.85 | 0.85 | 0.85 | 0.85 | 0.87914 | 0.010088 | 0.55421 | 0 | 0.00017779
2025-12-04 07:00 | 83365.1508 | 82764.9223 | 98.0466 | 502.1819 | 0.004428 | 0.24617 | 0.24563 | 0.25586 | 338 | 7 | Winter | 0.39334 | 0.34859 | 0.34859 | 0.8799 | 0.30623 | 0.24563 | 0.004428 | 0 | 0.65714 | 0.85008 | 0.011938 | 0.017261 | 0.25586 | 0.53641 | 0.65714 | 0 | 0 | 0.85 | 0.85 | 0.85 | 0.85 | 0.8799 | 0.011938 | 0.56215 | 0.0030996 | 0.0038224
2025-12-04 08:00 | 80503.4678 | 78438.7529 | 1596.1787 | 468.5362 | 0.072087 | 0.22967 | 0.22948 | 0.2332 | 338 | 8 | Winter | 0.43014 | 0.36227 | 0.36227 | 0.88068 | 0.34685 | 0.22948 | 0.072087 | 0 | 0.65714 | 0.85008 | 0.010821 | 0.0096506 | 0.2332 | 0.4851 | 0.65714 | 0 | 0 | 0.85 | 0.85 | 0.85 | 0.85 | 0.88068 | 0.010821 | 0.53053 | 0.050461 | 8.8894e-05
2025-12-04 09:00 | 78686.8781 | 74450.8207 | 3769.84 | 466.2174 | 0.17025 | 0.22854 | 0.22914 | 0.21769 | 338 | 9 | Winter | 0.43228 | 0.35522 | 0.35522 | 0.88103 | 0.35924 | 0.22914 | 0.17025 | 0.040275 | 0.65714 | 0.85008 | 0.010961 | 0.00079999 | 0.21769 | 0.4407 | 0.65714 | 0 | 0 | 0.85 | 0.85 | 0.85 | 0.85 | 0.88103 | 0.010961 | 0.50047 | 0.11918 | 0
2025-12-04 10:00 | 77166.147 | 70836.2716 | 5828.9523 | 500.9231 | 0.26325 | 0.24555 | 0.24692 | 0.22085 | 338 | 10 | Winter | 0.4061 | 0.33487 | 0.33487 | 0.88085 | 0.36964 | 0.24692 | 0.26325 | 0.40566 | 0.65161 | 0.85008 | 0.013544 | 0.00079999 | 0.22085 | 0.43351 | 0.65161 | 0 | 0 | 0.85 | 0.85 | 0.85 | 0.85 | 0.88085 | 0.013544 | 0.48026 | 0.18427 | 0
2025-12-04 11:00 | 73828.116 | 65946.2105 | 7366.086 | 515.8196 | 0.33267 | 0.25285 | 0.25357 | 0.23995 | 338 | 11 | Winter | 0.3925 | 0.32321 | 0.32321 | 0.87126 | 0.35242 | 0.25357 | 0.33267 | 0.54927 | 0.65161 | 0.85008 | 0.013649 | 0.00079999 | 0.23995 | 0.42796 | 0.65161 | 0 | 0 | 0.85 | 0.85 | 0.85 | 0.85 | 0.87126 | 0.013649 | 0.46854 | 0.23287 | 0
2025-12-04 12:00 | 72257.8125 | 63703.9448 | 8015.1478 | 538.7199 | 0.36198 | 0.26408 | 0.26433 | 0.25945 | 338 | 12 | Winter | 0.3815 | 0.31623 | 0.31623 | 0.87098 | 0.31489 | 0.26433 | 0.36198 | 0.54413 | 0.65161 | 0.85008 | 0.013788 | 0.00079999 | 0.25945 | 0.41662 | 0.65161 | 0 | 0 | 0.85 | 0.85 | 0.85 | 0.85 | 0.87098 | 0.013788 | 0.46441 | 0.25339 | 0
2025-12-04 13:00 | 72041.3615 | 63724.0917 | 7759.8615 | 557.4084 | 0.35045 | 0.27324 | 0.27321 | 0.2737 | 338 | 13 | Winter | 0.37364 | 0.31803 | 0.31803 | 0.87056 | 0.27101 | 0.27321 | 0.35045 | 0.51602 | 0.65161 | 0.85008 | 0.010996 | 0.00079999 | 0.2737 | 0.39216 | 0.65161 | 0 | 0 | 0.85 | 0.85 | 0.85 | 0.85 | 0.87056 | 0.010996 | 0.45541 | 0.24532 | 0
2025-12-04 14:00 | 72238.6975 | 65156.9902 | 6521.7375 | 559.9698 | 0.29453 | 0.27449 | 0.27416 | 0.28058 | 338 | 14 | Winter | 0.36662 | 0.31876 | 0.31876 | 0.87131 | 0.25223 | 0.27416 | 0.29453 | 0.50431 | 0.65161 | 0.85008 | 0.011519 | 0.00079999 | 0.28058 | 0.38684 | 0.65161 | 0 | 0 | 0.85 | 0.85 | 0.85 | 0.85 | 0.87131 | 0.011519 | 0.45706 | 0.20617 | 0
2025-12-04 15:00 | 72805.6213 | 67958.3691 | 4299.7795 | 547.4727 | 0.19419 | 0.26837 | 0.26771 | 0.28029 | 338 | 15 | Winter | 0.35644 | 0.32325 | 0.32325 | 0.87285 | 0.24653 | 0.26771 | 0.19419 | 0.52622 | 0.65161 | 0.85008 | 0.011764 | 0.001192 | 0.28029 | 0.41154 | 0.65161 | 0 | 0 | 0.85 | 0.85 | 0.85 | 0.85 | 0.87285 | 0.011764 | 0.48176 | 0.13593 | 0
2025-12-04 16:00 | 74770.6035 | 72557.7563 | 1687.2818 | 525.5654 | 0.076201 | 0.25763 | 0.25664 | 0.27552 | 338 | 16 | Winter | 0.34271 | 0.32889 | 0.32889 | 0.87552 | 0.27001 | 0.25664 | 0.076201 | 0.54156 | 0.66088 | 0.85008 | 0.012567 | 0.0013328 | 0.27552 | 0.50479 | 0.66088 | 0 | 0 | 0.85 | 0.85 | 0.85 | 0.85 | 0.87552 | 0.012567 | 0.52016 | 0.053341 | 0
2025-12-04 17:00 | 78963.1354 | 78358.6313 | 73.3622 | 531.1419 | 0.0033132 | 0.26036 | 0.25955 | 0.27501 | 338 | 17 | Winter | 0.35239 | 0.34089 | 0.34089 | 0.87812 | 0.31218 | 0.25955 | 0.0033132 | 0.47484 | 0.66641 | 0.85008 | 0.012811 | 0.0013818 | 0.27501 | 0.55841 | 0.66641 | 0 | 0 | 0.85 | 0.85 | 0.85 | 0.85 | 0.87812 | 0.012811 | 0.563 | 0.0023192 | 0.108
2025-12-04 18:00 | 80011.265 | 79482.4467 | 0 | 528.8182 | 0 | 0.25922 | 0.25843 | 0.27362 | 338 | 18 | Winter | 0.36908 | 0.35647 | 0.35647 | 0.8795 | 0.33257 | 0.25843 | 0 | 0.15048 | 0.66641 | 0.85008 | 0.011554 | 0.0054852 | 0.27362 | 0.57233 | 0.66641 | 0 | 0 | 0.85 | 0.85 | 0.85 | 0.85 | 0.8795 | 0.011554 | 0.60036 | 0 | 0.31896
2025-12-04 19:00 | 78831.7129 | 78313.1006 | 0 | 518.6123 | 0 | 0.25422 | 0.25317 | 0.27332 | 338 | 19 | Winter | 0.39083 | 0.3598 | 0.3598 | 0.8799 | 0.35171 | 0.25317 | 0 | 0 | 0.66641 | 0.85008 | 0.011624 | 0.0054852 | 0.27332 | 0.56127 | 0.66641 | 0 | 0 | 0.85 | 0.85 | 0.85 | 0.85 | 0.8799 | 0.011624 | 0.6033 | 0 | 0.16946
2025-12-04 20:00 | 76607.4645 | 76107.329 | 0 | 500.1355 | 0 | 0.24516 | 0.24388 | 0.26831 | 338 | 20 | Winter | 0.38392 | 0.35256 | 0.35256 | 0.88015 | 0.35332 | 0.24388 | 0 | 0 | 0.66539 | 0.85008 | 0.011729 | 0.0079216 | 0.26831 | 0.55127 | 0.66539 | 0 | 0 | 0.85 | 0.85 | 0.85 | 0.85 | 0.88015 | 0.011729 | 0.58652 | 0 | 0.16317
2025-12-04 21:00 | 73672.245 | 73189.3373 | 0 | 482.9078 | 0 | 0.23672 | 0.23569 | 0.25537 | 338 | 21 | Winter | 0.36841 | 0.34678 | 0.34678 | 0.88022 | 0.34293 | 0.23569 | 0 | 0 | 0.66206 | 0.85008 | 0.011764 | 0.0066981 | 0.25537 | 0.52537 | 0.66206 | 0 | 0 | 0.85 | 0.85 | 0.85 | 0.85 | 0.88022 | 0.011764 | 0.56856 | 0 | 0.14339
2025-12-04 22:00 | 69119.9933 | 68656.9224 | 0 | 463.0708 | 0 | 0.227 | 0.22631 | 0.23946 | 338 | 22 | Winter | 0.35457 | 0.33613 | 0.33613 | 0.87928 | 0.32008 | 0.22631 | 0 | 0 | 0.66206 | 0.85008 | 0.011868 | 0.0013818 | 0.23946 | 0.46434 | 0.66206 | 0 | 0 | 0.85 | 0.85 | 0.85 | 0.85 | 0.87928 | 0.011868 | 0.54642 | 0 | 0.12674
2025-12-04 23:00 | 64366.2261 | 63924.7289 | 0 | 441.4972 | 0 | 0.21642 | 0.21576 | 0.22837 | 338 | 23 | Winter | 0.33817 | 0.32402 | 0.32402 | 0.87673 | 0.30333 | 0.21576 | 0 | 0 | 0.66044 | 0.85008 | 0.011659 | 0.0013818 | 0.22837 | 0.41028 | 0.66044 | 0 | 0 | 0.85 | 0.85 | 0.85 | 0.85 | 0.87673 | 0.011659 | 0.51856 | 0 | 0.039796
2025-12-05 00:00 | 62178.0551 | 61735.9286 | 0 | 442.1265 | 0 | 0.21673 | 0.216 | 0.2299 | 339 | 0 | Winter | 0.38112 | 0.34822 | 0.34822 | 0.87184 | 0.31588 | 0.216 | 0 | 0 | 0.65714 | 0.85008 | 0.011799 | 0.0012155 | 0.2299 | 0.39122 | 0.65714 | 0 | 0 | 0.85 | 0.85 | 0.85 | 0.85 | 0.87184 | 0.011799 | 0.48528 | 0 | 0.0029205
2025-12-05 01:00 | 61450.5546 | 60996.4448 | 0 | 454.1098 | 0 | 0.2226 | 0.22179 | 0.23737 | 339 | 1 | Winter | 0.36674 | 0.33231 | 0.33231 | 0.87605 | 0.28158 | 0.22179 | 0 | 0 | 0.65714 | 0.85008 | 0.009774 | 0.00081967 | 0.23737 | 0.37856 | 0.65714 | 0 | 0 | 0.85 | 0.85 | 0.85 | 0.85 | 0.87605 | 0.009774 | 0.4777 | 0 | 0
2025-12-05 02:00 | 61276.1201 | 60817.6527 | 0 | 458.4675 | 0 | 0.22474 | 0.22363 | 0.24471 | 339 | 2 | Winter | 0.34679 | 0.32201 | 0.32201 | 0.8763 | 0.24925 | 0.22363 | 0 | 0 | 0.65714 | 0.85008 | 0.0098438 | 0.00079999 | 0.24471 | 0.37271 | 0.65714 | 0 | 0 | 0.85 | 0.85 | 0.85 | 0.85 | 0.8763 | 0.0098438 | 0.47491 | 0 | 0
2025-12-05 03:00 | 61419.7518 | 60968.9454 | 0 | 450.8064 | 0 | 0.22098 | 0.21921 | 0.25296 | 339 | 3 | Winter | 0.3338 | 0.31706 | 0.31706 | 0.87561 | 0.23438 | 0.21921 | 0 | 0 | 0.65714 | 0.85008 | 0.0098089 | 0.00079999 | 0.25296 | 0.37639 | 0.65714 | 0 | 0 | 0.85 | 0.85 | 0.85 | 0.85 | 0.87561 | 0.0098089 | 0.47708 | 0 | 0
2025-12-05 04:00 | 62140.1863 | 61702.9456 | 0 | 437.2407 | 0 | 0.21433 | 0.21186 | 0.25902 | 339 | 4 | Winter | 0.33501 | 0.31839 | 0.31839 | 0.87687 | 0.215 | 0.21186 | 0 | 0 | 0.65714 | 0.85008 | 0.0099486 | 0.00079999 | 0.25902 | 0.39652 | 0.65714 | 0 | 0 | 0.85 | 0.85 | 0.85 | 0.85 | 0.87687 | 0.0099486 | 0.49014 | 0 | 0
2025-12-05 05:00 | 67123.7217 | 66704.1515 | 0 | 419.5702 | 0 | 0.20567 | 0.20292 | 0.25537 | 339 | 5 | Winter | 0.34255 | 0.3212 | 0.3212 | 0.87819 | 0.21182 | 0.20292 | 0 | 0 | 0.65714 | 0.85008 | 0.010053 | 0.00079999 | 0.25537 | 0.45896 | 0.65714 | 0 | 0 | 0.85 | 0.85 | 0.85 | 0.85 | 0.87819 | 0.010053 | 0.52415 | 0 | 0
2025-12-05 06:00 | 75101.4958 | 74712.0805 | 0 | 389.4153 | 0 | 0.19089 | 0.18806 | 0.24212 | 339 | 6 | Winter | 0.3535 | 0.33148 | 0.33148 | 0.87914 | 0.24668 | 0.18806 | 0 | 0 | 0.65714 | 0.85008 | 0.010088 | 0.00079999 | 0.24212 | 0.54134 | 0.65714 | 0 | 0 | 0.85 | 0.85 | 0.85 | 0.85 | 0.87914 | 0.010088 | 0.55421 | 0 | 0.00017779
2025-12-05 07:00 | 83207.5648 | 82762.5088 | 89.2607 | 355.7953 | 0.0040312 | 0.17441 | 0.17172 | 0.22296 | 339 | 7 | Winter | 0.39334 | 0.34859 | 0.34859 | 0.8799 | 0.30623 | 0.17172 | 0.0040312 | 0 | 0.65714 | 0.85008 | 0.011938 | 0.017261 | 0.22296 | 0.53641 | 0.65714 | 0 | 0 | 0.85 | 0.85 | 0.85 | 0.85 | 0.8799 | 0.011938 | 0.56215 | 0.0028218 | 0.0038224
2025-12-05 08:00 | 80302.3517 | 78238.5727 | 1750.7487 | 313.0304 | 0.079067 | 0.15345 | 0.15097 | 0.19819 | 339 | 8 | Winter | 0.43014 | 0.36227 | 0.36227 | 0.88068 | 0.34685 | 0.15097 | 0.079067 | 0 | 0.65714 | 0.85008 | 0.010821 | 0.0096506 | 0.19819 | 0.4851 | 0.65714 | 0 | 0 | 0.85 | 0.85 | 0.85 | 0.85 | 0.88068 | 0.010821 | 0.53053 | 0.055347 | 8.8894e-05
2025-12-05 09:00 | 78357.1196 | 73840.5664 | 4208.666 | 307.8872 | 0.19007 | 0.15093 | 0.14958 | 0.17515 | 339 | 9 | Winter | 0.43228 | 0.35522 | 0.35522 | 0.88103 | 0.35924 | 0.14958 | 0.19007 | 0.040275 | 0.65714 | 0.85008 | 0.010961 | 0.00079999 | 0.17515 | 0.4407 | 0.65714 | 0 | 0 | 0.85 | 0.85 | 0.85 | 0.85 | 0.88103 | 0.010961 | 0.50047 | 0.13305 | 0
2025-12-05 10:00 | 76752.2558 | 70098.4421 | 6338.1741 | 315.6396 | 0.28624 | 0.15473 | 0.15451 | 0.15868 | 339 | 10 | Winter | 0.4061 | 0.33487 | 0.33487 | 0.88085 | 0.36964 | 0.15451 | 0.28624 | 0.40566 | 0.65161 | 0.85008 | 0.013544 | 0.00079999 | 0.15868 | 0.43351 | 0.65161 | 0 | 0 | 0.85 | 0.85 | 0.85 | 0.85 | 0.88085 | 0.013544 | 0.48026 | 0.20037 | 0
2025-12-05 11:00 | 73419.6947 | 65157.5667 | 7932.9618 | 329.1662 | 0.35827 | 0.16136 | 0.16198 | 0.15008 | 339 | 11 | Winter | 0.3925 | 0.32321 | 0.32321 | 0.87126 | 0.35242 | 0.16198 | 0.35827 | 0.54927 | 0.65161 | 0.85008 | 0.013649 | 0.00079999 | 0.15008 | 0.42796 | 0.65161 | 0 | 0 | 0.85 | 0.85 | 0.85 | 0.85 | 0.87126 | 0.013649 | 0.46854 | 0.25079 | 0
2025-12-05 12:00 | 71870.4895 | 62704.9082 | 8823.5644 | 342.0169 | 0.39849 | 0.16766 | 0.16877 | 0.14751 | 339 | 12 | Winter | 0.3815 | 0.31623 | 0.31623 | 0.87098 | 0.31489 | 0.16877 | 0.39849 | 0.54413 | 0.65161 | 0.85008 | 0.013788 | 0.00079999 | 0.14751 | 0.41662 | 0.65161 | 0 | 0 | 0.85 | 0.85 | 0.85 | 0.85 | 0.87098 | 0.013788 | 0.46441 | 0.27894 | 0
2025-12-05 13:00 | 71668.3645 | 62582.8773 | 8721.6974 | 363.7898 | 0.39389 | 0.17833 | 0.17988 | 0.15029 | 339 | 13 | Winter | 0.37364 | 0.31803 | 0.31803 | 0.87056 | 0.27101 | 0.17988 | 0.39389 | 0.51602 | 0.65161 | 0.85008 | 0.010996 | 0.00079999 | 0.15029 | 0.39216 | 0.65161 | 0 | 0 | 0.85 | 0.85 | 0.85 | 0.85 | 0.87056 | 0.010996 | 0.45541 | 0.27572 | 0
2025-12-05 14:00 | 71861.5329 | 63946.2897 | 7526.1931 | 389.0501 | 0.3399 | 0.19071 | 0.19256 | 0.15737 | 339 | 14 | Winter | 0.36662 | 0.31876 | 0.31876 | 0.87131 | 0.25223 | 0.19256 | 0.3399 | 0.50431 | 0.65161 | 0.85008 | 0.011519 | 0.00079999 | 0.15737 | 0.38684 | 0.65161 | 0 | 0 | 0.85 | 0.85 | 0.85 | 0.85 | 0.87131 | 0.011519 | 0.45706 | 0.23793 | 0
2025-12-05 15:00 | 72419.0797 | 66776.3899 | 5233.006 | 409.6837 | 0.23633 | 0.20083 | 0.2027 | 0.16693 | 339 | 15 | Winter | 0.35644 | 0.32325 | 0.32325 | 0.87285 | 0.24653 | 0.2027 | 0.23633 | 0.52622 | 0.65161 | 0.85008 | 0.011764 | 0.001192 | 0.16693 | 0.41154 | 0.65161 | 0 | 0 | 0.85 | 0.85 | 0.85 | 0.85 | 0.87285 | 0.011764 | 0.48176 | 0.16543 | 0
2025-12-05 16:00 | 74336.3266 | 71709.9357 | 2204.8143 | 421.5767 | 0.099574 | 0.20666 | 0.2081 | 0.18046 | 339 | 16 | Winter | 0.34271 | 0.32889 | 0.32889 | 0.87552 | 0.27001 | 0.2081 | 0.099574 | 0.54156 | 0.66088 | 0.85008 | 0.012567 | 0.0013328 | 0.18046 | 0.50479 | 0.66088 | 0 | 0 | 0.85 | 0.85 | 0.85 | 0.85 | 0.87552 | 0.012567 | 0.52016 | 0.069702 | 0
2025-12-05 17:00 | 78341.9079 | 77804.7446 | 94.0633 | 443.1 | 0.0042481 | 0.21721 | 0.21827 | 0.19797 | 339 | 17 | Winter | 0.35239 | 0.34089 | 0.34089 | 0.87812 | 0.31218 | 0.21827 | 0.0042481 | 0.47484 | 0.66641 | 0.85008 | 0.012811 | 0.0013818 | 0.19797 | 0.55841 | 0.66641 | 0 | 0 | 0.85 | 0.85 | 0.85 | 0.85 | 0.87812 | 0.012811 | 0.563 | 0.0029737 | 0.108
2025-12-05 18:00 | 79380.9209 | 78931.4102 | 0 | 449.5107 | 0 | 0.22035 | 0.22108 | 0.20708 | 339 | 18 | Winter | 0.36908 | 0.35647 | 0.35647 | 0.8795 | 0.33257 | 0.22108 | 0 | 0.15048 | 0.66641 | 0.85008 | 0.011554 | 0.0054852 | 0.20708 | 0.57233 | 0.66641 | 0 | 0 | 0.85 | 0.85 | 0.85 | 0.85 | 0.8795 | 0.011554 | 0.60036 | 0 | 0.31896
2025-12-05 19:00 | 78220.9043 | 77775.2989 | 0 | 445.6053 | 0 | 0.21843 | 0.21883 | 0.21123 | 339 | 19 | Winter | 0.39083 | 0.3598 | 0.3598 | 0.8799 | 0.35171 | 0.21883 | 0 | 0 | 0.66641 | 0.85008 | 0.011624 | 0.0054852 | 0.21123 | 0.56127 | 0.66641 | 0 | 0 | 0.85 | 0.85 | 0.85 | 0.85 | 0.8799 | 0.011624 | 0.6033 | 0 | 0.16946
2025-12-05 20:00 | 76028.1731 | 75589.0883 | 0 | 439.0848 | 0 | 0.21524 | 0.21536 | 0.21308 | 339 | 20 | Winter | 0.38392 | 0.35256 | 0.35256 | 0.88015 | 0.35332 | 0.21536 | 0 | 0 | 0.66539 | 0.85008 | 0.011729 | 0.0079216 | 0.21308 | 0.55127 | 0.66539 | 0 | 0 | 0.85 | 0.85 | 0.85 | 0.85 | 0.88015 | 0.011729 | 0.58652 | 0 | 0.16317
2025-12-05 21:00 | 73167.4488 | 72736.6817 | 0 | 430.7671 | 0 | 0.21116 | 0.21104 | 0.21337 | 339 | 21 | Winter | 0.36841 | 0.34678 | 0.34678 | 0.88022 | 0.34293 | 0.21104 | 0 | 0 | 0.66206 | 0.85008 | 0.011764 | 0.0066981 | 0.21337 | 0.52537 | 0.66206 | 0 | 0 | 0.85 | 0.85 | 0.85 | 0.85 | 0.88022 | 0.011764 | 0.56856 | 0 | 0.14339
2025-12-05 22:00 | 68683.9619 | 68268.9863 | 0 | 414.9755 | 0 | 0.20342 | 0.20332 | 0.20515 | 339 | 22 | Winter | 0.35457 | 0.33613 | 0.33613 | 0.87928 | 0.32008 | 0.20332 | 0 | 0 | 0.66206 | 0.85008 | 0.011868 | 0.0013818 | 0.20515 | 0.46434 | 0.66206 | 0 | 0 | 0.85 | 0.85 | 0.85 | 0.85 | 0.87928 | 0.011868 | 0.54642 | 0 | 0.12674
2025-12-05 23:00 | 63996.6152 | 63592.9568 | 0 | 403.6584 | 0 | 0.19787 | 0.19738 | 0.20681 | 339 | 23 | Winter | 0.33817 | 0.32402 | 0.32402 | 0.87673 | 0.30333 | 0.19738 | 0 | 0 | 0.66044 | 0.85008 | 0.011659 | 0.0013818 | 0.20681 | 0.41028 | 0.66044 | 0 | 0 | 0.85 | 0.85 | 0.85 | 0.85 | 0.87673 | 0.011659 | 0.51856 | 0 | 0.039796
2025-12-06 00:00 | 38662.1382 | 38262.9689 | 0 | 399.1693 | 0 | 0.19567 | 0.19467 | 0.21386 | 340 | 0 | Spring | 0.27877 | 0.32807 | 0.32807 | 0.86806 | 0.41526 | 0.19467 | 0 | 0 | 0.64562 | 0.85008 | 0.0133 | 0.00079999 | 0.21386 | 0.22892 | 0.64562 | 0 | 0 | 0.85 | 0.85 | 0.85 | 0.85 | 0.86806 | 0.0133 | 0.36461 | 0 | 0.048952
2025-12-06 01:00 | 37882.2572 | 37477.7174 | 0 | 404.5398 | 0 | 0.1983 | 0.19744 | 0.21396 | 340 | 1 | Spring | 0.27126 | 0.31736 | 0.31736 | 0.87726 | 0.38 | 0.19744 | 0 | 0 | 0.64562 | 0.85008 | 0.012357 | 0.00079999 | 0.21396 | 0.2248 | 0.64562 | 0 | 0 | 0.85 | 0.85 | 0.85 | 0.85 | 0.87726 | 0.012357 | 0.36019 | 0 | 0
2025-12-06 02:00 | 37810.5863 | 37394.9522 | 0 | 415.6341 | 0 | 0.20374 | 0.2031 | 0.2153 | 340 | 2 | Spring | 0.2611 | 0.30561 | 0.30561 | 0.87644 | 0.34552 | 0.2031 | 0 | 0 | 0.64562 | 0.85008 | 0.012462 | 0.00079999 | 0.2153 | 0.21959 | 0.64562 | 0 | 0 | 0.85 | 0.85 | 0.85 | 0.85 | 0.87644 | 0.012462 | 0.35507 | 0 | 0.0076969
2025-12-06 03:00 | 37959.8186 | 37518.4169 | 0 | 441.4017 | 0 | 0.21637 | 0.21618 | 0.21986 | 340 | 3 | Spring | 0.25348 | 0.29808 | 0.29808 | 0.87591 | 0.33422 | 0.21618 | 0 | 0 | 0.64562 | 0.85008 | 0.013439 | 0.00079999 | 0.21986 | 0.21762 | 0.64562 | 0 | 0 | 0.85 | 0.85 | 0.85 | 0.85 | 0.87591 | 0.013439 | 0.3547 | 0 | 0
2025-12-06 04:00 | 38445.5819 | 37981.3533 | 0 | 464.2286 | 0 | 0.22756 | 0.22797 | 0.22015 | 340 | 4 | Spring | 0.24517 | 0.29516 | 0.29516 | 0.87706 | 0.32769 | 0.22797 | 0 | 0 | 0.64562 | 0.85008 | 0.013579 | 0.00079999 | 0.22015 | 0.22054 | 0.64562 | 0 | 0 | 0.85 | 0.85 | 0.85 | 0.85 | 0.87706 | 0.013579 | 0.36068 | 0 | 0
2025-12-06 05:00 | 40933.6171 | 40465.2308 | 0 | 468.3863 | 0 | 0.2296 | 0.2299 | 0.22417 | 340 | 5 | Spring | 0.24319 | 0.29542 | 0.29542 | 0.87925 | 0.32324 | 0.2299 | 0 | 0 | 0.64562 | 0.85008 | 0.013719 | 0.00079999 | 0.22417 | 0.24903 | 0.64562 | 0 | 0 | 0.85 | 0.85 | 0.85 | 0.85 | 0.87925 | 0.013719 | 0.38813 | 0 | 0
2025-12-06 06:00 | 43193.6104 | 42748.771 | 0 | 444.8394 | 0 | 0.21806 | 0.21745 | 0.22912 | 340 | 6 | Spring | 0.25416 | 0.29826 | 0.29826 | 0.88123 | 0.35611 | 0.21745 | 0 | 0 | 0.6501 | 0.85008 | 0.013404 | 0.00083936 | 0.22912 | 0.30317 | 0.6501 | 0 | 0 | 0.85 | 0.85 | 0.85 | 0.85 | 0.88123 | 0.013404 | 0.4151 | 0 | 0
2025-12-06 07:00 | 47081.9429 | 46569.8174 | 97.7357 | 414.3898 | 0.0044139 | 0.20313 | 0.20154 | 0.23199 | 340 | 7 | Spring | 0.26383 | 0.30635 | 0.30635 | 0.88211 | 0.39696 | 0.20154 | 0.0044139 | 0 | 0.65669 | 0.85008 | 0.012671 | 0.0010882 | 0.23199 | 0.29 | 0.65669 | 0 | 0 | 0.85 | 0.85 | 0.85 | 0.85 | 0.88211 | 0.012671 | 0.40054 | 0.0030898 | 0.0096656
2025-12-06 08:00 | 47852.4476 | 45661.3992 | 1819.0359 | 372.0125 | 0.082151 | 0.18236 | 0.18018 | 0.22173 | 340 | 8 | Spring | 0.26441 | 0.30255 | 0.30255 | 0.88442 | 0.42633 | 0.18018 | 0.082151 | 0 | 0.65669 | 0.85008 | 0.012183 | 0.0010228 | 0.22173 | 0.28372 | 0.65669 | 0 | 0 | 0.85 | 0.85 | 0.85 | 0.85 | 0.88442 | 0.012183 | 0.39226 | 0.057506 | 0.029613
2025-12-06 09:00 | 48551.9739 | 43992.6928 | 4203.098 | 356.183 | 0.18982 | 0.1746 | 0.17239 | 0.21461 | 340 | 9 | Spring | 0.25911 | 0.30095 | 0.30095 | 0.88542 | 0.45108 | 0.17239 | 0.18982 | 0.38061 | 0.65642 | 0.85008 | 0.011659 | 0.00079999 | 0.21461 | 0.26073 | 0.65642 | 0 | 0 | 0.85 | 0.85 | 0.85 | 0.85 | 0.88542 | 0.011659 | 0.37528 | 0.13287 | 0
2025-12-06 10:00 | 48271.4035 | 41749.0917 | 6109.4942 | 412.8177 | 0.27592 | 0.20236 | 0.20125 | 0.22237 | 340 | 10 | Spring | 0.26146 | 0.29721 | 0.29721 | 0.88641 | 0.4463 | 0.20125 | 0.27592 | 0.64871 | 0.65688 | 0.85008 | 0.011484 | 0.00079999 | 0.22237 | 0.27476 | 0.65688 | 0 | 0 | 0.85 | 0.85 | 0.85 | 0.85 | 0.88641 | 0.011484 | 0.37825 | 0.19314 | 0
2025-12-06 11:00 | 47505.9423 | 39839.4533 | 7188.1184 | 478.3706 | 0.32463 | 0.2345 | 0.23432 | 0.23764 | 340 | 11 | Spring | 0.25473 | 0.28311 | 0.28311 | 0.88809 | 0.41276 | 0.23432 | 0.32463 | 0.69148 | 0.65688 | 0.85008 | 0.01138 | 0.00079999 | 0.23764 | 0.29695 | 0.65688 | 0 | 0 | 0.85 | 0.85 | 0.85 | 0.85 | 0.88809 | 0.01138 | 0.38376 | 0.22724 | 0.0092363
2025-12-06 12:00 | 46490.9702 | 38766.5925 | 7210.4543 | 513.9234 | 0.32564 | 0.25192 | 0.25216 | 0.24763 | 340 | 12 | Spring | 0.24979 | 0.27224 | 0.27224 | 0.88874 | 0.38152 | 0.25216 | 0.32564 | 0.67553 | 0.65688 | 0.85008 | 0.011484 | 0.00080167 | 0.24763 | 0.31905 | 0.65688 | 0 | 0 | 0.85 | 0.85 | 0.85 | 0.85 | 0.88874 | 0.011484 | 0.39243 | 0.22795 | 0.0092363
2025-12-06 13:00 | 44078.1826 | 37048.5678 | 6501.5701 | 528.0448 | 0.29362 | 0.25885 | 0.25897 | 0.25658 | 340 | 13 | Spring | 0.2448 | 0.25993 | 0.25993 | 0.88865 | 0.35645 | 0.25897 | 0.29362 | 0.66427 | 0.65688 | 0.85008 | 0.010123 | 0.00079999 | 0.25658 | 0.32335 | 0.65688 | 0 | 0 | 0.85 | 0.85 | 0.85 | 0.85 | 0.88865 | 0.010123 | 0.40028 | 0.20554 | 0.0092363
2025-12-06 14:00 | 43631.7157 | 37918.9078 | 5177.8186 | 534.9893 | 0.23384 | 0.26225 | 0.26227 | 0.26196 | 340 | 14 | Spring | 0.24385 | 0.25881 | 0.25881 | 0.88747 | 0.34975 | 0.26227 | 0.23384 | 0.65679 | 0.65688 | 0.85008 | 0.0099835 | 0.0013328 | 0.26196 | 0.32489 | 0.65688 | 0 | 0 | 0.85 | 0.85 | 0.85 | 0.85 | 0.88747 | 0.0099835 | 0.40115 | 0.16369 | 0.0094141
2025-12-06 15:00 | 43732.4548 | 39831.0021 | 3364.4122 | 537.0405 | 0.15194 | 0.26326 | 0.26335 | 0.26154 | 340 | 15 | Spring | 0.24372 | 0.26351 | 0.26351 | 0.88663 | 0.34492 | 0.26335 | 0.15194 | 0.66692 | 0.65688 | 0.85008 | 0.010088 | 0.0013328 | 0.26154 | 0.33518 | 0.65688 | 0 | 0 | 0.85 | 0.85 | 0.85 | 0.85 | 0.88663 | 0.010088 | 0.4158 | 0.10636 | 0.0094141
2025-12-06 16:00 | 45212.5392 | 43331.6572 | 1350.5416 | 530.3404 | 0.060993 | 0.25997 | 0.25981 | 0.26279 | 340 | 16 | Spring | 0.24178 | 0.27908 | 0.27908 | 0.87629 | 0.34371 | 0.25981 | 0.060993 | 0.67652 | 0.66614 | 0.85008 | 0.010018 | 0.0013328 | 0.26279 | 0.36047 | 0.66614 | 0 | 0 | 0.85 | 0.85 | 0.85 | 0.85 | 0.87629 | 0.010018 | 0.43848 | 0.042695 | 0.0092363
2025-12-06 17:00 | 49935.9513 | 49322.4561 | 59.6693 | 553.8258 | 0.0026948 | 0.27148 | 0.27157 | 0.26997 | 340 | 17 | Spring | 0.24363 | 0.29823 | 0.29823 | 0.87688 | 0.36264 | 0.27157 | 0.0026948 | 0.6679 | 0.66614 | 0.85008 | 0.010018 | 0.0035317 | 0.26997 | 0.37417 | 0.66614 | 0 | 0 | 0.85 | 0.85 | 0.85 | 0.85 | 0.87688 | 0.010018 | 0.48342 | 0.0018864 | 0.28272
2025-12-06 18:00 | 51097.0822 | 50542.0261 | 0 | 555.0561 | 0 | 0.27209 | 0.27209 | 0.27204 | 340 | 18 | Spring | 0.25066 | 0.31384 | 0.31384 | 0.87696 | 0.40118 | 0.27209 | 0 | 0.58773 | 0.66614 | 0.85008 | 0.010158 | 0.027398 | 0.27204 | 0.3962 | 0.66614 | 0 | 0 | 0.85 | 0.85 | 0.85 | 0.85 | 0.87696 | 0.010158 | 0.50599 | 0 | 0.42211
2025-12-06 19:00 | 51271.5379 | 50715.3111 | 0 | 556.2268 | 0 | 0.27266 | 0.27287 | 0.26882 | 340 | 19 | Spring | 0.26664 | 0.33067 | 0.33067 | 0.8775 | 0.42487 | 0.27287 | 0 | 0.23069 | 0.66641 | 0.85008 | 0.010612 | 0.027398 | 0.26882 | 0.41363 | 0.66641 | 0 | 0 | 0.85 | 0.85 | 0.85 | 0.85 | 0.8775 | 0.010612 | 0.52452 | 0 | 0.39185
2025-12-06 20:00 | 50658.8016 | 50102.0683 | 0 | 556.7332 | 0 | 0.27291 | 0.27333 | 0.26521 | 340 | 20 | Spring | 0.28392 | 0.33907 | 0.33907 | 0.87706 | 0.44583 | 0.27333 | 0 | 0 | 0.66641 | 0.85008 | 0.010717 | 0.013216 | 0.26521 | 0.41376 | 0.66641 | 0 | 0 | 0.85 | 0.85 | 0.85 | 0.85 | 0.87706 | 0.010717 | 0.52178 | 0 | 0.34357
2025-12-06 21:00 | 48590.1383 | 48031.2909 | 0 | 558.8474 | 0 | 0.27394 | 0.27424 | 0.26863 | 340 | 21 | Spring | 0.28852 | 0.33774 | 0.33774 | 0.87764 | 0.44688 | 0.27424 | 0 | 0 | 0.66641 | 0.85008 | 0.010682 | 0.0013328 | 0.26863 | 0.40821 | 0.66641 | 0 | 0 | 0.85 | 0.85 | 0.85 | 0.85 | 0.87764 | 0.010682 | 0.49219 | 0 | 0.10075
2025-12-06 22:00 | 45596.0785 | 45022.7684 | 0 | 573.3101 | 0 | 0.28103 | 0.28145 | 0.27351 | 340 | 22 | Spring | 0.27883 | 0.33192 | 0.33192 | 0.87863 | 0.45017 | 0.28145 | 0 | 0 | 0.66641 | 0.85008 | 0.010717 | 0.0013328 | 0.27351 | 0.36384 | 0.66641 | 0 | 0 | 0.85 | 0.85 | 0.85 | 0.85 | 0.87863 | 0.010717 | 0.43629 | 0 | 0.081544
2025-12-06 23:00 | 42177.7199 | 41569.5563 | 0 | 608.1635 | 0 | 0.29812 | 0.29907 | 0.28096 | 340 | 23 | Spring | 0.26601 | 0.32932 | 0.32932 | 0.87267 | 0.42104 | 0.29907 | 0 | 0 | 0.65528 | 0.85008 | 0.011973 | 0.0013328 | 0.28096 | 0.30433 | 0.65528 | 0 | 0 | 0.85 | 0.85 | 0.85 | 0.85 | 0.87267 | 0.011973 | 0.38142 | 0 | 0.039465
2025-12-07 00:00 | 39710.2285 | 39054.6986 | 0 | 655.53 | 0 | 0.32134 | 0.32298 | 0.29175 | 341 | 0 | Spring | 0.27877 | 0.32807 | 0.32807 | 0.86806 | 0.41526 | 0.32298 | 0 | 0 | 0.64562 | 0.85008 | 0.0133 | 0.00079999 | 0.29175 | 0.22892 | 0.64562 | 0 | 0 | 0.85 | 0.85 | 0.85 | 0.85 | 0.86806 | 0.0133 | 0.36461 | 0 | 0.048952
2025-12-07 01:00 | 38941.5218 | 38250.8739 | 0 | 690.6479 | 0 | 0.33855 | 0.34035 | 0.30603 | 341 | 1 | Spring | 0.27126 | 0.31736 | 0.31736 | 0.87726 | 0.38 | 0.34035 | 0 | 0 | 0.64562 | 0.85008 | 0.012357 | 0.00079999 | 0.30603 | 0.2248 | 0.64562 | 0 | 0 | 0.85 | 0.85 | 0.85 | 0.85 | 0.87726 | 0.012357 | 0.36019 | 0 | 0
2025-12-07 02:00 | 38824.8672 | 38105.2902 | 0 | 719.577 | 0 | 0.35273 | 0.35454 | 0.32017 | 341 | 2 | Spring | 0.2611 | 0.30561 | 0.30561 | 0.87644 | 0.34552 | 0.35454 | 0 | 0 | 0.64562 | 0.85008 | 0.012462 | 0.00079999 | 0.32017 | 0.21959 | 0.64562 | 0 | 0 | 0.85 | 0.85 | 0.85 | 0.85 | 0.87644 | 0.012462 | 0.35507 | 0 | 0.0076969
2025-12-07 03:00 | 38886.7109 | 38141.6082 | 0 | 745.1027 | 0 | 0.36525 | 0.36709 | 0.3319 | 341 | 3 | Spring | 0.25348 | 0.29808 | 0.29808 | 0.87591 | 0.33422 | 0.36709 | 0 | 0 | 0.64562 | 0.85008 | 0.013439 | 0.00079999 | 0.3319 | 0.21762 | 0.64562 | 0 | 0 | 0.85 | 0.85 | 0.85 | 0.85 | 0.87591 | 0.013439 | 0.3547 | 0 | 0
2025-12-07 04:00 | 39243.5402 | 38491.442 | 0 | 752.0982 | 0 | 0.36868 | 0.37049 | 0.33595 | 341 | 4 | Spring | 0.24517 | 0.29516 | 0.29516 | 0.87706 | 0.32769 | 0.37049 | 0 | 0 | 0.64562 | 0.85008 | 0.013579 | 0.00079999 | 0.33595 | 0.22054 | 0.64562 | 0 | 0 | 0.85 | 0.85 | 0.85 | 0.85 | 0.87706 | 0.013579 | 0.36068 | 0 | 0
2025-12-07 05:00 | 41545.9886 | 40800.7439 | 0 | 745.2447 | 0 | 0.36532 | 0.36729 | 0.3296 | 341 | 5 | Spring | 0.24319 | 0.29542 | 0.29542 | 0.87925 | 0.32324 | 0.36729 | 0 | 0 | 0.64562 | 0.85008 | 0.013719 | 0.00079999 | 0.3296 | 0.24903 | 0.64562 | 0 | 0 | 0.85 | 0.85 | 0.85 | 0.85 | 0.87925 | 0.013719 | 0.38813 | 0 | 0
2025-12-07 06:00 | 43699.4486 | 42985.2573 | 0 | 714.1912 | 0 | 0.35009 | 0.35237 | 0.30903 | 341 | 6 | Spring | 0.25416 | 0.29826 | 0.29826 | 0.88123 | 0.35611 | 0.35237 | 0 | 0 | 0.6501 | 0.85008 | 0.013404 | 0.00083936 | 0.30903 | 0.30317 | 0.6501 | 0 | 0 | 0.85 | 0.85 | 0.85 | 0.85 | 0.88123 | 0.013404 | 0.4151 | 0 | 0
2025-12-07 07:00 | 47486.7176 | 46715.2068 | 103.491 | 668.0198 | 0.0046739 | 0.32746 | 0.33013 | 0.27927 | 341 | 7 | Spring | 0.26383 | 0.30635 | 0.30635 | 0.88211 | 0.39696 | 0.33013 | 0.0046739 | 0 | 0.65669 | 0.85008 | 0.012671 | 0.0010882 | 0.27927 | 0.29 | 0.65669 | 0 | 0 | 0.85 | 0.85 | 0.85 | 0.85 | 0.88211 | 0.012671 | 0.40054 | 0.0032717 | 0.0096656
2025-12-07 08:00 | 48277.2894 | 45495.5283 | 2185.3349 | 596.4263 | 0.098694 | 0.29237 | 0.29469 | 0.25037 | 341 | 8 | Spring | 0.26441 | 0.30255 | 0.30255 | 0.88442 | 0.42633 | 0.29469 | 0.098694 | 0 | 0.65669 | 0.85008 | 0.012183 | 0.0010228 | 0.25037 | 0.28372 | 0.65669 | 0 | 0 | 0.85 | 0.85 | 0.85 | 0.85 | 0.88442 | 0.012183 | 0.39226 | 0.069086 | 0.029613
2025-12-07 09:00 | 48944.7668 | 43116.0187 | 5280.6983 | 548.0499 | 0.23849 | 0.26865 | 0.27112 | 0.22396 | 341 | 9 | Spring | 0.25911 | 0.30095 | 0.30095 | 0.88542 | 0.45108 | 0.27112 | 0.23849 | 0.38061 | 0.65642 | 0.85008 | 0.011659 | 0.00079999 | 0.22396 | 0.26073 | 0.65642 | 0 | 0 | 0.85 | 0.85 | 0.85 | 0.85 | 0.88542 | 0.011659 | 0.37528 | 0.16694 | 0
2025-12-07 10:00 | 48624.6046 | 40342.0447 | 7695.7019 | 586.8581 | 0.34755 | 0.28768 | 0.29162 | 0.21646 | 341 | 10 | Spring | 0.26146 | 0.29721 | 0.29721 | 0.88641 | 0.4463 | 0.29162 | 0.34755 | 0.64871 | 0.65688 | 0.85008 | 0.011484 | 0.00079999 | 0.21646 | 0.27476 | 0.65688 | 0 | 0 | 0.85 | 0.85 | 0.85 | 0.85 | 0.88641 | 0.011484 | 0.37825 | 0.24329 | 0
2025-12-07 11:00 | 47834.138 | 38091.9054 | 9123.1121 | 619.1205 | 0.41202 | 0.30349 | 0.30799 | 0.22219 | 341 | 11 | Spring | 0.25473 | 0.28311 | 0.28311 | 0.88809 | 0.41276 | 0.30799 | 0.41202 | 0.69148 | 0.65688 | 0.85008 | 0.01138 | 0.00079999 | 0.22219 | 0.29695 | 0.65688 | 0 | 0 | 0.85 | 0.85 | 0.85 | 0.85 | 0.88809 | 0.01138 | 0.38376 | 0.28841 | 0.0092363
2025-12-07 12:00 | 46819.6868 | 36441.2818 | 9739.3623 | 639.0427 | 0.43985 | 0.31326 | 0.31783 | 0.23054 | 341 | 12 | Spring | 0.24979 | 0.27224 | 0.27224 | 0.88874 | 0.38152 | 0.31783 | 0.43985 | 0.67553 | 0.65688 | 0.85008 | 0.011484 | 0.00080167 | 0.23054 | 0.31905 | 0.65688 | 0 | 0 | 0.85 | 0.85 | 0.85 | 0.85 | 0.88874 | 0.011484 | 0.39243 | 0.30789 | 0.0092363
2025-12-07 13:00 | 44453.5239 | 34672.2879 | 9128.7167 | 652.5192 | 0.41227 | 0.31986 | 0.32442 | 0.23746 | 341 | 13 | Spring | 0.2448 | 0.25993 | 0.25993 | 0.88865 | 0.35645 | 0.32442 | 0.41227 | 0.66427 | 0.65688 | 0.85008 | 0.010123 | 0.00079999 | 0.23746 | 0.32335 | 0.65688 | 0 | 0 | 0.85 | 0.85 | 0.85 | 0.85 | 0.88865 | 0.010123 | 0.40028 | 0.28859 | 0.0092363
2025-12-07 14:00 | 44033.9899 | 35833.3091 | 7539.3456 | 661.3351 | 0.34049 | 0.32418 | 0.3287 | 0.24254 | 341 | 14 | Spring | 0.24385 | 0.25881 | 0.25881 | 0.88747 | 0.34975 | 0.3287 | 0.34049 | 0.65679 | 0.65688 | 0.85008 | 0.0099835 | 0.0013328 | 0.24254 | 0.32489 | 0.65688 | 0 | 0 | 0.85 | 0.85 | 0.85 | 0.85 | 0.88747 | 0.0099835 | 0.40115 | 0.23834 | 0.0094141
2025-12-07 15:00 | 44163.381 | 38558.3282 | 4947.6803 | 657.3725 | 0.22345 | 0.32224 | 0.32645 | 0.24616 | 341 | 15 | Spring | 0.24372 | 0.26351 | 0.26351 | 0.88663 | 0.34492 | 0.32645 | 0.22345 | 0.66692 | 0.65688 | 0.85008 | 0.010088 | 0.0013328 | 0.24616 | 0.33518 | 0.65688 | 0 | 0 | 0.85 | 0.85 | 0.85 | 0.85 | 0.88663 | 0.010088 | 0.4158 | 0.15641 | 0.0094141
2025-12-07 16:00 | 45650.8576 | 43034.6561 | 1967.0471 | 649.1544 | 0.088836 | 0.31821 | 0.32187 | 0.25211 | 341 | 16 | Spring | 0.24178 | 0.27908 | 0.27908 | 0.87629 | 0.34371 | 0.32187 | 0.088836 | 0.67652 | 0.66614 | 0.85008 | 0.010018 | 0.0013328 | 0.25211 | 0.36047 | 0.66614 | 0 | 0 | 0.85 | 0.85 | 0.85 | 0.85 | 0.87629 | 0.010018 | 0.43848 | 0.062185 | 0.0092363
2025-12-07 17:00 | 50178.0607 | 49454.0396 | 75.5798 | 648.4413 | 0.0034133 | 0.31786 | 0.32083 | 0.26432 | 341 | 17 | Spring | 0.24363 | 0.29823 | 0.29823 | 0.87688 | 0.36264 | 0.32083 | 0.0034133 | 0.6679 | 0.66614 | 0.85008 | 0.010018 | 0.0035317 | 0.26432 | 0.37417 | 0.66614 | 0 | 0 | 0.85 | 0.85 | 0.85 | 0.85 | 0.87688 | 0.010018 | 0.48342 | 0.0023893 | 0.28272
2025-12-07 18:00 | 51264.9829 | 50626.8844 | 0 | 638.0985 | 0 | 0.31279 | 0.31528 | 0.26783 | 341 | 18 | Spring | 0.25066 | 0.31384 | 0.31384 | 0.87696 | 0.40118 | 0.31528 | 0 | 0.58773 | 0.66614 | 0.85008 | 0.010158 | 0.027398 | 0.26783 | 0.3962 | 0.66614 | 0 | 0 | 0.85 | 0.85 | 0.85 | 0.85 | 0.87696 | 0.010158 | 0.50599 | 0 | 0.42211
2025-12-07 19:00 | 51394.7415 | 50773.0394 | 0 | 621.7022 | 0 | 0.30476 | 0.3068 | 0.26775 | 341 | 19 | Spring | 0.26664 | 0.33067 | 0.33067 | 0.8775 | 0.42487 | 0.3068 | 0 | 0.23069 | 0.66641 | 0.85008 | 0.010612 | 0.027398 | 0.26775 | 0.41363 | 0.66641 | 0 | 0 | 0.85 | 0.85 | 0.85 | 0.85 | 0.8775 | 0.010612 | 0.52452 | 0 | 0.39185
2025-12-07 20:00 | 50767.1062 | 50163.7761 | 0 | 603.33 | 0 | 0.29575 | 0.29736 | 0.26662 | 341 | 20 | Spring | 0.28392 | 0.33907 | 0.33907 | 0.87706 | 0.44583 | 0.29736 | 0 | 0 | 0.66641 | 0.85008 | 0.010717 | 0.013216 | 0.26662 | 0.41376 | 0.66641 | 0 | 0 | 0.85 | 0.85 | 0.85 | 0.85 | 0.87706 | 0.010717 | 0.52178 | 0 | 0.34357
2025-12-07 21:00 | 48699.589 | 48116.5422 | 0 | 583.0468 | 0 | 0.28581 | 0.28698 | 0.2647 | 341 | 21 | Spring | 0.28852 | 0.33774 | 0.33774 | 0.87764 | 0.44688 | 0.28698 | 0 | 0 | 0.66641 | 0.85008 | 0.010682 | 0.0013328 | 0.2647 | 0.40821 | 0.66641 | 0 | 0 | 0.85 | 0.85 | 0.85 | 0.85 | 0.87764 | 0.010682 | 0.49219 | 0 | 0.10075
2025-12-07 22:00 | 45722.4338 | 45153.3391 | 0 | 569.0948 | 0 | 0.27897 | 0.28002 | 0.25987 | 341 | 22 | Spring | 0.27883 | 0.33192 | 0.33192 | 0.87863 | 0.45017 | 0.28002 | 0 | 0 | 0.66641 | 0.85008 | 0.010717 | 0.0013328 | 0.25987 | 0.36384 | 0.66641 | 0 | 0 | 0.85 | 0.85 | 0.85 | 0.85 | 0.87863 | 0.010717 | 0.43629 | 0 | 0.081544
2025-12-07 23:00 | 42299.4909 | 41743.0049 | 0 | 556.486 | 0 | 0.27279 | 0.27394 | 0.252 | 341 | 23 | Spring | 0.26601 | 0.32932 | 0.32932 | 0.87267 | 0.42104 | 0.27394 | 0 | 0 | 0.65528 | 0.85008 | 0.011973 | 0.0013328 | 0.252 | 0.30433 | 0.65528 | 0 | 0 | 0.85 | 0.85 | 0.85 | 0.85 | 0.87267 | 0.011973 | 0.38142 | 0 | 0.039465
2025-12-08 00:00 | 62905.2951 | 62350.5029 | 0 | 554.7923 | 0 | 0.27196 | 0.27331 | 0.24742 | 342 | 0 | Winter Peak | 0.78684 | 0.4395 | 0.4395 | 0.95884 | 0.39604 | 0.27331 | 0 | 0 | 0.65714 | 0.85008 | 0.055084 | 0.0013328 | 0.24742 | 0.4288 | 0.65714 | 0 | 0 | 0.85 | 0.85 | 0.85 | 0.85 | 0.95884 | 0.055084 | 0.49358 | 0 | 0.005841
2025-12-08 01:00 | 62202.279 | 61646.2145 | 0 | 556.0645 | 0 | 0.27258 | 0.2739 | 0.24879 | 342 | 1 | Winter Peak | 0.77838 | 0.42769 | 0.42769 | 0.95772 | 0.35356 | 0.2739 | 0 | 0 | 0.65714 | 0.85008 | 0.021014 | 0.00083936 | 0.24879 | 0.41457 | 0.65714 | 0 | 0 | 0.85 | 0.85 | 0.85 | 0.85 | 0.95772 | 0.021014 | 0.48366 | 0 | 0
2025-12-08 02:00 | 62024.7189 | 61469.7315 | 0 | 554.9874 | 0 | 0.27205 | 0.27317 | 0.25179 | 342 | 2 | Winter Peak | 0.77383 | 0.41814 | 0.41814 | 0.95559 | 0.32805 | 0.27317 | 0 | 0 | 0.65714 | 0.85008 | 0.018745 | 0.00079999 | 0.25179 | 0.40342 | 0.65714 | 0 | 0 | 0.85 | 0.85 | 0.85 | 0.85 | 0.95559 | 0.018745 | 0.48042 | 0 | 0
2025-12-08 03:00 | 62144.908 | 61590.7333 | 0 | 554.1747 | 0 | 0.27165 | 0.27257 | 0.25508 | 342 | 3 | Winter Peak | 0.77051 | 0.41471 | 0.41471 | 0.9553 | 0.30864 | 0.27257 | 0 | 0 | 0.65714 | 0.85008 | 0.019688 | 0.00079999 | 0.25508 | 0.40237 | 0.65714 | 0 | 0 | 0.85 | 0.85 | 0.85 | 0.85 | 0.9553 | 0.019688 | 0.47953 | 0 | 0
2025-12-08 04:00 | 62870.552 | 62322.0247 | 0 | 548.5273 | 0 | 0.26889 | 0.26974 | 0.25347 | 342 | 4 | Winter Peak | 0.76333 | 0.41653 | 0.41653 | 0.95476 | 0.29732 | 0.26974 | 0 | 0 | 0.65714 | 0.85008 | 0.024226 | 0.00079999 | 0.25347 | 0.41478 | 0.65714 | 0 | 0 | 0.85 | 0.85 | 0.85 | 0.85 | 0.95476 | 0.024226 | 0.48811 | 0 | 0
2025-12-08 05:00 | 67874.1437 | 67336.783 | 0 | 537.3607 | 0 | 0.26341 | 0.26435 | 0.24637 | 342 | 5 | Winter Peak | 0.76397 | 0.42656 | 0.42656 | 0.95318 | 0.30835 | 0.26435 | 0 | 0 | 0.65714 | 0.85008 | 0.038956 | 0.00079999 | 0.24637 | 0.46875 | 0.65714 | 0 | 0 | 0.85 | 0.85 | 0.85 | 0.85 | 0.95318 | 0.038956 | 0.52604 | 0 | 0
2025-12-08 06:00 | 75892.0306 | 75376.1856 | 0 | 515.8451 | 0 | 0.25287 | 0.25425 | 0.22784 | 342 | 6 | Winter Peak | 0.77622 | 0.44373 | 0.44373 | 0.95422 | 0.35077 | 0.25425 | 0 | 0 | 0.65714 | 0.85008 | 0.095995 | 0.00079999 | 0.22784 | 0.54606 | 0.65714 | 0 | 0 | 0.85 | 0.85 | 0.85 | 0.85 | 0.95422 | 0.095995 | 0.55621 | 0 | 0.00017779
2025-12-08 07:00 | 84056.4456 | 83479.5347 | 91.6886 | 485.2223 | 0.0041408 | 0.23785 | 0.23962 | 0.20585 | 342 | 7 | Winter Peak | 0.79675 | 0.46785 | 0.46785 | 0.95426 | 0.42875 | 0.23962 | 0.0041408 | 0 | 0.65714 | 0.85008 | 0.14633 | 0.018485 | 0.20585 | 0.55329 | 0.65714 | 0 | 0 | 0.85 | 0.85 | 0.85 | 0.85 | 0.95426 | 0.14633 | 0.5704 | 0.0028986 | 0.00079354
2025-12-08 08:00 | 81392.3596 | 78972.0549 | 1978.574 | 441.7306 | 0.089356 | 0.21653 | 0.21827 | 0.18517 | 342 | 8 | Winter Peak | 0.81616 | 0.48757 | 0.48757 | 0.95409 | 0.46748 | 0.21827 | 0.089356 | 0 | 0.65714 | 0.85008 | 0.13041 | 0.018501 | 0.18517 | 0.50439 | 0.65714 | 0 | 0 | 0.85 | 0.85 | 0.85 | 0.85 | 0.95409 | 0.13041 | 0.53483 | 0.062549 | 0.00017779
2025-12-08 09:00 | 79605.0446 | 74383.0327 | 4824.4305 | 397.5814 | 0.21788 | 0.19489 | 0.19653 | 0.16524 | 342 | 9 | Winter Peak | 0.82743 | 0.4868 | 0.4868 | 0.95409 | 0.47176 | 0.19653 | 0.21788 | 0.0015113 | 0.65714 | 0.85008 | 0.10175 | 0.00079999 | 0.16524 | 0.45454 | 0.65714 | 0 | 0 | 0.85 | 0.85 | 0.85 | 0.85 | 0.95409 | 0.10175 | 0.50594 | 0.15252 | 0
2025-12-08 10:00 | 78020.2372 | 70429.4584 | 7184.9049 | 405.8739 | 0.32448 | 0.19896 | 0.20129 | 0.15672 | 342 | 10 | Winter Peak | 0.81193 | 0.46822 | 0.46822 | 0.95392 | 0.43943 | 0.20129 | 0.32448 | 0.34759 | 0.65714 | 0.85008 | 0.06409 | 0.00079999 | 0.15672 | 0.43658 | 0.65714 | 0 | 0 | 0.85 | 0.85 | 0.85 | 0.85 | 0.95392 | 0.06409 | 0.48847 | 0.22714 | 0
2025-12-08 11:00 | 74586.3522 | 65571.861 | 8586.1071 | 428.3841 | 0.38777 | 0.20999 | 0.21307 | 0.15442 | 342 | 11 | Winter Peak | 0.77725 | 0.44649 | 0.44649 | 0.95346 | 0.4136 | 0.21307 | 0.38777 | 0.56098 | 0.65714 | 0.85008 | 0.023737 | 0.00079999 | 0.15442 | 0.42784 | 0.65714 | 0 | 0 | 0.85 | 0.85 | 0.85 | 0.85 | 0.95346 | 0.023737 | 0.47131 | 0.27144 | 0
2025-12-08 12:00 | 72943.6373 | 63378.6734 | 9127.4428 | 437.5211 | 0.41221 | 0.21447 | 0.21793 | 0.15198 | 342 | 12 | Winter Peak | 0.75514 | 0.43187 | 0.43187 | 0.9539 | 0.37988 | 0.21793 | 0.41221 | 0.54133 | 0.65714 | 0.85008 | 0.028414 | 0.00079999 | 0.15198 | 0.41935 | 0.65714 | 0 | 0 | 0.85 | 0.85 | 0.85 | 0.85 | 0.9539 | 0.028414 | 0.46484 | 0.28855 | 0
2025-12-08 13:00 | 72684.7292 | 63709.5303 | 8525.8364 | 449.3625 | 0.38504 | 0.22028 | 0.22387 | 0.15522 | 342 | 13 | Winter Peak | 0.7313 | 0.41622 | 0.41622 | 0.95449 | 0.35466 | 0.22387 | 0.38504 | 0.50816 | 0.65714 | 0.85008 | 0.032883 | 0.00079999 | 0.15522 | 0.39041 | 0.65714 | 0 | 0 | 0.85 | 0.85 | 0.85 | 0.85 | 0.95449 | 0.032883 | 0.45621 | 0.26953 | 0
2025-12-08 14:00 | 72867.2182 | 65496.1939 | 6907.8569 | 463.1675 | 0.31197 | 0.22704 | 0.23034 | 0.16738 | 342 | 14 | Winter Peak | 0.71732 | 0.3979 | 0.3979 | 0.95429 | 0.33621 | 0.23034 | 0.31197 | 0.49139 | 0.65714 | 0.85008 | 0.036164 | 0.00079999 | 0.16738 | 0.37862 | 0.65714 | 0 | 0 | 0.85 | 0.85 | 0.85 | 0.85 | 0.95429 | 0.036164 | 0.45427 | 0.21838 | 0
2025-12-08 15:00 | 73433.6211 | 68424.6931 | 4533.2741 | 475.654 | 0.20473 | 0.23316 | 0.23583 | 0.18501 | 342 | 15 | Winter Peak | 0.70565 | 0.38579 | 0.38579 | 0.95455 | 0.32522 | 0.23583 | 0.20473 | 0.50914 | 0.65714 | 0.85008 | 0.037071 | 0.0010513 | 0.18501 | 0.40121 | 0.65714 | 0 | 0 | 0.85 | 0.85 | 0.85 | 0.85 | 0.95455 | 0.037071 | 0.4753 | 0.14331 | 0
2025-12-08 16:00 | 75385.5459 | 73110.2128 | 1780.1554 | 495.1777 | 0.080395 | 0.24273 | 0.24473 | 0.20671 | 342 | 16 | Winter Peak | 0.68921 | 0.38321 | 0.38321 | 0.95517 | 0.32641 | 0.24473 | 0.080395 | 0.53718 | 0.66641 | 0.85008 | 0.038328 | 0.0013328 | 0.20671 | 0.49837 | 0.66641 | 0 | 0 | 0.85 | 0.85 | 0.85 | 0.85 | 0.95517 | 0.038328 | 0.5236 | 0.056277 | 0
2025-12-08 17:00 | 79508.5654 | 78921.0453 | 62.5691 | 524.9509 | 0.0028257 | 0.25733 | 0.25915 | 0.22438 | 342 | 17 | Winter Peak | 0.67362 | 0.38986 | 0.38986 | 0.95628 | 0.3507 | 0.25915 | 0.0028257 | 0.51413 | 0.66641 | 0.85008 | 0.037979 | 0.0013328 | 0.22438 | 0.57013 | 0.66641 | 0 | 0 | 0.85 | 0.85 | 0.85 | 0.85 | 0.95628 | 0.037979 | 0.55688 | 0.001978 | 0.063622
2025-12-08 18:00 | 80635.3577 | 80095.0914 | 0 | 540.2663 | 0 | 0.26484 | 0.2666 | 0.23287 | 342 | 18 | Winter Peak | 0.67848 | 0.40517 | 0.40517 | 0.95673 | 0.36572 | 0.2666 | 0 | 0.25986 | 0.66641 | 0.85008 | 0.039585 | 0.0013328 | 0.23287 | 0.60388 | 0.66641 | 0 | 0 | 0.85 | 0.85 | 0.85 | 0.85 | 0.95673 | 0.039585 | 0.59723 | 0 | 0.28409
2025-12-08 19:00 | 79493.5742 | 78944.9619 | 0 | 548.6123 | 0 | 0.26893 | 0.2707 | 0.23684 | 342 | 19 | Winter Peak | 0.71147 | 0.43141 | 0.43141 | 0.95738 | 0.37649 | 0.2707 | 0 | 0 | 0.66641 | 0.85008 | 0.037665 | 0.0013328 | 0.23684 | 0.60099 | 0.66641 | 0 | 0 | 0.85 | 0.85 | 0.85 | 0.85 | 0.95738 | 0.037665 | 0.60935 | 0 | 0.16714
2025-12-08 20:00 | 77290.4241 | 76743.8407 | 0 | 546.5834 | 0 | 0.26793 | 0.26936 | 0.2422 | 342 | 20 | Winter Peak | 0.73125 | 0.43597 | 0.43597 | 0.95737 | 0.38988 | 0.26936 | 0 | 0 | 0.66641 | 0.85008 | 0.03571 | 0.0083274 | 0.2422 | 0.59436 | 0.66641 | 0 | 0 | 0.85 | 0.85 | 0.85 | 0.85 | 0.95737 | 0.03571 | 0.5944 | 0 | 0.17838
2025-12-08 21:00 | 74414.3319 | 73875.5414 | 0 | 538.7906 | 0 | 0.26411 | 0.26494 | 0.24921 | 342 | 21 | Winter Peak | 0.71886 | 0.43151 | 0.43151 | 0.95836 | 0.40506 | 0.26494 | 0 | 0 | 0.66522 | 0.85008 | 0.03208 | 0.011965 | 0.24921 | 0.57434 | 0.66522 | 0 | 0 | 0.85 | 0.85 | 0.85 | 0.85 | 0.95836 | 0.03208 | 0.57799 | 0 | 0.14373
2025-12-08 22:00 | 69925.896 | 69393.2501 | 0 | 532.6459 | 0 | 0.2611 | 0.26154 | 0.25312 | 342 | 22 | Winter Peak | 0.70345 | 0.41925 | 0.41925 | 0.95915 | 0.39445 | 0.26154 | 0 | 0 | 0.66522 | 0.85008 | 0.026355 | 0.0013328 | 0.25312 | 0.52618 | 0.66522 | 0 | 0 | 0.85 | 0.85 | 0.85 | 0.85 | 0.95915 | 0.026355 | 0.55812 | 0 | 0.11546
2025-12-08 23:00 | 65215.1068 | 64687.8467 | 0 | 527.2602 | 0 | 0.25846 | 0.25865 | 0.25505 | 342 | 23 | Winter Peak | 0.67689 | 0.39856 | 0.39856 | 0.95992 | 0.36856 | 0.25865 | 0 | 0 | 0.66359 | 0.85008 | 0.020141 | 0.0013328 | 0.25505 | 0.46783 | 0.66359 | 0 | 0 | 0.85 | 0.85 | 0.85 | 0.85 | 0.95992 | 0.020141 | 0.53558 | 0 | 0.036763
2025-12-09 00:00 | 63060.2764 | 62528.1083 | 0 | 532.1682 | 0 | 0.26087 | 0.2609 | 0.26028 | 343 | 0 | Winter Peak | 0.78684 | 0.4395 | 0.4395 | 0.95884 | 0.39604 | 0.2609 | 0 | 0 | 0.65714 | 0.85008 | 0.055084 | 0.0013328 | 0.26028 | 0.4288 | 0.65714 | 0 | 0 | 0.85 | 0.85 | 0.85 | 0.85 | 0.95884 | 0.055084 | 0.49358 | 0 | 0.005841
2025-12-09 01:00 | 62323.6593 | 61792.9789 | 0 | 530.6804 | 0 | 0.26014 | 0.26006 | 0.26162 | 343 | 1 | Winter Peak | 0.77838 | 0.42769 | 0.42769 | 0.95772 | 0.35356 | 0.26006 | 0 | 0 | 0.65714 | 0.85008 | 0.021014 | 0.00083936 | 0.26162 | 0.41457 | 0.65714 | 0 | 0 | 0.85 | 0.85 | 0.85 | 0.85 | 0.95772 | 0.021014 | 0.48366 | 0 | 0
2025-12-09 02:00 | 62117.7077 | 61599.5657 | 0 | 518.1419 | 0 | 0.25399 | 0.25381 | 0.2573 | 343 | 2 | Winter Peak | 0.77383 | 0.41814 | 0.41814 | 0.95559 | 0.32805 | 0.25381 | 0 | 0 | 0.65714 | 0.85008 | 0.018745 | 0.00079999 | 0.2573 | 0.40342 | 0.65714 | 0 | 0 | 0.85 | 0.85 | 0.85 | 0.85 | 0.95559 | 0.018745 | 0.48042 | 0 | 0
2025-12-09 03:00 | 62204.2958 | 61692.9227 | 0 | 511.3731 | 0 | 0.25067 | 0.25045 | 0.25465 | 343 | 3 | Winter Peak | 0.77051 | 0.41471 | 0.41471 | 0.9553 | 0.30864 | 0.25045 | 0 | 0 | 0.65714 | 0.85008 | 0.019688 | 0.00079999 | 0.25465 | 0.40237 | 0.65714 | 0 | 0 | 0.85 | 0.85 | 0.85 | 0.85 | 0.9553 | 0.019688 | 0.47953 | 0 | 0
2025-12-09 04:00 | 62886.4408 | 62395.0348 | 0 | 491.406 | 0 | 0.24089 | 0.24037 | 0.25023 | 343 | 4 | Winter Peak | 0.76333 | 0.41653 | 0.41653 | 0.95476 | 0.29732 | 0.24037 | 0 | 0 | 0.65714 | 0.85008 | 0.024226 | 0.00079999 | 0.25023 | 0.41478 | 0.65714 | 0 | 0 | 0.85 | 0.85 | 0.85 | 0.85 | 0.95476 | 0.024226 | 0.48811 | 0 | 0
2025-12-09 05:00 | 67851.4826 | 67388.2558 | 0 | 463.2268 | 0 | 0.22707 | 0.2261 | 0.24455 | 343 | 5 | Winter Peak | 0.76397 | 0.42656 | 0.42656 | 0.95318 | 0.30835 | 0.2261 | 0 | 0 | 0.65714 | 0.85008 | 0.038956 | 0.00079999 | 0.24455 | 0.46875 | 0.65714 | 0 | 0 | 0.85 | 0.85 | 0.85 | 0.85 | 0.95318 | 0.038956 | 0.52604 | 0 | 0
2025-12-09 06:00 | 75827.9543 | 75400.8587 | 0 | 427.0957 | 0 | 0.20936 | 0.20794 | 0.23496 | 343 | 6 | Winter Peak | 0.77622 | 0.44373 | 0.44373 | 0.95422 | 0.35077 | 0.20794 | 0 | 0 | 0.65714 | 0.85008 | 0.095995 | 0.00079999 | 0.23496 | 0.54606 | 0.65714 | 0 | 0 | 0.85 | 0.85 | 0.85 | 0.85 | 0.95422 | 0.095995 | 0.55621 | 0 | 0.00017779
2025-12-09 07:00 | 83922.0416 | 83448.9921 | 84.0219 | 389.0276 | 0.0037946 | 0.1907 | 0.18902 | 0.22106 | 343 | 7 | Winter Peak | 0.79675 | 0.46785 | 0.46785 | 0.95426 | 0.42875 | 0.18902 | 0.0037946 | 0 | 0.65714 | 0.85008 | 0.14633 | 0.018485 | 0.22106 | 0.55329 | 0.65714 | 0 | 0 | 0.85 | 0.85 | 0.85 | 0.85 | 0.95426 | 0.14633 | 0.5704 | 0.0026562 | 0.00079354
2025-12-09 08:00 | 81144.3924 | 78974.7816 | 1831.8288 | 337.782 | 0.082729 | 0.16558 | 0.16345 | 0.20413 | 343 | 8 | Winter Peak | 0.81616 | 0.48757 | 0.48757 | 0.95409 | 0.46748 | 0.16345 | 0.082729 | 0 | 0.65714 | 0.85008 | 0.13041 | 0.018501 | 0.20413 | 0.50439 | 0.65714 | 0 | 0 | 0.85 | 0.85 | 0.85 | 0.85 | 0.95409 | 0.13041 | 0.53483 | 0.05791 | 0.00017779
2025-12-09 09:00 | 79214.3355 | 74451.6375 | 4462.5762 | 300.1218 | 0.20154 | 0.14712 | 0.14555 | 0.17553 | 343 | 9 | Winter Peak | 0.82743 | 0.4868 | 0.4868 | 0.95409 | 0.47176 | 0.14555 | 0.20154 | 0.0015113 | 0.65714 | 0.85008 | 0.10175 | 0.00079999 | 0.17553 | 0.45454 | 0.65714 | 0 | 0 | 0.85 | 0.85 | 0.85 | 0.85 | 0.95409 | 0.10175 | 0.50594 | 0.14108 | 0
2025-12-09 10:00 | 77557.1167 | 70694.8028 | 6572.3658 | 289.948 | 0.29682 | 0.14213 | 0.14145 | 0.15447 | 343 | 10 | Winter Peak | 0.81193 | 0.46822 | 0.46822 | 0.95392 | 0.43943 | 0.14145 | 0.29682 | 0.34759 | 0.65714 | 0.85008 | 0.06409 | 0.00079999 | 0.15447 | 0.43658 | 0.65714 | 0 | 0 | 0.85 | 0.85 | 0.85 | 0.85 | 0.95392 | 0.06409 | 0.48847 | 0.20777 | 0
2025-12-09 11:00 | 74089.3702 | 65832.288 | 7978.1151 | 278.9671 | 0.36031 | 0.13675 | 0.13635 | 0.14403 | 343 | 11 | Winter Peak | 0.77725 | 0.44649 | 0.44649 | 0.95346 | 0.4136 | 0.13635 | 0.36031 | 0.56098 | 0.65714 | 0.85008 | 0.023737 | 0.00079999 | 0.14403 | 0.42784 | 0.65714 | 0 | 0 | 0.85 | 0.85 | 0.85 | 0.85 | 0.95346 | 0.023737 | 0.47131 | 0.25222 | 0
2025-12-09 12:00 | 72411.7519 | 63799.2923 | 8343.4345 | 269.0251 | 0.37681 | 0.13188 | 0.13148 | 0.13894 | 343 | 12 | Winter Peak | 0.75514 | 0.43187 | 0.43187 | 0.9539 | 0.37988 | 0.13148 | 0.37681 | 0.54133 | 0.65714 | 0.85008 | 0.028414 | 0.00079999 | 0.13894 | 0.41935 | 0.65714 | 0 | 0 | 0.85 | 0.85 | 0.85 | 0.85 | 0.9539 | 0.028414 | 0.46484 | 0.26376 | 0
2025-12-09 13:00 | 72132.006 | 64056.6696 | 7810.9571 | 264.3794 | 0.35276 | 0.1296 | 0.12925 | 0.1358 | 343 | 13 | Winter Peak | 0.7313 | 0.41622 | 0.41622 | 0.95449 | 0.35466 | 0.12925 | 0.35276 | 0.50816 | 0.65714 | 0.85008 | 0.032883 | 0.00079999 | 0.1358 | 0.39041 | 0.65714 | 0 | 0 | 0.85 | 0.85 | 0.85 | 0.85 | 0.95449 | 0.032883 | 0.45621 | 0.24693 | 0
2025-12-09 14:00 | 72287.4059 | 65602.0581 | 6426.1139 | 259.2339 | 0.29022 | 0.12708 | 0.12686 | 0.1309 | 343 | 14 | Winter Peak | 0.71732 | 0.3979 | 0.3979 | 0.95429 | 0.33621 | 0.12686 | 0.29022 | 0.49139 | 0.65714 | 0.85008 | 0.036164 | 0.00079999 | 0.1309 | 0.37862 | 0.65714 | 0 | 0 | 0.85 | 0.85 | 0.85 | 0.85 | 0.95429 | 0.036164 | 0.45427 | 0.20315 | 0
2025-12-09 15:00 | 72841.5665 | 68296.7335 | 4296.6314 | 248.2017 | 0.19404 | 0.12167 | 0.12144 | 0.12579 | 343 | 15 | Winter Peak | 0.70565 | 0.38579 | 0.38579 | 0.95455 | 0.32522 | 0.12144 | 0.19404 | 0.50914 | 0.65714 | 0.85008 | 0.037071 | 0.0010513 | 0.12579 | 0.40121 | 0.65714 | 0 | 0 | 0.85 | 0.85 | 0.85 | 0.85 | 0.95455 | 0.037071 | 0.4753 | 0.13583 | 0
2025-12-09 16:00 | 74920.9853 | 72960.3802 | 1717.1141 | 243.4911 | 0.077548 | 0.11936 | 0.11897 | 0.1264 | 343 | 16 | Winter Peak | 0.68921 | 0.38321 | 0.38321 | 0.95517 | 0.32641 | 0.11897 | 0.077548 | 0.53718 | 0.66641 | 0.85008 | 0.038328 | 0.0013328 | 0.1264 | 0.49837 | 0.66641 | 0 | 0 | 0.85 | 0.85 | 0.85 | 0.85 | 0.95517 | 0.038328 | 0.5236 | 0.054284 | 0
2025-12-09 17:00 | 78909.999 | 78596.9868 | 63.803 | 249.2091 | 0.0028815 | 0.12216 | 0.12168 | 0.13085 | 343 | 17 | Winter Peak | 0.67362 | 0.38986 | 0.38986 | 0.95628 | 0.3507 | 0.12168 | 0.0028815 | 0.51413 | 0.66641 | 0.85008 | 0.037979 | 0.0013328 | 0.13085 | 0.57013 | 0.66641 | 0 | 0 | 0.85 | 0.85 | 0.85 | 0.85 | 0.95628 | 0.037979 | 0.55688 | 0.002017 | 0.063622
2025-12-09 18:00 | 79903.6897 | 79652.8601 | 0 | 250.8296 | 0 | 0.12296 | 0.12246 | 0.13184 | 343 | 18 | Winter Peak | 0.67848 | 0.40517 | 0.40517 | 0.95673 | 0.36572 | 0.12246 | 0 | 0.25986 | 0.66641 | 0.85008 | 0.039585 | 0.0013328 | 0.13184 | 0.60388 | 0.66641 | 0 | 0 | 0.85 | 0.85 | 0.85 | 0.85 | 0.95673 | 0.039585 | 0.59723 | 0 | 0.28409
2025-12-09 19:00 | 78716.8444 | 78470.1238 | 0 | 246.7206 | 0 | 0.12094 | 0.12017 | 0.13481 | 343 | 19 | Winter Peak | 0.71147 | 0.43141 | 0.43141 | 0.95738 | 0.37649 | 0.12017 | 0 | 0 | 0.66641 | 0.85008 | 0.037665 | 0.0013328 | 0.13481 | 0.60099 | 0.66641 | 0 | 0 | 0.85 | 0.85 | 0.85 | 0.85 | 0.95738 | 0.037665 | 0.60935 | 0 | 0.16714
2025-12-09 20:00 | 76516.0386 | 76277.3948 | 0 | 238.6438 | 0 | 0.11698 | 0.1159 | 0.13663 | 343 | 20 | Winter Peak | 0.73125 | 0.43597 | 0.43597 | 0.95737 | 0.38988 | 0.1159 | 0 | 0 | 0.66641 | 0.85008 | 0.03571 | 0.0083274 | 0.13663 | 0.59436 | 0.66641 | 0 | 0 | 0.85 | 0.85 | 0.85 | 0.85 | 0.95737 | 0.03571 | 0.5944 | 0 | 0.17838
2025-12-09 21:00 | 73684.7477 | 73458.5851 | 0 | 226.1627 | 0 | 0.11086 | 0.10965 | 0.13286 | 343 | 21 | Winter Peak | 0.71886 | 0.43151 | 0.43151 | 0.95836 | 0.40506 | 0.10965 | 0 | 0 | 0.66522 | 0.85008 | 0.03208 | 0.011965 | 0.13286 | 0.57434 | 0.66522 | 0 | 0 | 0.85 | 0.85 | 0.85 | 0.85 | 0.95836 | 0.03208 | 0.57799 | 0 | 0.14373
2025-12-09 22:00 | 69266.379 | 69057.4925 | 0 | 208.8865 | 0 | 0.1024 | 0.10131 | 0.12201 | 343 | 22 | Winter Peak | 0.70345 | 0.41925 | 0.41925 | 0.95915 | 0.39445 | 0.10131 | 0 | 0 | 0.66522 | 0.85008 | 0.026355 | 0.0013328 | 0.12201 | 0.52618 | 0.66522 | 0 | 0 | 0.85 | 0.85 | 0.85 | 0.85 | 0.95915 | 0.026355 | 0.55812 | 0 | 0.11546
2025-12-09 23:00 | 64629.0431 | 64433.7178 | 0 | 195.3253 | 0 | 0.095748 | 0.094882 | 0.1114 | 343 | 23 | Winter Peak | 0.67689 | 0.39856 | 0.39856 | 0.95992 | 0.36856 | 0.094882 | 0 | 0 | 0.66359 | 0.85008 | 0.020141 | 0.0013328 | 0.1114 | 0.46783 | 0.66359 | 0 | 0 | 0.85 | 0.85 | 0.85 | 0.85 | 0.95992 | 0.020141 | 0.53558 | 0 | 0.036763
2025-12-10 00:00 | 62523.1816 | 62327.0859 | 0 | 196.0957 | 0 | 0.096125 | 0.095565 | 0.10626 | 344 | 0 | Winter | 0.38112 | 0.34822 | 0.34822 | 0.87184 | 0.31588 | 0.095565 | 0 | 0 | 0.65714 | 0.85008 | 0.011799 | 0.0012155 | 0.10626 | 0.39122 | 0.65714 | 0 | 0 | 0.85 | 0.85 | 0.85 | 0.85 | 0.87184 | 0.011799 | 0.48528 | 0 | 0.0029205
2025-12-10 01:00 | 61819.384 | 61610.931 | 0 | 208.453 | 0 | 0.10218 | 0.10191 | 0.10706 | 344 | 1 | Winter | 0.36674 | 0.33231 | 0.33231 | 0.87605 | 0.28158 | 0.10191 | 0 | 0 | 0.65714 | 0.85008 | 0.009774 | 0.00081967 | 0.10706 | 0.37856 | 0.65714 | 0 | 0 | 0.85 | 0.85 | 0.85 | 0.85 | 0.87605 | 0.009774 | 0.4777 | 0 | 0
2025-12-10 02:00 | 61659.7965 | 61434.2676 | 0 | 225.529 | 0 | 0.11055 | 0.11047 | 0.11204 | 344 | 2 | Winter | 0.34679 | 0.32201 | 0.32201 | 0.8763 | 0.24925 | 0.11047 | 0 | 0 | 0.65714 | 0.85008 | 0.0098438 | 0.00079999 | 0.11204 | 0.37271 | 0.65714 | 0 | 0 | 0.85 | 0.85 | 0.85 | 0.85 | 0.8763 | 0.0098438 | 0.47491 | 0 | 0
2025-12-10 03:00 | 61819.0566 | 61584.8486 | 0 | 234.2079 | 0 | 0.11481 | 0.11465 | 0.11767 | 344 | 3 | Winter | 0.3338 | 0.31706 | 0.31706 | 0.87561 | 0.23438 | 0.11465 | 0 | 0 | 0.65714 | 0.85008 | 0.0098089 | 0.00079999 | 0.11767 | 0.37639 | 0.65714 | 0 | 0 | 0.85 | 0.85 | 0.85 | 0.85 | 0.87561 | 0.0098089 | 0.47708 | 0 | 0
2025-12-10 04:00 | 62582.99 | 62346.2694 | 0 | 236.7207 | 0 | 0.11604 | 0.11577 | 0.12083 | 344 | 4 | Winter | 0.33501 | 0.31839 | 0.31839 | 0.87687 | 0.215 | 0.11577 | 0 | 0 | 0.65714 | 0.85008 | 0.0099486 | 0.00079999 | 0.12083 | 0.39652 | 0.65714 | 0 | 0 | 0.85 | 0.85 | 0.85 | 0.85 | 0.87687 | 0.0099486 | 0.49014 | 0 | 0
2025-12-10 05:00 | 67622.2666 | 67385.9925 | 0 | 236.2741 | 0 | 0.11582 | 0.11545 | 0.12246 | 344 | 5 | Winter | 0.34255 | 0.3212 | 0.3212 | 0.87819 | 0.21182 | 0.11545 | 0 | 0 | 0.65714 | 0.85008 | 0.010053 | 0.00079999 | 0.12246 | 0.45896 | 0.65714 | 0 | 0 | 0.85 | 0.85 | 0.85 | 0.85 | 0.87819 | 0.010053 | 0.52415 | 0 | 0
2025-12-10 06:00 | 75654.7399 | 75429.1082 | 0 | 225.6318 | 0 | 0.1106 | 0.11025 | 0.117 | 344 | 6 | Winter | 0.3535 | 0.33148 | 0.33148 | 0.87914 | 0.24668 | 0.11025 | 0 | 0 | 0.65714 | 0.85008 | 0.010088 | 0.00079999 | 0.117 | 0.54134 | 0.65714 | 0 | 0 | 0.85 | 0.85 | 0.85 | 0.85 | 0.87914 | 0.010088 | 0.55421 | 0 | 0.00017779
2025-12-10 07:00 | 83770.186 | 83477.459 | 80.7627 | 211.9643 | 0.0036474 | 0.1039 | 0.1036 | 0.10939 | 344 | 7 | Winter | 0.39334 | 0.34859 | 0.34859 | 0.8799 | 0.30623 | 0.1036 | 0.0036474 | 0 | 0.65714 | 0.85008 | 0.011938 | 0.017261 | 0.10939 | 0.53641 | 0.65714 | 0 | 0 | 0.85 | 0.85 | 0.85 | 0.85 | 0.8799 | 0.011938 | 0.56215 | 0.0025532 | 0.0038224
2025-12-10 08:00 | 80961.176 | 78964.1521 | 1810.8796 | 186.1444 | 0.081783 | 0.091247 | 0.090984 | 0.096 | 344 | 8 | Winter | 0.43014 | 0.36227 | 0.36227 | 0.88068 | 0.34685 | 0.090984 | 0.081783 | 0 | 0.65714 | 0.85008 | 0.010821 | 0.0096506 | 0.096 | 0.4851 | 0.65714 | 0 | 0 | 0.85 | 0.85 | 0.85 | 0.85 | 0.88068 | 0.010821 | 0.53053 | 0.057248 | 8.8894e-05
2025-12-10 09:00 | 78975.4819 | 74366.8297 | 4462.5748 | 146.0774 | 0.20154 | 0.071607 | 0.071417 | 0.075027 | 344 | 9 | Winter | 0.43228 | 0.35522 | 0.35522 | 0.88103 | 0.35924 | 0.071417 | 0.20154 | 0.040275 | 0.65714 | 0.85008 | 0.010961 | 0.00079999 | 0.075027 | 0.4407 | 0.65714 | 0 | 0 | 0.85 | 0.85 | 0.85 | 0.85 | 0.88103 | 0.010961 | 0.50047 | 0.14108 | 0
2025-12-10 10:00 | 77320.0864 | 70473.9464 | 6720.4709 | 125.6691 | 0.30351 | 0.061603 | 0.061333 | 0.066482 | 344 | 10 | Winter | 0.4061 | 0.33487 | 0.33487 | 0.88085 | 0.36964 | 0.061333 | 0.30351 | 0.40566 | 0.65161 | 0.85008 | 0.013544 | 0.00079999 | 0.066482 | 0.43351 | 0.65161 | 0 | 0 | 0.85 | 0.85 | 0.85 | 0.85 | 0.88085 | 0.013544 | 0.48026 | 0.21246 | 0
2025-12-10 11:00 | 73832.544 | 65582.4682 | 8120.0742 | 130.0016 | 0.36672 | 0.063726 | 0.063623 | 0.065598 | 344 | 11 | Winter | 0.3925 | 0.32321 | 0.32321 | 0.87126 | 0.35242 | 0.063623 | 0.36672 | 0.54927 | 0.65161 | 0.85008 | 0.013649 | 0.00079999 | 0.065598 | 0.42796 | 0.65161 | 0 | 0 | 0.85 | 0.85 | 0.85 | 0.85 | 0.87126 | 0.013649 | 0.46854 | 0.2567 | 0
2025-12-10 12:00 | 72176.2845 | 63478.3314 | 8551.2938 | 146.6593 | 0.38619 | 0.071892 | 0.072 | 0.069937 | 344 | 12 | Winter | 0.3815 | 0.31623 | 0.31623 | 0.87098 | 0.31489 | 0.072 | 0.38619 | 0.54413 | 0.65161 | 0.85008 | 0.013788 | 0.00079999 | 0.069937 | 0.41662 | 0.65161 | 0 | 0 | 0.85 | 0.85 | 0.85 | 0.85 | 0.87098 | 0.013788 | 0.46441 | 0.27034 | 0
2025-12-10 13:00 | 71918.1579 | 63781.2005 | 7975.0836 | 161.8738 | 0.36017 | 0.07935 | 0.079373 | 0.078937 | 344 | 13 | Winter | 0.37364 | 0.31803 | 0.31803 | 0.87056 | 0.27101 | 0.079373 | 0.36017 | 0.51602 | 0.65161 | 0.85008 | 0.010996 | 0.00079999 | 0.078937 | 0.39216 | 0.65161 | 0 | 0 | 0.85 | 0.85 | 0.85 | 0.85 | 0.87056 | 0.010996 | 0.45541 | 0.25212 | 0
2025-12-10 14:00 | 72104.033 | 65711.9112 | 6224.0277 | 168.0941 | 0.28109 | 0.082399 | 0.081663 | 0.095705 | 344 | 14 | Winter | 0.36662 | 0.31876 | 0.31876 | 0.87131 | 0.25223 | 0.081663 | 0.28109 | 0.50431 | 0.65161 | 0.85008 | 0.011519 | 0.00079999 | 0.095705 | 0.38684 | 0.65161 | 0 | 0 | 0.85 | 0.85 | 0.85 | 0.85 | 0.87131 | 0.011519 | 0.45706 | 0.19676 | 0
2025-12-10 15:00 | 72695.1808 | 68947.1167 | 3571.2052 | 176.859 | 0.16128 | 0.086696 | 0.08548 | 0.10867 | 344 | 15 | Winter | 0.35644 | 0.32325 | 0.32325 | 0.87285 | 0.24653 | 0.08548 | 0.16128 | 0.52622 | 0.65161 | 0.85008 | 0.011764 | 0.001192 | 0.10867 | 0.41154 | 0.65161 | 0 | 0 | 0.85 | 0.85 | 0.85 | 0.85 | 0.87285 | 0.011764 | 0.48176 | 0.1129 | 0
2025-12-10 16:00 | 74902.2956 | 73482.5686 | 1205.7024 | 214.0246 | 0.054452 | 0.10491 | 0.10386 | 0.12394 | 344 | 16 | Winter | 0.34271 | 0.32889 | 0.32889 | 0.87552 | 0.27001 | 0.10386 | 0.054452 | 0.54156 | 0.66088 | 0.85008 | 0.012567 | 0.0013328 | 0.12394 | 0.50479 | 0.66088 | 0 | 0 | 0.85 | 0.85 | 0.85 | 0.85 | 0.87552 | 0.012567 | 0.52016 | 0.038116 | 0
2025-12-10 17:00 | 79038.933 | 78737.4662 | 36.8535 | 264.6133 | 0.0016644 | 0.12971 | 0.12913 | 0.14017 | 344 | 17 | Winter | 0.35239 | 0.34089 | 0.34089 | 0.87812 | 0.31218 | 0.12913 | 0.0016644 | 0.47484 | 0.66641 | 0.85008 | 0.012811 | 0.0013818 | 0.14017 | 0.55841 | 0.66641 | 0 | 0 | 0.85 | 0.85 | 0.85 | 0.85 | 0.87812 | 0.012811 | 0.563 | 0.0011651 | 0.108
2025-12-10 18:00 | 80045.3869 | 79753.0767 | 0 | 292.3102 | 0 | 0.14329 | 0.14328 | 0.14352 | 344 | 18 | Winter | 0.36908 | 0.35647 | 0.35647 | 0.8795 | 0.33257 | 0.14328 | 0 | 0.15048 | 0.66641 | 0.85008 | 0.011554 | 0.0054852 | 0.14352 | 0.57233 | 0.66641 | 0 | 0 | 0.85 | 0.85 | 0.85 | 0.85 | 0.8795 | 0.011554 | 0.60036 | 0 | 0.31896
2025-12-10 19:00 | 78785.8697 | 78471.9498 | 0 | 313.9199 | 0 | 0.15388 | 0.15439 | 0.14478 | 344 | 19 | Winter | 0.39083 | 0.3598 | 0.3598 | 0.8799 | 0.35171 | 0.15439 | 0 | 0 | 0.66641 | 0.85008 | 0.011624 | 0.0054852 | 0.14478 | 0.56127 | 0.66641 | 0 | 0 | 0.85 | 0.85 | 0.85 | 0.85 | 0.8799 | 0.011624 | 0.6033 | 0 | 0.16946
2025-12-10 20:00 | 76505.8802 | 76184.8429 | 0 | 321.0372 | 0 | 0.15737 | 0.15834 | 0.13979 | 344 | 20 | Winter | 0.38392 | 0.35256 | 0.35256 | 0.88015 | 0.35332 | 0.15834 | 0 | 0 | 0.66539 | 0.85008 | 0.011729 | 0.0079216 | 0.13979 | 0.55127 | 0.66539 | 0 | 0 | 0.85 | 0.85 | 0.85 | 0.85 | 0.88015 | 0.011729 | 0.58652 | 0 | 0.16317
2025-12-10 21:00 | 73609.2106 | 73288.6722 | 0 | 320.5385 | 0 | 0.15713 | 0.15812 | 0.13912 | 344 | 21 | Winter | 0.36841 | 0.34678 | 0.34678 | 0.88022 | 0.34293 | 0.15812 | 0 | 0 | 0.66206 | 0.85008 | 0.011764 | 0.0066981 | 0.13912 | 0.52537 | 0.66206 | 0 | 0 | 0.85 | 0.85 | 0.85 | 0.85 | 0.88022 | 0.011764 | 0.56856 | 0 | 0.14339
2025-12-10 22:00 | 69123.9004 | 68791.9958 | 0 | 331.9046 | 0 | 0.1627 | 0.16393 | 0.14046 | 344 | 22 | Winter | 0.35457 | 0.33613 | 0.33613 | 0.87928 | 0.32008 | 0.16393 | 0 | 0 | 0.66206 | 0.85008 | 0.011868 | 0.0013818 | 0.14046 | 0.46434 | 0.66206 | 0 | 0 | 0.85 | 0.85 | 0.85 | 0.85 | 0.87928 | 0.011868 | 0.54642 | 0 | 0.12674
2025-12-10 23:00 | 64388.1058 | 64049.8077 | 0 | 338.2981 | 0 | 0.16583 | 0.16692 | 0.14614 | 344 | 23 | Winter | 0.33817 | 0.32402 | 0.32402 | 0.87673 | 0.30333 | 0.16692 | 0 | 0 | 0.66044 | 0.85008 | 0.011659 | 0.0013818 | 0.14614 | 0.41028 | 0.66044 | 0 | 0 | 0.85 | 0.85 | 0.85 | 0.85 | 0.87673 | 0.011659 | 0.51856 | 0 | 0.039796
2025-12-11 00:00 | 62201.7582 | 61856.1406 | 0 | 345.6176 | 0 | 0.16942 | 0.17036 | 0.15249 | 345 | 0 | Winter | 0.38112 | 0.34822 | 0.34822 | 0.87184 | 0.31588 | 0.17036 | 0 | 0 | 0.65714 | 0.85008 | 0.011799 | 0.0012155 | 0.15249 | 0.39122 | 0.65714 | 0 | 0 | 0.85 | 0.85 | 0.85 | 0.85 | 0.87184 | 0.011799 | 0.48528 | 0 | 0.0029205
2025-12-11 01:00 | 61449.7732 | 61090.9398 | 0 | 358.8334 | 0 | 0.1759 | 0.17677 | 0.16023 | 345 | 1 | Winter | 0.36674 | 0.33231 | 0.33231 | 0.87605 | 0.28158 | 0.17677 | 0 | 0 | 0.65714 | 0.85008 | 0.009774 | 0.00081967 | 0.16023 | 0.37856 | 0.65714 | 0 | 0 | 0.85 | 0.85 | 0.85 | 0.85 | 0.87605 | 0.009774 | 0.4777 | 0 | 0
2025-12-11 02:00 | 61236.5283 | 60860.1752 | 0 | 376.3531 | 0 | 0.18449 | 0.18528 | 0.17009 | 345 | 2 | Winter | 0.34679 | 0.32201 | 0.32201 | 0.8763 | 0.24925 | 0.18528 | 0 | 0 | 0.65714 | 0.85008 | 0.0098438 | 0.00079999 | 0.17009 | 0.37271 | 0.65714 | 0 | 0 | 0.85 | 0.85 | 0.85 | 0.85 | 0.8763 | 0.0098438 | 0.47491 | 0 | 0
2025-12-11 03:00 | 61311.3951 | 60915.7472 | 0 | 395.6479 | 0 | 0.19395 | 0.19477 | 0.17912 | 345 | 3 | Winter | 0.3338 | 0.31706 | 0.31706 | 0.87561 | 0.23438 | 0.19477 | 0 | 0 | 0.65714 | 0.85008 | 0.0098089 | 0.00079999 | 0.17912 | 0.37639 | 0.65714 | 0 | 0 | 0.85 | 0.85 | 0.85 | 0.85 | 0.87561 | 0.0098089 | 0.47708 | 0 | 0
2025-12-11 04:00 | 61986.7679 | 61576.707 | 0 | 410.0609 | 0 | 0.20101 | 0.20168 | 0.18897 | 345 | 4 | Winter | 0.33501 | 0.31839 | 0.31839 | 0.87687 | 0.215 | 0.20168 | 0 | 0 | 0.65714 | 0.85008 | 0.0099486 | 0.00079999 | 0.18897 | 0.39652 | 0.65714 | 0 | 0 | 0.85 | 0.85 | 0.85 | 0.85 | 0.87687 | 0.0099486 | 0.49014 | 0 | 0
2025-12-11 05:00 | 66951.0282 | 66530.0625 | 0 | 420.9658 | 0 | 0.20636 | 0.20712 | 0.19254 | 345 | 5 | Winter | 0.34255 | 0.3212 | 0.3212 | 0.87819 | 0.21182 | 0.20712 | 0 | 0 | 0.65714 | 0.85008 | 0.010053 | 0.00079999 | 0.19254 | 0.45896 | 0.65714 | 0 | 0 | 0.85 | 0.85 | 0.85 | 0.85 | 0.87819 | 0.010053 | 0.52415 | 0 | 0
2025-12-11 06:00 | 74915.5182 | 74486.4626 | 0 | 429.0556 | 0 | 0.21032 | 0.21142 | 0.19047 | 345 | 6 | Winter | 0.3535 | 0.33148 | 0.33148 | 0.87914 | 0.24668 | 0.21142 | 0 | 0 | 0.65714 | 0.85008 | 0.010088 | 0.00079999 | 0.19047 | 0.54134 | 0.65714 | 0 | 0 | 0.85 | 0.85 | 0.85 | 0.85 | 0.87914 | 0.010088 | 0.55421 | 0 | 0.00017779
2025-12-11 07:00 | 83010.1265 | 82514.3385 | 67.9735 | 427.8145 | 0.0030698 | 0.20971 | 0.2108 | 0.19012 | 345 | 7 | Winter | 0.39334 | 0.34859 | 0.34859 | 0.8799 | 0.30623 | 0.2108 | 0.0030698 | 0 | 0.65714 | 0.85008 | 0.011938 | 0.017261 | 0.19012 | 0.53641 | 0.65714 | 0 | 0 | 0.85 | 0.85 | 0.85 | 0.85 | 0.8799 | 0.011938 | 0.56215 | 0.0021489 | 0.0038224
2025-12-11 08:00 | 80431.3792 | 78407.7207 | 1619.309 | 404.3495 | 0.073131 | 0.19821 | 0.19872 | 0.18895 | 345 | 8 | Winter | 0.43014 | 0.36227 | 0.36227 | 0.88068 | 0.34685 | 0.19872 | 0.073131 | 0 | 0.65714 | 0.85008 | 0.010821 | 0.0096506 | 0.18895 | 0.4851 | 0.65714 | 0 | 0 | 0.85 | 0.85 | 0.85 | 0.85 | 0.88068 | 0.010821 | 0.53053 | 0.051192 | 8.8894e-05
2025-12-11 09:00 | 78671.5102 | 74398.7977 | 3891.9751 | 380.7374 | 0.17577 | 0.18664 | 0.18707 | 0.17877 | 345 | 9 | Winter | 0.43228 | 0.35522 | 0.35522 | 0.88103 | 0.35924 | 0.18707 | 0.17577 | 0.040275 | 0.65714 | 0.85008 | 0.010961 | 0.00079999 | 0.17877 | 0.4407 | 0.65714 | 0 | 0 | 0.85 | 0.85 | 0.85 | 0.85 | 0.88103 | 0.010961 | 0.50047 | 0.12304 | 0
2025-12-11 10:00 | 77230.2233 | 71151.022 | 5676.5144 | 402.687 | 0.25636 | 0.1974 | 0.19824 | 0.18212 | 345 | 10 | Winter | 0.4061 | 0.33487 | 0.33487 | 0.88085 | 0.36964 | 0.19824 | 0.25636 | 0.40566 | 0.65161 | 0.85008 | 0.013544 | 0.00079999 | 0.18212 | 0.43351 | 0.65161 | 0 | 0 | 0.85 | 0.85 | 0.85 | 0.85 | 0.88085 | 0.013544 | 0.48026 | 0.17945 | 0
2025-12-11 11:00 | 73892.9737 | 66684.5491 | 6781.3273 | 427.0974 | 0.30626 | 0.20936 | 0.2105 | 0.18887 | 345 | 11 | Winter | 0.3925 | 0.32321 | 0.32321 | 0.87126 | 0.35242 | 0.2105 | 0.30626 | 0.54927 | 0.65161 | 0.85008 | 0.013649 | 0.00079999 | 0.18887 | 0.42796 | 0.65161 | 0 | 0 | 0.85 | 0.85 | 0.85 | 0.85 | 0.87126 | 0.013649 | 0.46854 | 0.21438 | 0
2025-12-11 12:00 | 72238.798 | 64734.6486 | 7055.0314 | 449.1179 | 0.31862 | 0.22016 | 0.22158 | 0.19433 | 345 | 12 | Winter | 0.3815 | 0.31623 | 0.31623 | 0.87098 | 0.31489 | 0.22158 | 0.31862 | 0.54413 | 0.65161 | 0.85008 | 0.013788 | 0.00079999 | 0.19433 | 0.41662 | 0.65161 | 0 | 0 | 0.85 | 0.85 | 0.85 | 0.85 | 0.87098 | 0.013788 | 0.46441 | 0.22303 | 0
2025-12-11 13:00 | 71921.0231 | 64883.7805 | 6581.74 | 455.5025 | 0.29724 | 0.22329 | 0.22472 | 0.19738 | 345 | 13 | Winter | 0.37364 | 0.31803 | 0.31803 | 0.87056 | 0.27101 | 0.22472 | 0.29724 | 0.51602 | 0.65161 | 0.85008 | 0.010996 | 0.00079999 | 0.19738 | 0.39216 | 0.65161 | 0 | 0 | 0.85 | 0.85 | 0.85 | 0.85 | 0.87056 | 0.010996 | 0.45541 | 0.20807 | 0
2025-12-11 14:00 | 72062.6179 | 66139.3793 | 5456.8566 | 466.382 | 0.24644 | 0.22862 | 0.23002 | 0.20325 | 345 | 14 | Winter | 0.36662 | 0.31876 | 0.31876 | 0.87131 | 0.25223 | 0.23002 | 0.24644 | 0.50431 | 0.65161 | 0.85008 | 0.011519 | 0.00079999 | 0.20325 | 0.38684 | 0.65161 | 0 | 0 | 0.85 | 0.85 | 0.85 | 0.85 | 0.87131 | 0.011519 | 0.45706 | 0.17251 | 0
2025-12-11 15:00 | 72633.7093 | 68511.4789 | 3650.1217 | 472.1086 | 0.16485 | 0.23143 | 0.23273 | 0.20778 | 345 | 15 | Winter | 0.35644 | 0.32325 | 0.32325 | 0.87285 | 0.24653 | 0.23273 | 0.16485 | 0.52622 | 0.65161 | 0.85008 | 0.011764 | 0.001192 | 0.20778 | 0.41154 | 0.65161 | 0 | 0 | 0.85 | 0.85 | 0.85 | 0.85 | 0.87285 | 0.011764 | 0.48176 | 0.11539 | 0
2025-12-11 16:00 | 74712.8962 | 72755.6713 | 1472.9263 | 484.2986 | 0.06652 | 0.2374 | 0.23892 | 0.20992 | 345 | 16 | Winter | 0.34271 | 0.32889 | 0.32889 | 0.87552 | 0.27001 | 0.23892 | 0.06652 | 0.54156 | 0.66088 | 0.85008 | 0.012567 | 0.0013328 | 0.20992 | 0.50479 | 0.66088 | 0 | 0 | 0.85 | 0.85 | 0.85 | 0.85 | 0.87552 | 0.012567 | 0.52016 | 0.046564 | 0
2025-12-11 17:00 | 78651.61 | 78095.0134 | 51.6281 | 504.9685 | 0.0023316 | 0.24753 | 0.24931 | 0.21546 | 345 | 17 | Winter | 0.35239 | 0.34089 | 0.34089 | 0.87812 | 0.31218 | 0.24931 | 0.0023316 | 0.47484 | 0.66641 | 0.85008 | 0.012811 | 0.0013818 | 0.21546 | 0.55841 | 0.66641 | 0 | 0 | 0.85 | 0.85 | 0.85 | 0.85 | 0.87812 | 0.012811 | 0.563 | 0.0016321 | 0.108
2025-12-11 18:00 | 79681.7669 | 79176.2446 | 0 | 505.5224 | 0 | 0.24781 | 0.24925 | 0.22173 | 345 | 18 | Winter | 0.36908 | 0.35647 | 0.35647 | 0.8795 | 0.33257 | 0.24925 | 0 | 0.15048 | 0.66641 | 0.85008 | 0.011554 | 0.0054852 | 0.22173 | 0.57233 | 0.66641 | 0 | 0 | 0.85 | 0.85 | 0.85 | 0.85 | 0.8795 | 0.011554 | 0.60036 | 0 | 0.31896
2025-12-11 19:00 | 78517.3223 | 78019.6188 | 0 | 497.7034 | 0 | 0.24397 | 0.24515 | 0.2227 | 345 | 19 | Winter | 0.39083 | 0.3598 | 0.3598 | 0.8799 | 0.35171 | 0.24515 | 0 | 0 | 0.66641 | 0.85008 | 0.011624 | 0.0054852 | 0.2227 | 0.56127 | 0.66641 | 0 | 0 | 0.85 | 0.85 | 0.85 | 0.85 | 0.8799 | 0.011624 | 0.6033 | 0 | 0.16946
2025-12-11 20:00 | 76320.9445 | 75818.2617 | 0 | 502.6828 | 0 | 0.24641 | 0.24826 | 0.21297 | 345 | 20 | Winter | 0.38392 | 0.35256 | 0.35256 | 0.88015 | 0.35332 | 0.24826 | 0 | 0 | 0.66539 | 0.85008 | 0.011729 | 0.0079216 | 0.21297 | 0.55127 | 0.66539 | 0 | 0 | 0.85 | 0.85 | 0.85 | 0.85 | 0.88015 | 0.011729 | 0.58652 | 0 | 0.16317
2025-12-11 21:00 | 73465.4297 | 72948.4828 | 0 | 516.9468 | 0 | 0.25341 | 0.25626 | 0.20183 | 345 | 21 | Winter | 0.36841 | 0.34678 | 0.34678 | 0.88022 | 0.34293 | 0.25626 | 0 | 0 | 0.66206 | 0.85008 | 0.011764 | 0.0066981 | 0.20183 | 0.52537 | 0.66206 | 0 | 0 | 0.85 | 0.85 | 0.85 | 0.85 | 0.88022 | 0.011764 | 0.56856 | 0 | 0.14339
2025-12-11 22:00 | 69003.3015 | 68470.0468 | 0 | 533.2547 | 0 | 0.2614 | 0.2646 | 0.20362 | 345 | 22 | Winter | 0.35457 | 0.33613 | 0.33613 | 0.87928 | 0.32008 | 0.2646 | 0 | 0 | 0.66206 | 0.85008 | 0.011868 | 0.0013818 | 0.20362 | 0.46434 | 0.66206 | 0 | 0 | 0.85 | 0.85 | 0.85 | 0.85 | 0.87928 | 0.011868 | 0.54642 | 0 | 0.12674
2025-12-11 23:00 | 64329.239 | 63786.408 | 0 | 542.831 | 0 | 0.26609 | 0.26904 | 0.21292 | 345 | 23 | Winter | 0.33817 | 0.32402 | 0.32402 | 0.87673 | 0.30333 | 0.26904 | 0 | 0 | 0.66044 | 0.85008 | 0.011659 | 0.0013818 | 0.21292 | 0.41028 | 0.66044 | 0 | 0 | 0.85 | 0.85 | 0.85 | 0.85 | 0.87673 | 0.011659 | 0.51856 | 0 | 0.039796
2025-12-12 00:00 | 62204.3629 | 61642.649 | 0 | 561.7139 | 0 | 0.27535 | 0.27806 | 0.22645 | 346 | 0 | Winter | 0.38112 | 0.34822 | 0.34822 | 0.87184 | 0.31588 | 0.27806 | 0 | 0 | 0.65714 | 0.85008 | 0.011799 | 0.0012155 | 0.22645 | 0.39122 | 0.65714 | 0 | 0 | 0.85 | 0.85 | 0.85 | 0.85 | 0.87184 | 0.011799 | 0.48528 | 0 | 0.0029205
2025-12-12 01:00 | 61506.0353 | 60928.6922 | 0 | 577.3431 | 0 | 0.28301 | 0.28535 | 0.24078 | 346 | 1 | Winter | 0.36674 | 0.33231 | 0.33231 | 0.87605 | 0.28158 | 0.28535 | 0 | 0 | 0.65714 | 0.85008 | 0.009774 | 0.00081967 | 0.24078 | 0.37856 | 0.65714 | 0 | 0 | 0.85 | 0.85 | 0.85 | 0.85 | 0.87605 | 0.009774 | 0.4777 | 0 | 0
2025-12-12 02:00 | 61371.4532 | 60787.3164 | 0 | 584.1367 | 0 | 0.28634 | 0.28804 | 0.25564 | 346 | 2 | Winter | 0.34679 | 0.32201 | 0.32201 | 0.8763 | 0.24925 | 0.28804 | 0 | 0 | 0.65714 | 0.85008 | 0.0098438 | 0.00079999 | 0.25564 | 0.37271 | 0.65714 | 0 | 0 | 0.85 | 0.85 | 0.85 | 0.85 | 0.8763 | 0.0098438 | 0.47491 | 0 | 0
2025-12-12 03:00 | 61549.2068 | 60968.4148 | 0 | 580.7919 | 0 | 0.2847 | 0.28549 | 0.27048 | 346 | 3 | Winter | 0.3338 | 0.31706 | 0.31706 | 0.87561 | 0.23438 | 0.28549 | 0 | 0 | 0.65714 | 0.85008 | 0.0098089 | 0.00079999 | 0.27048 | 0.37639 | 0.65714 | 0 | 0 | 0.85 | 0.85 | 0.85 | 0.85 | 0.87561 | 0.0098089 | 0.47708 | 0 | 0
2025-12-12 04:00 | 62311.5774 | 61739.123 | 0 | 572.4544 | 0 | 0.28061 | 0.28067 | 0.27967 | 346 | 4 | Winter | 0.33501 | 0.31839 | 0.31839 | 0.87687 | 0.215 | 0.28067 | 0 | 0 | 0.65714 | 0.85008 | 0.0099486 | 0.00079999 | 0.27967 | 0.39652 | 0.65714 | 0 | 0 | 0.85 | 0.85 | 0.85 | 0.85 | 0.87687 | 0.0099486 | 0.49014 | 0 | 0
2025-12-12 05:00 | 67360.231 | 66804.0933 | 0 | 556.1377 | 0 | 0.27262 | 0.27211 | 0.28179 | 346 | 5 | Winter | 0.34255 | 0.3212 | 0.3212 | 0.87819 | 0.21182 | 0.27211 | 0 | 0 | 0.65714 | 0.85008 | 0.010053 | 0.00079999 | 0.28179 | 0.45896 | 0.65714 | 0 | 0 | 0.85 | 0.85 | 0.85 | 0.85 | 0.87819 | 0.010053 | 0.52415 | 0 | 0
2025-12-12 06:00 | 75397.9138 | 74867.8456 | 0 | 530.0682 | 0 | 0.25984 | 0.25909 | 0.27332 | 346 | 6 | Winter | 0.3535 | 0.33148 | 0.33148 | 0.87914 | 0.24668 | 0.25909 | 0 | 0 | 0.65714 | 0.85008 | 0.010088 | 0.00079999 | 0.27332 | 0.54134 | 0.65714 | 0 | 0 | 0.85 | 0.85 | 0.85 | 0.85 | 0.87914 | 0.010088 | 0.55421 | 0 | 0.00017779
2025-12-12 07:00 | 83551.1284 | 83008.5533 | 39.5544 | 503.0207 | 0.0017864 | 0.24658 | 0.24627 | 0.25208 | 346 | 7 | Winter | 0.39334 | 0.34859 | 0.34859 | 0.8799 | 0.30623 | 0.24627 | 0.0017864 | 0 | 0.65714 | 0.85008 | 0.011938 | 0.017261 | 0.25208 | 0.53641 | 0.65714 | 0 | 0 | 0.85 | 0.85 | 0.85 | 0.85 | 0.8799 | 0.011938 | 0.56215 | 0.0012504 | 0.0038224
2025-12-12 08:00 | 80901.6024 | 79488.1362 | 949.1088 | 464.3575 | 0.042864 | 0.22763 | 0.22779 | 0.22462 | 346 | 8 | Winter | 0.43014 | 0.36227 | 0.36227 | 0.88068 | 0.34685 | 0.22779 | 0.042864 | 0 | 0.65714 | 0.85008 | 0.010821 | 0.0096506 | 0.22462 | 0.4851 | 0.65714 | 0 | 0 | 0.85 | 0.85 | 0.85 | 0.85 | 0.88068 | 0.010821 | 0.53053 | 0.030005 | 8.8894e-05
2025-12-12 09:00 | 79026.5346 | 76245.7698 | 2317.9899 | 462.7749 | 0.10469 | 0.22685 | 0.22781 | 0.20946 | 346 | 9 | Winter | 0.43228 | 0.35522 | 0.35522 | 0.88103 | 0.35924 | 0.22781 | 0.10469 | 0.040275 | 0.65714 | 0.85008 | 0.010961 | 0.00079999 | 0.20946 | 0.4407 | 0.65714 | 0 | 0 | 0.85 | 0.85 | 0.85 | 0.85 | 0.88103 | 0.010961 | 0.50047 | 0.07328 | 0
2025-12-12 10:00 | 77477.9329 | 73338.2854 | 3645.7081 | 493.9395 | 0.16465 | 0.24213 | 0.24392 | 0.20965 | 346 | 10 | Winter | 0.4061 | 0.33487 | 0.33487 | 0.88085 | 0.36964 | 0.24392 | 0.16465 | 0.40566 | 0.65161 | 0.85008 | 0.013544 | 0.00079999 | 0.20965 | 0.43351 | 0.65161 | 0 | 0 | 0.85 | 0.85 | 0.85 | 0.85 | 0.88085 | 0.013544 | 0.48026 | 0.11525 | 0
2025-12-12 11:00 | 74085.2026 | 68948.9026 | 4608.3306 | 527.9695 | 0.20812 | 0.25881 | 0.26138 | 0.2123 | 346 | 11 | Winter | 0.3925 | 0.32321 | 0.32321 | 0.87126 | 0.35242 | 0.26138 | 0.20812 | 0.54927 | 0.65161 | 0.85008 | 0.013649 | 0.00079999 | 0.2123 | 0.42796 | 0.65161 | 0 | 0 | 0.85 | 0.85 | 0.85 | 0.85 | 0.87126 | 0.013649 | 0.46854 | 0.14569 | 0
2025-12-12 12:00 | 72434.934 | 67090.4151 | 4797.5021 | 547.0167 | 0.21666 | 0.26815 | 0.27106 | 0.21538 | 346 | 12 | Winter | 0.3815 | 0.31623 | 0.31623 | 0.87098 | 0.31489 | 0.27106 | 0.21666 | 0.54413 | 0.65161 | 0.85008 | 0.013788 | 0.00079999 | 0.21538 | 0.41662 | 0.65161 | 0 | 0 | 0.85 | 0.85 | 0.85 | 0.85 | 0.87098 | 0.013788 | 0.46441 | 0.15167 | 0
2025-12-12 13:00 | 72181.2354 | 67037.6479 | 4592.9542 | 550.6333 | 0.20743 | 0.26992 | 0.27285 | 0.21688 | 346 | 13 | Winter | 0.37364 | 0.31803 | 0.31803 | 0.87056 | 0.27101 | 0.27285 | 0.20743 | 0.51602 | 0.65161 | 0.85008 | 0.010996 | 0.00079999 | 0.21688 | 0.39216 | 0.65161 | 0 | 0 | 0.85 | 0.85 | 0.85 | 0.85 | 0.87056 | 0.010996 | 0.45541 | 0.1452 | 0
2025-12-12 14:00 | 72398.1068 | 67826.4871 | 4030.8957 | 540.7241 | 0.18204 | 0.26506 | 0.26761 | 0.219 | 346 | 14 | Winter | 0.36662 | 0.31876 | 0.31876 | 0.87131 | 0.25223 | 0.26761 | 0.18204 | 0.50431 | 0.65161 | 0.85008 | 0.011519 | 0.00079999 | 0.219 | 0.38684 | 0.65161 | 0 | 0 | 0.85 | 0.85 | 0.85 | 0.85 | 0.87131 | 0.011519 | 0.45706 | 0.12743 | 0
2025-12-12 15:00 | 73016.3438 | 69651.2782 | 2830.171 | 534.8946 | 0.12782 | 0.2622 | 0.26439 | 0.22259 | 346 | 15 | Winter | 0.35644 | 0.32325 | 0.32325 | 0.87285 | 0.24653 | 0.26439 | 0.12782 | 0.52622 | 0.65161 | 0.85008 | 0.011764 | 0.001192 | 0.22259 | 0.41154 | 0.65161 | 0 | 0 | 0.85 | 0.85 | 0.85 | 0.85 | 0.87285 | 0.011764 | 0.48176 | 0.089471 | 0
2025-12-12 16:00 | 75156.0449 | 73473.8833 | 1161.3277 | 520.8339 | 0.052448 | 0.25531 | 0.25676 | 0.2291 | 346 | 16 | Winter | 0.34271 | 0.32889 | 0.32889 | 0.87552 | 0.27001 | 0.25676 | 0.052448 | 0.54156 | 0.66088 | 0.85008 | 0.012567 | 0.0013328 | 0.2291 | 0.50479 | 0.66088 | 0 | 0 | 0.85 | 0.85 | 0.85 | 0.85 | 0.87552 | 0.012567 | 0.52016 | 0.036714 | 0
2025-12-12 17:00 | 79116.5539 | 78558.0499 | 41.7269 | 516.7771 | 0.0018845 | 0.25332 | 0.25419 | 0.23764 | 346 | 17 | Winter | 0.35239 | 0.34089 | 0.34089 | 0.87812 | 0.31218 | 0.25419 | 0.0018845 | 0.47484 | 0.66641 | 0.85008 | 0.012811 | 0.0013818 | 0.23764 | 0.55841 | 0.66641 | 0 | 0 | 0.85 | 0.85 | 0.85 | 0.85 | 0.87812 | 0.012811 | 0.563 | 0.0013191 | 0.108
2025-12-12 18:00 | 80123.0078 | 79614.9874 | 0 | 508.0204 | 0 | 0.24903 | 0.24925 | 0.24509 | 346 | 18 | Winter | 0.36908 | 0.35647 | 0.35647 | 0.8795 | 0.33257 | 0.24925 | 0 | 0.15048 | 0.66641 | 0.85008 | 0.011554 | 0.0054852 | 0.24509 | 0.57233 | 0.66641 | 0 | 0 | 0.85 | 0.85 | 0.85 | 0.85 | 0.8795 | 0.011554 | 0.60036 | 0 | 0.31896
2025-12-12 19:00 | 78934.5996 | 78440.7994 | 0 | 493.8003 | 0 | 0.24206 | 0.24155 | 0.2512 | 346 | 19 | Winter | 0.39083 | 0.3598 | 0.3598 | 0.8799 | 0.35171 | 0.24155 | 0 | 0 | 0.66641 | 0.85008 | 0.011624 | 0.0054852 | 0.2512 | 0.56127 | 0.66641 | 0 | 0 | 0.85 | 0.85 | 0.85 | 0.85 | 0.8799 | 0.011624 | 0.6033 | 0 | 0.16946
2025-12-12 20:00 | 76718.9469 | 76242.1866 | 0 | 476.7603 | 0 | 0.23371 | 0.23265 | 0.25272 | 346 | 20 | Winter | 0.38392 | 0.35256 | 0.35256 | 0.88015 | 0.35332 | 0.23265 | 0 | 0 | 0.66539 | 0.85008 | 0.011729 | 0.0079216 | 0.25272 | 0.55127 | 0.66539 | 0 | 0 | 0.85 | 0.85 | 0.85 | 0.85 | 0.88015 | 0.011729 | 0.58652 | 0 | 0.16317
2025-12-12 21:00 | 73846.7618 | 73383.9517 | 0 | 462.8101 | 0 | 0.22687 | 0.22576 | 0.24683 | 346 | 21 | Winter | 0.36841 | 0.34678 | 0.34678 | 0.88022 | 0.34293 | 0.22576 | 0 | 0 | 0.66206 | 0.85008 | 0.011764 | 0.0066981 | 0.24683 | 0.52537 | 0.66206 | 0 | 0 | 0.85 | 0.85 | 0.85 | 0.85 | 0.88022 | 0.011764 | 0.56856 | 0 | 0.14339
2025-12-12 22:00 | 69366.4005 | 68920.6055 | 0 | 445.795 | 0 | 0.21853 | 0.21747 | 0.2377 | 346 | 22 | Winter | 0.35457 | 0.33613 | 0.33613 | 0.87928 | 0.32008 | 0.21747 | 0 | 0 | 0.66206 | 0.85008 | 0.011868 | 0.0013818 | 0.2377 | 0.46434 | 0.66206 | 0 | 0 | 0.85 | 0.85 | 0.85 | 0.85 | 0.87928 | 0.011868 | 0.54642 | 0 | 0.12674
2025-12-12 23:00 | 64665.2488 | 64239.7851 | 0 | 425.4637 | 0 | 0.20856 | 0.20734 | 0.2306 | 346 | 23 | Winter | 0.33817 | 0.32402 | 0.32402 | 0.87673 | 0.30333 | 0.20734 | 0 | 0 | 0.66044 | 0.85008 | 0.011659 | 0.0013818 | 0.2306 | 0.41028 | 0.66044 | 0 | 0 | 0.85 | 0.85 | 0.85 | 0.85 | 0.87673 | 0.011659 | 0.51856 | 0 | 0.039796
2025-12-13 00:00 | 39401.3599 | 38975.7285 | 0 | 425.6315 | 0 | 0.20864 | 0.20736 | 0.2318 | 347 | 0 | Spring | 0.27877 | 0.32807 | 0.32807 | 0.86806 | 0.41526 | 0.20736 | 0 | 0 | 0.64562 | 0.85008 | 0.0133 | 0.00079999 | 0.2318 | 0.22892 | 0.64562 | 0 | 0 | 0.85 | 0.85 | 0.85 | 0.85 | 0.86806 | 0.0133 | 0.36461 | 0 | 0.048952
2025-12-13 01:00 | 38630.0745 | 38192.2942 | 0 | 437.7803 | 0 | 0.2146 | 0.21343 | 0.23574 | 347 | 1 | Spring | 0.27126 | 0.31736 | 0.31736 | 0.87726 | 0.38 | 0.21343 | 0 | 0 | 0.64562 | 0.85008 | 0.012357 | 0.00079999 | 0.23574 | 0.2248 | 0.64562 | 0 | 0 | 0.85 | 0.85 | 0.85 | 0.85 | 0.87726 | 0.012357 | 0.36019 | 0 | 0
2025-12-13 02:00 | 38522.3021 | 38071.6838 | 0 | 450.6183 | 0 | 0.22089 | 0.21988 | 0.23922 | 347 | 2 | Spring | 0.2611 | 0.30561 | 0.30561 | 0.87644 | 0.34552 | 0.21988 | 0 | 0 | 0.64562 | 0.85008 | 0.012462 | 0.00079999 | 0.23922 | 0.21959 | 0.64562 | 0 | 0 | 0.85 | 0.85 | 0.85 | 0.85 | 0.87644 | 0.012462 | 0.35507 | 0 | 0.0076969
2025-12-13 03:00 | 38601.91 | 38135.206 | 0 | 466.704 | 0 | 0.22878 | 0.22801 | 0.24257 | 347 | 3 | Spring | 0.25348 | 0.29808 | 0.29808 | 0.87591 | 0.33422 | 0.22801 | 0 | 0 | 0.64562 | 0.85008 | 0.013439 | 0.00079999 | 0.24257 | 0.21762 | 0.64562 | 0 | 0 | 0.85 | 0.85 | 0.85 | 0.85 | 0.87591 | 0.013439 | 0.3547 | 0 | 0
2025-12-13 04:00 | 38972.4922 | 38497.2901 | 0 | 475.2022 | 0 | 0.23294 | 0.23233 | 0.24396 | 347 | 4 | Spring | 0.24517 | 0.29516 | 0.29516 | 0.87706 | 0.32769 | 0.23233 | 0 | 0 | 0.64562 | 0.85008 | 0.013579 | 0.00079999 | 0.24396 | 0.22054 | 0.64562 | 0 | 0 | 0.85 | 0.85 | 0.85 | 0.85 | 0.87706 | 0.013579 | 0.36068 | 0 | 0
2025-12-13 05:00 | 41314.6888 | 40838.9661 | 0 | 475.7226 | 0 | 0.2332 | 0.23257 | 0.24447 | 347 | 5 | Spring | 0.24319 | 0.29542 | 0.29542 | 0.87925 | 0.32324 | 0.23257 | 0 | 0 | 0.64562 | 0.85008 | 0.013719 | 0.00079999 | 0.24447 | 0.24903 | 0.64562 | 0 | 0 | 0.85 | 0.85 | 0.85 | 0.85 | 0.87925 | 0.013719 | 0.38813 | 0 | 0
2025-12-13 06:00 | 43504.094 | 43044.4325 | 0 | 459.6614 | 0 | 0.22532 | 0.22446 | 0.24099 | 347 | 6 | Spring | 0.25416 | 0.29826 | 0.29826 | 0.88123 | 0.35611 | 0.22446 | 0 | 0 | 0.6501 | 0.85008 | 0.013404 | 0.00083936 | 0.24099 | 0.30317 | 0.6501 | 0 | 0 | 0.85 | 0.85 | 0.85 | 0.85 | 0.88123 | 0.013404 | 0.4151 | 0 | 0
2025-12-13 07:00 | 47304.3866 | 46784.0022 | 72.4596 | 447.9248 | 0.0032724 | 0.21957 | 0.21853 | 0.23837 | 347 | 7 | Spring | 0.26383 | 0.30635 | 0.30635 | 0.88211 | 0.39696 | 0.21853 | 0.0032724 | 0 | 0.65669 | 0.85008 | 0.012671 | 0.0010882 | 0.23837 | 0.29 | 0.65669 | 0 | 0 | 0.85 | 0.85 | 0.85 | 0.85 | 0.88211 | 0.012671 | 0.40054 | 0.0022907 | 0.0096656
2025-12-13 08:00 | 48328.433 | 46076.6511 | 1832.028 | 419.7539 | 0.082738 | 0.20576 | 0.20441 | 0.23022 | 347 | 8 | Spring | 0.26441 | 0.30255 | 0.30255 | 0.88442 | 0.42633 | 0.20441 | 0.082738 | 0 | 0.65669 | 0.85008 | 0.012183 | 0.0010228 | 0.23022 | 0.28372 | 0.65669 | 0 | 0 | 0.85 | 0.85 | 0.85 | 0.85 | 0.88442 | 0.012183 | 0.39226 | 0.057917 | 0.029613
2025-12-13 09:00 | 49108.6042 | 43988.7566 | 4710.3235 | 409.5241 | 0.21273 | 0.20075 | 0.19957 | 0.22208 | 347 | 9 | Spring | 0.25911 | 0.30095 | 0.30095 | 0.88542 | 0.45108 | 0.19957 | 0.21273 | 0.38061 | 0.65642 | 0.85008 | 0.011659 | 0.00079999 | 0.22208 | 0.26073 | 0.65642 | 0 | 0 | 0.85 | 0.85 | 0.85 | 0.85 | 0.88542 | 0.011659 | 0.37528 | 0.14891 | 0
2025-12-13 10:00 | 48904.3524 | 41239.8113 | 7228.5856 | 435.9555 | 0.32646 | 0.2137 | 0.21325 | 0.22195 | 347 | 10 | Spring | 0.26146 | 0.29721 | 0.29721 | 0.88641 | 0.4463 | 0.21325 | 0.32646 | 0.64871 | 0.65688 | 0.85008 | 0.011484 | 0.00079999 | 0.22195 | 0.27476 | 0.65688 | 0 | 0 | 0.85 | 0.85 | 0.85 | 0.85 | 0.88641 | 0.011484 | 0.37825 | 0.22852 | 0
2025-12-13 11:00 | 48176.3992 | 38956.7725 | 8757.4022 | 462.2245 | 0.3955 | 0.22658 | 0.22687 | 0.22138 | 347 | 11 | Spring | 0.25473 | 0.28311 | 0.28311 | 0.88809 | 0.41276 | 0.22687 | 0.3955 | 0.69148 | 0.65688 | 0.85008 | 0.01138 | 0.00079999 | 0.22138 | 0.29695 | 0.65688 | 0 | 0 | 0.85 | 0.85 | 0.85 | 0.85 | 0.88809 | 0.01138 | 0.38376 | 0.27685 | 0.0092363
2025-12-13 12:00 | 47193.2048 | 37554.2479 | 9152.122 | 486.8348 | 0.41333 | 0.23864 | 0.23958 | 0.22165 | 347 | 12 | Spring | 0.24979 | 0.27224 | 0.27224 | 0.88874 | 0.38152 | 0.23958 | 0.41333 | 0.67553 | 0.65688 | 0.85008 | 0.011484 | 0.00080167 | 0.22165 | 0.31905 | 0.65688 | 0 | 0 | 0.85 | 0.85 | 0.85 | 0.85 | 0.88874 | 0.011484 | 0.39243 | 0.28933 | 0.0092363
2025-12-13 13:00 | 44833.4495 | 36040.1514 | 8287.7315 | 505.5666 | 0.37429 | 0.24783 | 0.24923 | 0.22251 | 347 | 13 | Spring | 0.2448 | 0.25993 | 0.25993 | 0.88865 | 0.35645 | 0.24923 | 0.37429 | 0.66427 | 0.65688 | 0.85008 | 0.010123 | 0.00079999 | 0.22251 | 0.32335 | 0.65688 | 0 | 0 | 0.85 | 0.85 | 0.85 | 0.85 | 0.88865 | 0.010123 | 0.40028 | 0.262 | 0.0092363
2025-12-13 14:00 | 44368.3587 | 37513.3209 | 6334.2755 | 520.7623 | 0.28607 | 0.25528 | 0.25712 | 0.22189 | 347 | 14 | Spring | 0.24385 | 0.25881 | 0.25881 | 0.88747 | 0.34975 | 0.25712 | 0.28607 | 0.65679 | 0.65688 | 0.85008 | 0.0099835 | 0.0013328 | 0.22189 | 0.32489 | 0.65688 | 0 | 0 | 0.85 | 0.85 | 0.85 | 0.85 | 0.88747 | 0.0099835 | 0.40115 | 0.20025 | 0.0094141
2025-12-13 15:00 | 44441.0189 | 39958.6082 | 3965.7227 | 516.688 | 0.1791 | 0.25328 | 0.25505 | 0.2212 | 347 | 15 | Spring | 0.24372 | 0.26351 | 0.26351 | 0.88663 | 0.34492 | 0.25505 | 0.1791 | 0.66692 | 0.65688 | 0.85008 | 0.010088 | 0.0013328 | 0.2212 | 0.33518 | 0.65688 | 0 | 0 | 0.85 | 0.85 | 0.85 | 0.85 | 0.88663 | 0.010088 | 0.4158 | 0.12537 | 0.0094141
2025-12-13 16:00 | 45963.2153 | 44008.3076 | 1441.9917 | 512.916 | 0.065123 | 0.25143 | 0.25282 | 0.22623 | 347 | 16 | Spring | 0.24178 | 0.27908 | 0.27908 | 0.87629 | 0.34371 | 0.25282 | 0.065123 | 0.67652 | 0.66614 | 0.85008 | 0.010018 | 0.0013328 | 0.22623 | 0.36047 | 0.66614 | 0 | 0 | 0.85 | 0.85 | 0.85 | 0.85 | 0.87629 | 0.010018 | 0.43848 | 0.045586 | 0.0092363
2025-12-13 17:00 | 50344.2423 | 49778.5294 | 42.3778 | 523.3352 | 0.0019139 | 0.25654 | 0.25771 | 0.23542 | 347 | 17 | Spring | 0.24363 | 0.29823 | 0.29823 | 0.87688 | 0.36264 | 0.25771 | 0.0019139 | 0.6679 | 0.66614 | 0.85008 | 0.010018 | 0.0035317 | 0.23542 | 0.37417 | 0.66614 | 0 | 0 | 0.85 | 0.85 | 0.85 | 0.85 | 0.87688 | 0.010018 | 0.48342 | 0.0013397 | 0.28272
2025-12-13 18:00 | 51439.4736 | 50923.3803 | 0 | 516.0933 | 0 | 0.25299 | 0.25359 | 0.24214 | 347 | 18 | Spring | 0.25066 | 0.31384 | 0.31384 | 0.87696 | 0.40118 | 0.25359 | 0 | 0.58773 | 0.66614 | 0.85008 | 0.010158 | 0.027398 | 0.24214 | 0.3962 | 0.66614 | 0 | 0 | 0.85 | 0.85 | 0.85 | 0.85 | 0.87696 | 0.010158 | 0.50599 | 0 | 0.42211
2025-12-13 19:00 | 51656.9074 | 51146.3316 | 0 | 510.5758 | 0 | 0.25028 | 0.25051 | 0.24611 | 347 | 19 | Spring | 0.26664 | 0.33067 | 0.33067 | 0.8775 | 0.42487 | 0.25051 | 0 | 0.23069 | 0.66641 | 0.85008 | 0.010612 | 0.027398 | 0.24611 | 0.41363 | 0.66641 | 0 | 0 | 0.85 | 0.85 | 0.85 | 0.85 | 0.8775 | 0.010612 | 0.52452 | 0 | 0.39185
2025-12-13 20:00 | 51092.5929 | 50588.6141 | 0 | 503.9788 | 0 | 0.24705 | 0.24716 | 0.24506 | 347 | 20 | Spring | 0.28392 | 0.33907 | 0.33907 | 0.87706 | 0.44583 | 0.24716 | 0 | 0 | 0.66641 | 0.85008 | 0.010717 | 0.013216 | 0.24506 | 0.41376 | 0.66641 | 0 | 0 | 0.85 | 0.85 | 0.85 | 0.85 | 0.87706 | 0.010717 | 0.52178 | 0 | 0.34357
2025-12-13 21:00 | 49042.267 | 48543.2337 | 0 | 499.0333 | 0 | 0.24462 | 0.24487 | 0.24021 | 347 | 21 | Spring | 0.28852 | 0.33774 | 0.33774 | 0.87764 | 0.44688 | 0.24487 | 0 | 0 | 0.66641 | 0.85008 | 0.010682 | 0.0013328 | 0.24021 | 0.40821 | 0.66641 | 0 | 0 | 0.85 | 0.85 | 0.85 | 0.85 | 0.87764 | 0.010682 | 0.49219 | 0 | 0.10075
2025-12-13 22:00 | 46038.752 | 45546.7307 | 0 | 492.0213 | 0 | 0.24119 | 0.24155 | 0.23456 | 347 | 22 | Spring | 0.27883 | 0.33192 | 0.33192 | 0.87863 | 0.45017 | 0.24155 | 0 | 0 | 0.66641 | 0.85008 | 0.010717 | 0.0013328 | 0.23456 | 0.36384 | 0.66641 | 0 | 0 | 0.85 | 0.85 | 0.85 | 0.85 | 0.87863 | 0.010717 | 0.43629 | 0 | 0.081544
2025-12-13 23:00 | 42580.8536 | 42097.1277 | 0 | 483.7259 | 0 | 0.23712 | 0.23752 | 0.22998 | 347 | 23 | Spring | 0.26601 | 0.32932 | 0.32932 | 0.87267 | 0.42104 | 0.23752 | 0 | 0 | 0.65528 | 0.85008 | 0.011973 | 0.0013328 | 0.22998 | 0.30433 | 0.65528 | 0 | 0 | 0.85 | 0.85 | 0.85 | 0.85 | 0.87267 | 0.011973 | 0.38142 | 0 | 0.039465
2025-12-14 00:00 | 40112.5027 | 39622.6465 | 0 | 489.8562 | 0 | 0.24013 | 0.24055 | 0.23247 | 348 | 0 | Spring | 0.27877 | 0.32807 | 0.32807 | 0.86806 | 0.41526 | 0.24055 | 0 | 0 | 0.64562 | 0.85008 | 0.0133 | 0.00079999 | 0.23247 | 0.22892 | 0.64562 | 0 | 0 | 0.85 | 0.85 | 0.85 | 0.85 | 0.86806 | 0.0133 | 0.36461 | 0 | 0.048952
2025-12-14 01:00 | 39385.6279 | 38880.7231 | 0 | 504.9048 | 0 | 0.2475 | 0.24778 | 0.24246 | 348 | 1 | Spring | 0.27126 | 0.31736 | 0.31736 | 0.87726 | 0.38 | 0.24778 | 0 | 0 | 0.64562 | 0.85008 | 0.012357 | 0.00079999 | 0.24246 | 0.2248 | 0.64562 | 0 | 0 | 0.85 | 0.85 | 0.85 | 0.85 | 0.87726 | 0.012357 | 0.36019 | 0 | 0
2025-12-14 02:00 | 39304.2153 | 38781.5158 | 0 | 522.6995 | 0 | 0.25623 | 0.2563 | 0.25489 | 348 | 2 | Spring | 0.2611 | 0.30561 | 0.30561 | 0.87644 | 0.34552 | 0.2563 | 0 | 0 | 0.64562 | 0.85008 | 0.012462 | 0.00079999 | 0.25489 | 0.21959 | 0.64562 | 0 | 0 | 0.85 | 0.85 | 0.85 | 0.85 | 0.87644 | 0.012462 | 0.35507 | 0 | 0.0076969
2025-12-14 03:00 | 39395.284 | 38862.5814 | 0 | 532.7026 | 0 | 0.26113 | 0.26074 | 0.26818 | 348 | 3 | Spring | 0.25348 | 0.29808 | 0.29808 | 0.87591 | 0.33422 | 0.26074 | 0 | 0 | 0.64562 | 0.85008 | 0.013439 | 0.00079999 | 0.26818 | 0.21762 | 0.64562 | 0 | 0 | 0.85 | 0.85 | 0.85 | 0.85 | 0.87591 | 0.013439 | 0.3547 | 0 | 0
2025-12-14 04:00 | 39765.0067 | 39240.3576 | 0 | 524.649 | 0 | 0.25718 | 0.25632 | 0.27276 | 348 | 4 | Spring | 0.24517 | 0.29516 | 0.29516 | 0.87706 | 0.32769 | 0.25632 | 0 | 0 | 0.64562 | 0.85008 | 0.013579 | 0.00079999 | 0.27276 | 0.22054 | 0.64562 | 0 | 0 | 0.85 | 0.85 | 0.85 | 0.85 | 0.87706 | 0.013579 | 0.36068 | 0 | 0
2025-12-14 05:00 | 42010.9325 | 41506.5555 | 0 | 504.377 | 0 | 0.24724 | 0.24625 | 0.26512 | 348 | 5 | Spring | 0.24319 | 0.29542 | 0.29542 | 0.87925 | 0.32324 | 0.24625 | 0 | 0 | 0.64562 | 0.85008 | 0.013719 | 0.00079999 | 0.26512 | 0.24903 | 0.64562 | 0 | 0 | 0.85 | 0.85 | 0.85 | 0.85 | 0.87925 | 0.013719 | 0.38813 | 0 | 0
2025-12-14 06:00 | 44165.1739 | 43693.6192 | 0 | 471.5547 | 0 | 0.23115 | 0.23008 | 0.25053 | 348 | 6 | Spring | 0.25416 | 0.29826 | 0.29826 | 0.88123 | 0.35611 | 0.23008 | 0 | 0 | 0.6501 | 0.85008 | 0.013404 | 0.00083936 | 0.25053 | 0.30317 | 0.6501 | 0 | 0 | 0.85 | 0.85 | 0.85 | 0.85 | 0.88123 | 0.013404 | 0.4151 | 0 | 0
2025-12-14 07:00 | 47973.5412 | 47475.3582 | 61.4495 | 436.7334 | 0.0027752 | 0.21408 | 0.21291 | 0.23539 | 348 | 7 | Spring | 0.26383 | 0.30635 | 0.30635 | 0.88211 | 0.39696 | 0.21291 | 0.0027752 | 0 | 0.65669 | 0.85008 | 0.012671 | 0.0010882 | 0.23539 | 0.29 | 0.65669 | 0 | 0 | 0.85 | 0.85 | 0.85 | 0.85 | 0.88211 | 0.012671 | 0.40054 | 0.0019426 | 0.0096656
2025-12-14 08:00 | 48880.7041 | 47052.4094 | 1428.8695 | 399.4252 | 0.064531 | 0.1958 | 0.19442 | 0.22061 | 348 | 8 | Spring | 0.26441 | 0.30255 | 0.30255 | 0.88442 | 0.42633 | 0.19442 | 0.064531 | 0 | 0.65669 | 0.85008 | 0.012183 | 0.0010228 | 0.22061 | 0.28372 | 0.65669 | 0 | 0 | 0.85 | 0.85 | 0.85 | 0.85 | 0.88442 | 0.012183 | 0.39226 | 0.045171 | 0.029613
2025-12-14 09:00 | 49467.5357 | 45705.0272 | 3373.3303 | 389.1782 | 0.15235 | 0.19077 | 0.18976 | 0.20904 | 348 | 9 | Spring | 0.25911 | 0.30095 | 0.30095 | 0.88542 | 0.45108 | 0.18976 | 0.15235 | 0.38061 | 0.65642 | 0.85008 | 0.011659 | 0.00079999 | 0.20904 | 0.26073 | 0.65642 | 0 | 0 | 0.85 | 0.85 | 0.85 | 0.85 | 0.88542 | 0.011659 | 0.37528 | 0.10664 | 0
2025-12-14 10:00 | 49129.1404 | 43883.2845 | 4821.2585 | 424.5973 | 0.21774 | 0.20814 | 0.20808 | 0.20906 | 348 | 10 | Spring | 0.26146 | 0.29721 | 0.29721 | 0.88641 | 0.4463 | 0.20808 | 0.21774 | 0.64871 | 0.65688 | 0.85008 | 0.011484 | 0.00079999 | 0.20906 | 0.27476 | 0.65688 | 0 | 0 | 0.85 | 0.85 | 0.85 | 0.85 | 0.88641 | 0.011484 | 0.37825 | 0.15242 | 0
2025-12-14 11:00 | 48344.6646 | 42362.9707 | 5507.8853 | 473.8087 | 0.24875 | 0.23226 | 0.23289 | 0.22077 | 348 | 11 | Spring | 0.25473 | 0.28311 | 0.28311 | 0.88809 | 0.41276 | 0.23289 | 0.24875 | 0.69148 | 0.65688 | 0.85008 | 0.01138 | 0.00079999 | 0.22077 | 0.29695 | 0.65688 | 0 | 0 | 0.85 | 0.85 | 0.85 | 0.85 | 0.88809 | 0.01138 | 0.38376 | 0.17412 | 0.0092363
2025-12-14 12:00 | 47315.3665 | 41225.4651 | 5572.399 | 517.5025 | 0.25166 | 0.25368 | 0.25409 | 0.24624 | 348 | 12 | Spring | 0.24979 | 0.27224 | 0.27224 | 0.88874 | 0.38152 | 0.25409 | 0.25166 | 0.67553 | 0.65688 | 0.85008 | 0.011484 | 0.00080167 | 0.24624 | 0.31905 | 0.65688 | 0 | 0 | 0.85 | 0.85 | 0.85 | 0.85 | 0.88874 | 0.011484 | 0.39243 | 0.17616 | 0.0092363
2025-12-14 13:00 | 44956.3666 | 39309.4279 | 5100.8459 | 546.0928 | 0.23036 | 0.26769 | 0.26783 | 0.26521 | 348 | 13 | Spring | 0.2448 | 0.25993 | 0.25993 | 0.88865 | 0.35645 | 0.26783 | 0.23036 | 0.66427 | 0.65688 | 0.85008 | 0.010123 | 0.00079999 | 0.26521 | 0.32335 | 0.65688 | 0 | 0 | 0.85 | 0.85 | 0.85 | 0.85 | 0.88865 | 0.010123 | 0.40028 | 0.16126 | 0.0092363
2025-12-14 14:00 | 44507.894 | 39859.073 | 4086.5101 | 562.3109 | 0.18456 | 0.27564 | 0.2755 | 0.27814 | 348 | 14 | Spring | 0.24385 | 0.25881 | 0.25881 | 0.88747 | 0.34975 | 0.2755 | 0.18456 | 0.65679 | 0.65688 | 0.85008 | 0.0099835 | 0.0013328 | 0.27814 | 0.32489 | 0.65688 | 0 | 0 | 0.85 | 0.85 | 0.85 | 0.85 | 0.88747 | 0.0099835 | 0.40115 | 0.12919 | 0.0094141
2025-12-14 15:00 | 44609.4927 | 41407.66 | 2632.5588 | 569.2739 | 0.11889 | 0.27906 | 0.27842 | 0.2906 | 348 | 15 | Spring | 0.24372 | 0.26351 | 0.26351 | 0.88663 | 0.34492 | 0.27842 | 0.11889 | 0.66692 | 0.65688 | 0.85008 | 0.010088 | 0.0013328 | 0.2906 | 0.33518 | 0.65688 | 0 | 0 | 0.85 | 0.85 | 0.85 | 0.85 | 0.88663 | 0.010088 | 0.4158 | 0.083224 | 0.0094141
2025-12-14 16:00 | 46190.5385 | 44595.6273 | 1012.6259 | 582.2853 | 0.045732 | 0.28543 | 0.28434 | 0.30514 | 348 | 16 | Spring | 0.24178 | 0.27908 | 0.27908 | 0.87629 | 0.34371 | 0.28434 | 0.045732 | 0.67652 | 0.66614 | 0.85008 | 0.010018 | 0.0013328 | 0.30514 | 0.36047 | 0.66614 | 0 | 0 | 0.85 | 0.85 | 0.85 | 0.85 | 0.87629 | 0.010018 | 0.43848 | 0.032013 | 0.0092363
2025-12-14 17:00 | 50689.2125 | 50068.0962 | 30.5712 | 590.5451 | 0.0013807 | 0.28948 | 0.28804 | 0.31556 | 348 | 17 | Spring | 0.24363 | 0.29823 | 0.29823 | 0.87688 | 0.36264 | 0.28804 | 0.0013807 | 0.6679 | 0.66614 | 0.85008 | 0.010018 | 0.0035317 | 0.31556 | 0.37417 | 0.66614 | 0 | 0 | 0.85 | 0.85 | 0.85 | 0.85 | 0.87688 | 0.010018 | 0.48342 | 0.00096646 | 0.28272
2025-12-14 18:00 | 51770.1178 | 51182.8993 | 0 | 587.2184 | 0 | 0.28785 | 0.28633 | 0.31532 | 348 | 18 | Spring | 0.25066 | 0.31384 | 0.31384 | 0.87696 | 0.40118 | 0.28633 | 0 | 0.58773 | 0.66614 | 0.85008 | 0.010158 | 0.027398 | 0.31532 | 0.3962 | 0.66614 | 0 | 0 | 0.85 | 0.85 | 0.85 | 0.85 | 0.87696 | 0.010158 | 0.50599 | 0 | 0.42211
2025-12-14 19:00 | 51873.23 | 51289.2207 | 0 | 584.0093 | 0 | 0.28628 | 0.28499 | 0.30964 | 348 | 19 | Spring | 0.26664 | 0.33067 | 0.33067 | 0.8775 | 0.42487 | 0.28499 | 0 | 0.23069 | 0.66641 | 0.85008 | 0.010612 | 0.027398 | 0.30964 | 0.41363 | 0.66641 | 0 | 0 | 0.85 | 0.85 | 0.85 | 0.85 | 0.8775 | 0.010612 | 0.52452 | 0 | 0.39185
2025-12-14 20:00 | 51156.4869 | 50572.4741 | 0 | 584.0128 | 0 | 0.28628 | 0.28543 | 0.30169 | 348 | 20 | Spring | 0.28392 | 0.33907 | 0.33907 | 0.87706 | 0.44583 | 0.28543 | 0 | 0 | 0.66641 | 0.85008 | 0.010717 | 0.013216 | 0.30169 | 0.41376 | 0.66641 | 0 | 0 | 0.85 | 0.85 | 0.85 | 0.85 | 0.87706 | 0.010717 | 0.52178 | 0 | 0.34357
2025-12-14 21:00 | 48980.3786 | 48401.7252 | 0 | 578.6535 | 0 | 0.28365 | 0.28298 | 0.29587 | 348 | 21 | Spring | 0.28852 | 0.33774 | 0.33774 | 0.87764 | 0.44688 | 0.28298 | 0 | 0 | 0.66641 | 0.85008 | 0.010682 | 0.0013328 | 0.29587 | 0.40821 | 0.66641 | 0 | 0 | 0.85 | 0.85 | 0.85 | 0.85 | 0.87764 | 0.010682 | 0.49219 | 0 | 0.10075
2025-12-14 22:00 | 45888.902 | 45319.0707 | 0 | 569.8312 | 0 | 0.27933 | 0.2788 | 0.28891 | 348 | 22 | Spring | 0.27883 | 0.33192 | 0.33192 | 0.87863 | 0.45017 | 0.2788 | 0 | 0 | 0.66641 | 0.85008 | 0.010717 | 0.0013328 | 0.28891 | 0.36384 | 0.66641 | 0 | 0 | 0.85 | 0.85 | 0.85 | 0.85 | 0.87863 | 0.010717 | 0.43629 | 0 | 0.081544
2025-12-14 23:00 | 42352.2106 | 41802.1886 | 0 | 550.022 | 0 | 0.26962 | 0.26875 | 0.28524 | 348 | 23 | Spring | 0.26601 | 0.32932 | 0.32932 | 0.87267 | 0.42104 | 0.26875 | 0 | 0 | 0.65528 | 0.85008 | 0.011973 | 0.0013328 | 0.28524 | 0.30433 | 0.65528 | 0 | 0 | 0.85 | 0.85 | 0.85 | 0.85 | 0.87267 | 0.011973 | 0.38142 | 0 | 0.039465
2025-12-15 00:00 | 62838.3536 | 62303.2975 | 0 | 535.0561 | 0 | 0.26228 | 0.26112 | 0.28329 | 349 | 0 | Winter | 0.38112 | 0.34822 | 0.34822 | 0.87184 | 0.31588 | 0.26112 | 0 | 0 | 0.65714 | 0.85008 | 0.011799 | 0.0012155 | 0.28329 | 0.39122 | 0.65714 | 0 | 0 | 0.85 | 0.85 | 0.85 | 0.85 | 0.87184 | 0.011799 | 0.48528 | 0 | 0.0029205
2025-12-15 01:00 | 62014.2177 | 61482.1276 | 0 | 532.0901 | 0 | 0.26083 | 0.25973 | 0.28061 | 349 | 1 | Winter | 0.36674 | 0.33231 | 0.33231 | 0.87605 | 0.28158 | 0.25973 | 0 | 0 | 0.65714 | 0.85008 | 0.009774 | 0.00081967 | 0.28061 | 0.37856 | 0.65714 | 0 | 0 | 0.85 | 0.85 | 0.85 | 0.85 | 0.87605 | 0.009774 | 0.4777 | 0 | 0
2025-12-15 02:00 | 61733.7708 | 61207.0578 | 0 | 526.7129 | 0 | 0.25819 | 0.2572 | 0.27608 | 349 | 2 | Winter | 0.34679 | 0.32201 | 0.32201 | 0.8763 | 0.24925 | 0.2572 | 0 | 0 | 0.65714 | 0.85008 | 0.0098438 | 0.00079999 | 0.27608 | 0.37271 | 0.65714 | 0 | 0 | 0.85 | 0.85 | 0.85 | 0.85 | 0.8763 | 0.0098438 | 0.47491 | 0 | 0
2025-12-15 03:00 | 61778.1623 | 61257.579 | 0 | 520.5833 | 0 | 0.25519 | 0.25425 | 0.27214 | 349 | 3 | Winter | 0.3338 | 0.31706 | 0.31706 | 0.87561 | 0.23438 | 0.25425 | 0 | 0 | 0.65714 | 0.85008 | 0.0098089 | 0.00079999 | 0.27214 | 0.37639 | 0.65714 | 0 | 0 | 0.85 | 0.85 | 0.85 | 0.85 | 0.87561 | 0.0098089 | 0.47708 | 0 | 0
2025-12-15 04:00 | 62467.3401 | 61957.3527 | 0 | 509.9875 | 0 | 0.24999 | 0.24895 | 0.26893 | 349 | 4 | Winter | 0.33501 | 0.31839 | 0.31839 | 0.87687 | 0.215 | 0.24895 | 0 | 0 | 0.65714 | 0.85008 | 0.0099486 | 0.00079999 | 0.26893 | 0.39652 | 0.65714 | 0 | 0 | 0.85 | 0.85 | 0.85 | 0.85 | 0.87687 | 0.0099486 | 0.49014 | 0 | 0
2025-12-15 05:00 | 67469.1086 | 66964.6196 | 0 | 504.489 | 0 | 0.2473 | 0.24629 | 0.26545 | 349 | 5 | Winter | 0.34255 | 0.3212 | 0.3212 | 0.87819 | 0.21182 | 0.24629 | 0 | 0 | 0.65714 | 0.85008 | 0.010053 | 0.00079999 | 0.26545 | 0.45896 | 0.65714 | 0 | 0 | 0.85 | 0.85 | 0.85 | 0.85 | 0.87819 | 0.010053 | 0.52415 | 0 | 0
2025-12-15 06:00 | 75457.0411 | 74966.1387 | 0 | 490.9024 | 0 | 0.24064 | 0.23991 | 0.25387 | 349 | 6 | Winter | 0.3535 | 0.33148 | 0.33148 | 0.87914 | 0.24668 | 0.23991 | 0 | 0 | 0.65714 | 0.85008 | 0.010088 | 0.00079999 | 0.25387 | 0.54134 | 0.65714 | 0 | 0 | 0.85 | 0.85 | 0.85 | 0.85 | 0.87914 | 0.010088 | 0.55421 | 0 | 0.00017779
2025-12-15 07:00 | 83558.9426 | 83030.8017 | 61.3611 | 466.7798 | 0.0027712 | 0.22881 | 0.22835 | 0.23711 | 349 | 7 | Winter | 0.39334 | 0.34859 | 0.34859 | 0.8799 | 0.30623 | 0.22835 | 0.0027712 | 0 | 0.65714 | 0.85008 | 0.011938 | 0.017261 | 0.23711 | 0.53641 | 0.65714 | 0 | 0 | 0.85 | 0.85 | 0.85 | 0.85 | 0.8799 | 0.011938 | 0.56215 | 0.0019398 | 0.0038224
2025-12-15 08:00 | 80886.9494 | 78903.3558 | 1544.0084 | 439.5852 | 0.069731 | 0.21548 | 0.21524 | 0.21994 | 349 | 8 | Winter | 0.43014 | 0.36227 | 0.36227 | 0.88068 | 0.34685 | 0.21524 | 0.069731 | 0 | 0.65714 | 0.85008 | 0.010821 | 0.0096506 | 0.21994 | 0.4851 | 0.65714 | 0 | 0 | 0.85 | 0.85 | 0.85 | 0.85 | 0.88068 | 0.010821 | 0.53053 | 0.048811 | 8.8894e-05
2025-12-15 09:00 | 78947.6113 | 74760.6824 | 3770.5122 | 416.4168 | 0.17028 | 0.20413 | 0.20354 | 0.21463 | 349 | 9 | Winter | 0.43228 | 0.35522 | 0.35522 | 0.88103 | 0.35924 | 0.20354 | 0.17028 | 0.040275 | 0.65714 | 0.85008 | 0.010961 | 0.00079999 | 0.21463 | 0.4407 | 0.65714 | 0 | 0 | 0.85 | 0.85 | 0.85 | 0.85 | 0.88103 | 0.010961 | 0.50047 | 0.1192 | 0
2025-12-15 10:00 | 77383.3813 | 71398.8189 | 5547.5902 | 436.9722 | 0.25054 | 0.2142 | 0.21375 | 0.22237 | 349 | 10 | Winter | 0.4061 | 0.33487 | 0.33487 | 0.88085 | 0.36964 | 0.21375 | 0.25054 | 0.40566 | 0.65161 | 0.85008 | 0.013544 | 0.00079999 | 0.22237 | 0.43351 | 0.65161 | 0 | 0 | 0.85 | 0.85 | 0.85 | 0.85 | 0.88085 | 0.013544 | 0.48026 | 0.17538 | 0
2025-12-15 11:00 | 74016.6983 | 66984.3452 | 6558.8908 | 473.4623 | 0.29621 | 0.23209 | 0.23185 | 0.23641 | 349 | 11 | Winter | 0.3925 | 0.32321 | 0.32321 | 0.87126 | 0.35242 | 0.23185 | 0.29621 | 0.54927 | 0.65161 | 0.85008 | 0.013649 | 0.00079999 | 0.23641 | 0.42796 | 0.65161 | 0 | 0 | 0.85 | 0.85 | 0.85 | 0.85 | 0.87126 | 0.013649 | 0.46854 | 0.20735 | 0
2025-12-15 12:00 | 72479.4748 | 65240.1407 | 6740.0924 | 499.2418 | 0.3044 | 0.24473 | 0.24497 | 0.24035 | 349 | 12 | Winter | 0.3815 | 0.31623 | 0.31623 | 0.87098 | 0.31489 | 0.24497 | 0.3044 | 0.54413 | 0.65161 | 0.85008 | 0.013788 | 0.00079999 | 0.24035 | 0.41662 | 0.65161 | 0 | 0 | 0.85 | 0.85 | 0.85 | 0.85 | 0.87098 | 0.013788 | 0.46441 | 0.21308 | 0
2025-12-15 13:00 | 72311.2113 | 65549.2893 | 6247.9454 | 513.9766 | 0.28217 | 0.25195 | 0.2529 | 0.2347 | 349 | 13 | Winter | 0.37364 | 0.31803 | 0.31803 | 0.87056 | 0.27101 | 0.2529 | 0.28217 | 0.51602 | 0.65161 | 0.85008 | 0.010996 | 0.00079999 | 0.2347 | 0.39216 | 0.65161 | 0 | 0 | 0.85 | 0.85 | 0.85 | 0.85 | 0.87056 | 0.010996 | 0.45541 | 0.19752 | 0
2025-12-15 14:00 | 72530.9479 | 66863.5217 | 5152.3113 | 515.1149 | 0.23269 | 0.25251 | 0.25429 | 0.22029 | 349 | 14 | Winter | 0.36662 | 0.31876 | 0.31876 | 0.87131 | 0.25223 | 0.25429 | 0.23269 | 0.50431 | 0.65161 | 0.85008 | 0.011519 | 0.00079999 | 0.22029 | 0.38684 | 0.65161 | 0 | 0 | 0.85 | 0.85 | 0.85 | 0.85 | 0.87131 | 0.011519 | 0.45706 | 0.16288 | 0
2025-12-15 15:00 | 73106.9883 | 69154.688 | 3446.3874 | 505.913 | 0.15565 | 0.248 | 0.25009 | 0.21013 | 349 | 15 | Winter | 0.35644 | 0.32325 | 0.32325 | 0.87285 | 0.24653 | 0.25009 | 0.15565 | 0.52622 | 0.65161 | 0.85008 | 0.011764 | 0.001192 | 0.21013 | 0.41154 | 0.65161 | 0 | 0 | 0.85 | 0.85 | 0.85 | 0.85 | 0.87285 | 0.011764 | 0.48176 | 0.10895 | 0
2025-12-15 16:00 | 75101.685 | 73336.2739 | 1264.8508 | 500.5603 | 0.057123 | 0.24537 | 0.2474 | 0.20874 | 349 | 16 | Winter | 0.34271 | 0.32889 | 0.32889 | 0.87552 | 0.27001 | 0.2474 | 0.057123 | 0.54156 | 0.66088 | 0.85008 | 0.012567 | 0.0013328 | 0.20874 | 0.50479 | 0.66088 | 0 | 0 | 0.85 | 0.85 | 0.85 | 0.85 | 0.87552 | 0.012567 | 0.52016 | 0.039986 | 0
2025-12-15 17:00 | 78987.8803 | 78452.7766 | 36.3737 | 498.73 | 0.0016427 | 0.24448 | 0.24635 | 0.21051 | 349 | 17 | Winter | 0.35239 | 0.34089 | 0.34089 | 0.87812 | 0.31218 | 0.24635 | 0.0016427 | 0.47484 | 0.66641 | 0.85008 | 0.012811 | 0.0013818 | 0.21051 | 0.55841 | 0.66641 | 0 | 0 | 0.85 | 0.85 | 0.85 | 0.85 | 0.87812 | 0.012811 | 0.563 | 0.0011499 | 0.108
2025-12-15 18:00 | 80127.4358 | 79644.7164 | 0 | 482.7194 | 0 | 0.23663 | 0.23794 | 0.21295 | 349 | 18 | Winter | 0.36908 | 0.35647 | 0.35647 | 0.8795 | 0.33257 | 0.23794 | 0 | 0.15048 | 0.66641 | 0.85008 | 0.011554 | 0.0054852 | 0.21295 | 0.57233 | 0.66641 | 0 | 0 | 0.85 | 0.85 | 0.85 | 0.85 | 0.8795 | 0.011554 | 0.60036 | 0 | 0.31896
2025-12-15 19:00 | 79042.9563 | 78571.2179 | 0 | 471.7384 | 0 | 0.23124 | 0.23211 | 0.21557 | 349 | 19 | Winter | 0.39083 | 0.3598 | 0.3598 | 0.8799 | 0.35171 | 0.23211 | 0 | 0 | 0.66641 | 0.85008 | 0.011624 | 0.0054852 | 0.21557 | 0.56127 | 0.66641 | 0 | 0 | 0.85 | 0.85 | 0.85 | 0.85 | 0.8799 | 0.011624 | 0.6033 | 0 | 0.16946
2025-12-15 20:00 | 76901.0174 | 76440.5496 | 0 | 460.4678 | 0 | 0.22572 | 0.22606 | 0.21948 | 349 | 20 | Winter | 0.38392 | 0.35256 | 0.35256 | 0.88015 | 0.35332 | 0.22606 | 0 | 0 | 0.66539 | 0.85008 | 0.011729 | 0.0079216 | 0.21948 | 0.55127 | 0.66539 | 0 | 0 | 0.85 | 0.85 | 0.85 | 0.85 | 0.88015 | 0.011729 | 0.58652 | 0 | 0.16317
2025-12-15 21:00 | 74110.0998 | 73654.9904 | 0 | 455.1093 | 0 | 0.22309 | 0.22283 | 0.22784 | 349 | 21 | Winter | 0.36841 | 0.34678 | 0.34678 | 0.88022 | 0.34293 | 0.22283 | 0 | 0 | 0.66206 | 0.85008 | 0.011764 | 0.0066981 | 0.22784 | 0.52537 | 0.66206 | 0 | 0 | 0.85 | 0.85 | 0.85 | 0.85 | 0.88022 | 0.011764 | 0.56856 | 0 | 0.14339
2025-12-15 22:00 | 69719.6016 | 69263.3607 | 0 | 456.2409 | 0 | 0.22365 | 0.22265 | 0.24169 | 349 | 22 | Winter | 0.35457 | 0.33613 | 0.33613 | 0.87928 | 0.32008 | 0.22265 | 0 | 0 | 0.66206 | 0.85008 | 0.011868 | 0.0013818 | 0.24169 | 0.46434 | 0.66206 | 0 | 0 | 0.85 | 0.85 | 0.85 | 0.85 | 0.87928 | 0.011868 | 0.54642 | 0 | 0.12674
2025-12-15 23:00 | 65087.9961 | 64642.0143 | 0 | 445.9818 | 0 | 0.21862 | 0.21664 | 0.25433 | 349 | 23 | Winter | 0.33817 | 0.32402 | 0.32402 | 0.87673 | 0.30333 | 0.21664 | 0 | 0 | 0.66044 | 0.85008 | 0.011659 | 0.0013818 | 0.25433 | 0.41028 | 0.66044 | 0 | 0 | 0.85 | 0.85 | 0.85 | 0.85 | 0.87673 | 0.011659 | 0.51856 | 0 | 0.039796
2025-12-16 00:00 | 62980.8322 | 62533.9652 | 0 | 446.867 | 0 | 0.21905 | 0.21664 | 0.26261 | 350 | 0 | Winter | 0.38112 | 0.34822 | 0.34822 | 0.87184 | 0.31588 | 0.21664 | 0 | 0 | 0.65714 | 0.85008 | 0.011799 | 0.0012155 | 0.26261 | 0.39122 | 0.65714 | 0 | 0 | 0.85 | 0.85 | 0.85 | 0.85 | 0.87184 | 0.011799 | 0.48528 | 0 | 0.0029205
2025-12-16 01:00 | 62280.9418 | 61816.0557 | 0 | 464.8861 | 0 | 0.22789 | 0.22564 | 0.26842 | 350 | 1 | Winter | 0.36674 | 0.33231 | 0.33231 | 0.87605 | 0.28158 | 0.22564 | 0 | 0 | 0.65714 | 0.85008 | 0.009774 | 0.00081967 | 0.26842 | 0.37856 | 0.65714 | 0 | 0 | 0.85 | 0.85 | 0.85 | 0.85 | 0.87605 | 0.009774 | 0.4777 | 0 | 0
2025-12-16 02:00 | 62114.061 | 61626.9618 | 0 | 487.0992 | 0 | 0.23877 | 0.23681 | 0.27423 | 350 | 2 | Winter | 0.34679 | 0.32201 | 0.32201 | 0.8763 | 0.24925 | 0.23681 | 0 | 0 | 0.65714 | 0.85008 | 0.0098438 | 0.00079999 | 0.27423 | 0.37271 | 0.65714 | 0 | 0 | 0.85 | 0.85 | 0.85 | 0.85 | 0.8763 | 0.0098438 | 0.47491 | 0 | 0
2025-12-16 03:00 | 62233.2083 | 61717.8892 | 0 | 515.3191 | 0 | 0.25261 | 0.25098 | 0.28211 | 350 | 3 | Winter | 0.3338 | 0.31706 | 0.31706 | 0.87561 | 0.23438 | 0.25098 | 0 | 0 | 0.65714 | 0.85008 | 0.0098089 | 0.00079999 | 0.28211 | 0.37639 | 0.65714 | 0 | 0 | 0.85 | 0.85 | 0.85 | 0.85 | 0.87561 | 0.0098089 | 0.47708 | 0 | 0
2025-12-16 04:00 | 62932.0235 | 62381.399 | 0 | 550.6245 | 0 | 0.26991 | 0.26887 | 0.2887 | 350 | 4 | Winter | 0.33501 | 0.31839 | 0.31839 | 0.87687 | 0.215 | 0.26887 | 0 | 0 | 0.65714 | 0.85008 | 0.0099486 | 0.00079999 | 0.2887 | 0.39652 | 0.65714 | 0 | 0 | 0.85 | 0.85 | 0.85 | 0.85 | 0.87687 | 0.0099486 | 0.49014 | 0 | 0
2025-12-16 05:00 | 67898.8886 | 67326.0605 | 0 | 572.8281 | 0 | 0.2808 | 0.27992 | 0.2966 | 350 | 5 | Winter | 0.34255 | 0.3212 | 0.3212 | 0.87819 | 0.21182 | 0.27992 | 0 | 0 | 0.65714 | 0.85008 | 0.010053 | 0.00079999 | 0.2966 | 0.45896 | 0.65714 | 0 | 0 | 0.85 | 0.85 | 0.85 | 0.85 | 0.87819 | 0.010053 | 0.52415 | 0 | 0
2025-12-16 06:00 | 75851.9178 | 75288.1962 | 0 | 563.7216 | 0 | 0.27633 | 0.27494 | 0.3015 | 350 | 6 | Winter | 0.3535 | 0.33148 | 0.33148 | 0.87914 | 0.24668 | 0.27494 | 0 | 0 | 0.65714 | 0.85008 | 0.010088 | 0.00079999 | 0.3015 | 0.54134 | 0.65714 | 0 | 0 | 0.85 | 0.85 | 0.85 | 0.85 | 0.87914 | 0.010088 | 0.55421 | 0 | 0.00017779
2025-12-16 07:00 | 83938.7119 | 83339.8649 | 58.9577 | 539.8893 | 0.0026627 | 0.26465 | 0.26279 | 0.29834 | 350 | 7 | Winter | 0.39334 | 0.34859 | 0.34859 | 0.8799 | 0.30623 | 0.26279 | 0.0026627 | 0 | 0.65714 | 0.85008 | 0.011938 | 0.017261 | 0.29834 | 0.53641 | 0.65714 | 0 | 0 | 0.85 | 0.85 | 0.85 | 0.85 | 0.8799 | 0.011938 | 0.56215 | 0.0018639 | 0.0038224
2025-12-16 08:00 | 81254.152 | 79169.1044 | 1568.63 | 516.4176 | 0.070842 | 0.25315 | 0.25132 | 0.28621 | 350 | 8 | Winter | 0.43014 | 0.36227 | 0.36227 | 0.88068 | 0.34685 | 0.25132 | 0.070842 | 0 | 0.65714 | 0.85008 | 0.010821 | 0.0096506 | 0.28621 | 0.4851 | 0.65714 | 0 | 0 | 0.85 | 0.85 | 0.85 | 0.85 | 0.88068 | 0.010821 | 0.53053 | 0.04959 | 8.8894e-05
2025-12-16 09:00 | 79214.5959 | 74813.2958 | 3897.9421 | 503.3581 | 0.17604 | 0.24674 | 0.24565 | 0.26649 | 350 | 9 | Winter | 0.43228 | 0.35522 | 0.35522 | 0.88103 | 0.35924 | 0.24565 | 0.17604 | 0.040275 | 0.65714 | 0.85008 | 0.010961 | 0.00079999 | 0.26649 | 0.4407 | 0.65714 | 0 | 0 | 0.85 | 0.85 | 0.85 | 0.85 | 0.88103 | 0.010961 | 0.50047 | 0.12323 | 0
2025-12-16 10:00 | 77578.9964 | 71206.8352 | 5869.518 | 502.6432 | 0.26508 | 0.24639 | 0.24617 | 0.25037 | 350 | 10 | Winter | 0.4061 | 0.33487 | 0.33487 | 0.88085 | 0.36964 | 0.24617 | 0.26508 | 0.40566 | 0.65161 | 0.85008 | 0.013544 | 0.00079999 | 0.25037 | 0.43351 | 0.65161 | 0 | 0 | 0.85 | 0.85 | 0.85 | 0.85 | 0.88085 | 0.013544 | 0.48026 | 0.18556 | 0
2025-12-16 11:00 | 74169.8563 | 66529.882 | 7133.7831 | 506.1911 | 0.32218 | 0.24813 | 0.2485 | 0.24142 | 350 | 11 | Winter | 0.3925 | 0.32321 | 0.32321 | 0.87126 | 0.35242 | 0.2485 | 0.32218 | 0.54927 | 0.65161 | 0.85008 | 0.013649 | 0.00079999 | 0.24142 | 0.42796 | 0.65161 | 0 | 0 | 0.85 | 0.85 | 0.85 | 0.85 | 0.87126 | 0.013649 | 0.46854 | 0.22552 | 0
2025-12-16 12:00 | 72574.0264 | 64823.0881 | 7244.1628 | 506.7755 | 0.32716 | 0.24842 | 0.24905 | 0.23708 | 350 | 12 | Winter | 0.3815 | 0.31623 | 0.31623 | 0.87098 | 0.31489 | 0.24905 | 0.32716 | 0.54413 | 0.65161 | 0.85008 | 0.013788 | 0.00079999 | 0.23708 | 0.41662 | 0.65161 | 0 | 0 | 0.85 | 0.85 | 0.85 | 0.85 | 0.87098 | 0.013788 | 0.46441 | 0.22901 | 0
2025-12-16 13:00 | 72359.9197 | 65297.3036 | 6550.3233 | 512.2927 | 0.29583 | 0.25112 | 0.25208 | 0.23384 | 350 | 13 | Winter | 0.37364 | 0.31803 | 0.31803 | 0.87056 | 0.27101 | 0.25208 | 0.29583 | 0.51602 | 0.65161 | 0.85008 | 0.010996 | 0.00079999 | 0.23384 | 0.39216 | 0.65161 | 0 | 0 | 0.85 | 0.85 | 0.85 | 0.85 | 0.87056 | 0.010996 | 0.45541 | 0.20708 | 0
2025-12-16 14:00 | 72542.9297 | 66758.1692 | 5265.3016 | 519.4588 | 0.23779 | 0.25464 | 0.25586 | 0.23258 | 350 | 14 | Winter | 0.36662 | 0.31876 | 0.31876 | 0.87131 | 0.25223 | 0.25586 | 0.23779 | 0.50431 | 0.65161 | 0.85008 | 0.011519 | 0.00079999 | 0.23258 | 0.38684 | 0.65161 | 0 | 0 | 0.85 | 0.85 | 0.85 | 0.85 | 0.87131 | 0.011519 | 0.45706 | 0.16645 | 0
2025-12-16 15:00 | 73091.6204 | 69222.6462 | 3339.1825 | 529.7917 | 0.1508 | 0.2597 | 0.26106 | 0.23515 | 350 | 15 | Winter | 0.35644 | 0.32325 | 0.32325 | 0.87285 | 0.24653 | 0.26106 | 0.1508 | 0.52622 | 0.65161 | 0.85008 | 0.011764 | 0.001192 | 0.23515 | 0.41154 | 0.65161 | 0 | 0 | 0.85 | 0.85 | 0.85 | 0.85 | 0.87285 | 0.011764 | 0.48176 | 0.10556 | 0
2025-12-16 16:00 | 75149.0319 | 73334.8145 | 1262.7931 | 551.4243 | 0.05703 | 0.27031 | 0.27199 | 0.23989 | 350 | 16 | Winter | 0.34271 | 0.32889 | 0.32889 | 0.87552 | 0.27001 | 0.27199 | 0.05703 | 0.54156 | 0.66088 | 0.85008 | 0.012567 | 0.0013328 | 0.23989 | 0.50479 | 0.66088 | 0 | 0 | 0.85 | 0.85 | 0.85 | 0.85 | 0.87552 | 0.012567 | 0.52016 | 0.039921 | 0
2025-12-16 17:00 | 78983.1918 | 78383.3611 | 34.9236 | 564.9071 | 0.0015772 | 0.27692 | 0.27848 | 0.24868 | 350 | 17 | Winter | 0.35239 | 0.34089 | 0.34089 | 0.87812 | 0.31218 | 0.27848 | 0.0015772 | 0.47484 | 0.66641 | 0.85008 | 0.012811 | 0.0013818 | 0.24868 | 0.55841 | 0.66641 | 0 | 0 | 0.85 | 0.85 | 0.85 | 0.85 | 0.87812 | 0.012811 | 0.563 | 0.0011041 | 0.108
2025-12-16 18:00 | 79986.5201 | 79430.511 | 0 | 556.0091 | 0 | 0.27255 | 0.2736 | 0.25371 | 350 | 18 | Winter | 0.36908 | 0.35647 | 0.35647 | 0.8795 | 0.33257 | 0.2736 | 0 | 0.15048 | 0.66641 | 0.85008 | 0.011554 | 0.0054852 | 0.25371 | 0.57233 | 0.66641 | 0 | 0 | 0.85 | 0.85 | 0.85 | 0.85 | 0.8795 | 0.011554 | 0.60036 | 0 | 0.31896
2025-12-16 19:00 | 78791.0791 | 78245.2622 | 0 | 545.8169 | 0 | 0.26756 | 0.26843 | 0.25173 | 350 | 19 | Winter | 0.39083 | 0.3598 | 0.3598 | 0.8799 | 0.35171 | 0.26843 | 0 | 0 | 0.66641 | 0.85008 | 0.011624 | 0.0054852 | 0.25173 | 0.56127 | 0.66641 | 0 | 0 | 0.85 | 0.85 | 0.85 | 0.85 | 0.8799 | 0.011624 | 0.6033 | 0 | 0.16946
2025-12-16 20:00 | 76580.8963 | 76034.503 | 0 | 546.3934 | 0 | 0.26784 | 0.26869 | 0.2524 | 350 | 20 | Winter | 0.38392 | 0.35256 | 0.35256 | 0.88015 | 0.35332 | 0.26869 | 0 | 0 | 0.66539 | 0.85008 | 0.011729 | 0.0079216 | 0.2524 | 0.55127 | 0.66539 | 0 | 0 | 0.85 | 0.85 | 0.85 | 0.85 | 0.88015 | 0.011729 | 0.58652 | 0 | 0.16317
2025-12-16 21:00 | 73746.7402 | 73187.0022 | 0 | 559.7381 | 0 | 0.27438 | 0.2751 | 0.26135 | 350 | 21 | Winter | 0.36841 | 0.34678 | 0.34678 | 0.88022 | 0.34293 | 0.2751 | 0 | 0 | 0.66206 | 0.85008 | 0.011764 | 0.0066981 | 0.26135 | 0.52537 | 0.66206 | 0 | 0 | 0.85 | 0.85 | 0.85 | 0.85 | 0.88022 | 0.011764 | 0.56856 | 0 | 0.14339
2025-12-16 22:00 | 69313.0036 | 68735.9633 | 0 | 577.0403 | 0 | 0.28286 | 0.28294 | 0.28152 | 350 | 22 | Winter | 0.35457 | 0.33613 | 0.33613 | 0.87928 | 0.32008 | 0.28294 | 0 | 0 | 0.66206 | 0.85008 | 0.011868 | 0.0013818 | 0.28152 | 0.46434 | 0.66206 | 0 | 0 | 0.85 | 0.85 | 0.85 | 0.85 | 0.87928 | 0.011868 | 0.54642 | 0 | 0.12674
2025-12-16 23:00 | 64682.1796 | 64079.9379 | 0 | 602.2416 | 0 | 0.29522 | 0.29451 | 0.30801 | 350 | 23 | Winter | 0.33817 | 0.32402 | 0.32402 | 0.87673 | 0.30333 | 0.29451 | 0 | 0 | 0.66044 | 0.85008 | 0.011659 | 0.0013818 | 0.30801 | 0.41028 | 0.66044 | 0 | 0 | 0.85 | 0.85 | 0.85 | 0.85 | 0.87673 | 0.011659 | 0.51856 | 0 | 0.039796
2025-12-17 00:00 | 62595.3325 | 61955.401 | 0 | 639.9315 | 0 | 0.31369 | 0.31307 | 0.32491 | 351 | 0 | Winter | 0.38112 | 0.34822 | 0.34822 | 0.87184 | 0.31588 | 0.31307 | 0 | 0 | 0.65714 | 0.85008 | 0.011799 | 0.0012155 | 0.32491 | 0.39122 | 0.65714 | 0 | 0 | 0.85 | 0.85 | 0.85 | 0.85 | 0.87184 | 0.011799 | 0.48528 | 0 | 0.0029205
2025-12-17 01:00 | 61941.5458 | 61255.889 | 0 | 685.6568 | 0 | 0.33611 | 0.33611 | 0.33597 | 351 | 1 | Winter | 0.36674 | 0.33231 | 0.33231 | 0.87605 | 0.28158 | 0.33611 | 0 | 0 | 0.65714 | 0.85008 | 0.009774 | 0.00081967 | 0.33597 | 0.37856 | 0.65714 | 0 | 0 | 0.85 | 0.85 | 0.85 | 0.85 | 0.87605 | 0.009774 | 0.4777 | 0 | 0
2025-12-17 02:00 | 61849.9416 | 61126.9585 | 0 | 722.9831 | 0 | 0.3544 | 0.35508 | 0.34221 | 351 | 2 | Winter | 0.34679 | 0.32201 | 0.32201 | 0.8763 | 0.24925 | 0.35508 | 0 | 0 | 0.65714 | 0.85008 | 0.0098438 | 0.00079999 | 0.34221 | 0.37271 | 0.65714 | 0 | 0 | 0.85 | 0.85 | 0.85 | 0.85 | 0.8763 | 0.0098438 | 0.47491 | 0 | 0
2025-12-17 03:00 | 62059.2124 | 61315.3757 | 0 | 743.8368 | 0 | 0.36463 | 0.36569 | 0.34548 | 351 | 3 | Winter | 0.3338 | 0.31706 | 0.31706 | 0.87561 | 0.23438 | 0.36569 | 0 | 0 | 0.65714 | 0.85008 | 0.0098089 | 0.00079999 | 0.34548 | 0.37639 | 0.65714 | 0 | 0 | 0.85 | 0.85 | 0.85 | 0.85 | 0.87561 | 0.0098089 | 0.47708 | 0 | 0
2025-12-17 04:00 | 62843.4628 | 62082.7124 | 0 | 760.7504 | 0 | 0.37292 | 0.37436 | 0.34677 | 351 | 4 | Winter | 0.33501 | 0.31839 | 0.31839 | 0.87687 | 0.215 | 0.37436 | 0 | 0 | 0.65714 | 0.85008 | 0.0099486 | 0.00079999 | 0.34677 | 0.39652 | 0.65714 | 0 | 0 | 0.85 | 0.85 | 0.85 | 0.85 | 0.87687 | 0.0099486 | 0.49014 | 0 | 0
2025-12-17 05:00 | 67893.1582 | 67127.9901 | 0 | 765.1682 | 0 | 0.37508 | 0.37657 | 0.34813 | 351 | 5 | Winter | 0.34255 | 0.3212 | 0.3212 | 0.87819 | 0.21182 | 0.37657 | 0 | 0 | 0.65714 | 0.85008 | 0.010053 | 0.00079999 | 0.34813 | 0.45896 | 0.65714 | 0 | 0 | 0.85 | 0.85 | 0.85 | 0.85 | 0.87819 | 0.010053 | 0.52415 | 0 | 0
2025-12-17 06:00 | 75934.2272 | 75183.1461 | 0 | 751.0811 | 0 | 0.36818 | 0.36922 | 0.34931 | 351 | 6 | Winter | 0.3535 | 0.33148 | 0.33148 | 0.87914 | 0.24668 | 0.36922 | 0 | 0 | 0.65714 | 0.85008 | 0.010088 | 0.00079999 | 0.34931 | 0.54134 | 0.65714 | 0 | 0 | 0.85 | 0.85 | 0.85 | 0.85 | 0.87914 | 0.010088 | 0.55421 | 0 | 0.00017779
2025-12-17 07:00 | 84089.5256 | 83286.6469 | 64.9963 | 737.8824 | 0.0029354 | 0.36171 | 0.36137 | 0.36787 | 351 | 7 | Winter | 0.39334 | 0.34859 | 0.34859 | 0.8799 | 0.30623 | 0.36137 | 0.0029354 | 0 | 0.65714 | 0.85008 | 0.011938 | 0.017261 | 0.36787 | 0.53641 | 0.65714 | 0 | 0 | 0.85 | 0.85 | 0.85 | 0.85 | 0.8799 | 0.011938 | 0.56215 | 0.0020548 | 0.0038224
2025-12-17 08:00 | 81418.5883 | 79075.2034 | 1616.7247 | 726.6601 | 0.073015 | 0.35621 | 0.35474 | 0.38277 | 351 | 8 | Winter | 0.43014 | 0.36227 | 0.36227 | 0.88068 | 0.34685 | 0.35474 | 0.073015 | 0 | 0.65714 | 0.85008 | 0.010821 | 0.0096506 | 0.38277 | 0.4851 | 0.65714 | 0 | 0 | 0.85 | 0.85 | 0.85 | 0.85 | 0.88068 | 0.010821 | 0.53053 | 0.05111 | 8.8894e-05
2025-12-17 09:00 | 79422.7137 | 74828.8571 | 3852.5418 | 741.3147 | 0.17399 | 0.36339 | 0.36285 | 0.3731 | 351 | 9 | Winter | 0.43228 | 0.35522 | 0.35522 | 0.88103 | 0.35924 | 0.36285 | 0.17399 | 0.040275 | 0.65714 | 0.85008 | 0.010961 | 0.00079999 | 0.3731 | 0.4407 | 0.65714 | 0 | 0 | 0.85 | 0.85 | 0.85 | 0.85 | 0.88103 | 0.010961 | 0.50047 | 0.12179 | 0
2025-12-17 10:00 | 77823.5803 | 71387.1935 | 5639.337 | 797.0499 | 0.25468 | 0.39071 | 0.3919 | 0.36919 | 351 | 10 | Winter | 0.4061 | 0.33487 | 0.33487 | 0.88085 | 0.36964 | 0.3919 | 0.25468 | 0.40566 | 0.65161 | 0.85008 | 0.013544 | 0.00079999 | 0.36919 | 0.43351 | 0.65161 | 0 | 0 | 0.85 | 0.85 | 0.85 | 0.85 | 0.88085 | 0.013544 | 0.48026 | 0.17828 | 0
2025-12-17 11:00 | 74406.626 | 66619.3498 | 6933.1225 | 854.1537 | 0.31311 | 0.4187 | 0.42051 | 0.38606 | 351 | 11 | Winter | 0.3925 | 0.32321 | 0.32321 | 0.87126 | 0.35242 | 0.42051 | 0.31311 | 0.54927 | 0.65161 | 0.85008 | 0.013649 | 0.00079999 | 0.38606 | 0.42796 | 0.65161 | 0 | 0 | 0.85 | 0.85 | 0.85 | 0.85 | 0.87126 | 0.013649 | 0.46854 | 0.21918 | 0
2025-12-17 12:00 | 72785.0094 | 64290.6242 | 7609.8439 | 884.5412 | 0.34368 | 0.4336 | 0.43546 | 0.40004 | 351 | 12 | Winter | 0.3815 | 0.31623 | 0.31623 | 0.87098 | 0.31489 | 0.43546 | 0.34368 | 0.54413 | 0.65161 | 0.85008 | 0.013788 | 0.00079999 | 0.40004 | 0.41662 | 0.65161 | 0 | 0 | 0.85 | 0.85 | 0.85 | 0.85 | 0.87098 | 0.013788 | 0.46441 | 0.24057 | 0
2025-12-17 13:00 | 72557.3581 | 64357.2378 | 7309.5573 | 890.563 | 0.33011 | 0.43655 | 0.43835 | 0.40406 | 351 | 13 | Winter | 0.37364 | 0.31803 | 0.31803 | 0.87056 | 0.27101 | 0.43835 | 0.33011 | 0.51602 | 0.65161 | 0.85008 | 0.010996 | 0.00079999 | 0.40406 | 0.39216 | 0.65161 | 0 | 0 | 0.85 | 0.85 | 0.85 | 0.85 | 0.87056 | 0.010996 | 0.45541 | 0.23108 | 0
2025-12-17 14:00 | 72762.7687 | 65867.6917 | 6016.7163 | 878.3606 | 0.27173 | 0.43057 | 0.43204 | 0.40398 | 351 | 14 | Winter | 0.36662 | 0.31876 | 0.31876 | 0.87131 | 0.25223 | 0.43204 | 0.27173 | 0.50431 | 0.65161 | 0.85008 | 0.011519 | 0.00079999 | 0.40398 | 0.38684 | 0.65161 | 0 | 0 | 0.85 | 0.85 | 0.85 | 0.85 | 0.87131 | 0.011519 | 0.45706 | 0.19021 | 0
2025-12-17 15:00 | 73340.6324 | 68663.3894 | 3823.9456 | 853.2974 | 0.1727 | 0.41828 | 0.4191 | 0.40347 | 351 | 15 | Winter | 0.35644 | 0.32325 | 0.32325 | 0.87285 | 0.24653 | 0.4191 | 0.1727 | 0.52622 | 0.65161 | 0.85008 | 0.011764 | 0.001192 | 0.40347 | 0.41154 | 0.65161 | 0 | 0 | 0.85 | 0.85 | 0.85 | 0.85 | 0.87285 | 0.011764 | 0.48176 | 0.12089 | 0
2025-12-17 16:00 | 75420.5967 | 73147.1294 | 1437.1383 | 836.329 | 0.064904 | 0.40997 | 0.41038 | 0.4024 | 351 | 16 | Winter | 0.34271 | 0.32889 | 0.32889 | 0.87552 | 0.27001 | 0.41038 | 0.064904 | 0.54156 | 0.66088 | 0.85008 | 0.012567 | 0.0013328 | 0.4024 | 0.50479 | 0.66088 | 0 | 0 | 0.85 | 0.85 | 0.85 | 0.85 | 0.87552 | 0.012567 | 0.52016 | 0.045433 | 0
2025-12-17 17:00 | 79383.278 | 78527.3734 | 36.8148 | 819.0898 | 0.0016626 | 0.40151 | 0.40146 | 0.40243 | 351 | 17 | Winter | 0.35239 | 0.34089 | 0.34089 | 0.87812 | 0.31218 | 0.40146 | 0.0016626 | 0.47484 | 0.66641 | 0.85008 | 0.012811 | 0.0013818 | 0.40243 | 0.55841 | 0.66641 | 0 | 0 | 0.85 | 0.85 | 0.85 | 0.85 | 0.87812 | 0.012811 | 0.563 | 0.0011638 | 0.108
2025-12-17 18:00 | 80453.0268 | 79660.4833 | 0 | 792.5435 | 0 | 0.3885 | 0.38774 | 0.40221 | 351 | 18 | Winter | 0.36908 | 0.35647 | 0.35647 | 0.8795 | 0.33257 | 0.38774 | 0 | 0.15048 | 0.66641 | 0.85008 | 0.011554 | 0.0054852 | 0.40221 | 0.57233 | 0.66641 | 0 | 0 | 0.85 | 0.85 | 0.85 | 0.85 | 0.8795 | 0.011554 | 0.60036 | 0 | 0.31896
2025-12-17 19:00 | 79322.4436 | 78556.0644 | 0 | 766.3792 | 0 | 0.37568 | 0.37432 | 0.40012 | 351 | 19 | Winter | 0.39083 | 0.3598 | 0.3598 | 0.8799 | 0.35171 | 0.37432 | 0 | 0 | 0.66641 | 0.85008 | 0.011624 | 0.0054852 | 0.40012 | 0.56127 | 0.66641 | 0 | 0 | 0.85 | 0.85 | 0.85 | 0.85 | 0.8799 | 0.011624 | 0.6033 | 0 | 0.16946
2025-12-17 20:00 | 77160.4482 | 76414.1641 | 0 | 746.2841 | 0 | 0.36583 | 0.36436 | 0.39233 | 351 | 20 | Winter | 0.38392 | 0.35256 | 0.35256 | 0.88015 | 0.35332 | 0.36436 | 0 | 0 | 0.66539 | 0.85008 | 0.011729 | 0.0079216 | 0.39233 | 0.55127 | 0.66539 | 0 | 0 | 0.85 | 0.85 | 0.85 | 0.85 | 0.88015 | 0.011729 | 0.58652 | 0 | 0.16317
2025-12-17 21:00 | 74346.8695 | 73621.5498 | 0 | 725.3197 | 0 | 0.35555 | 0.35405 | 0.38258 | 351 | 21 | Winter | 0.36841 | 0.34678 | 0.34678 | 0.88022 | 0.34293 | 0.35405 | 0 | 0 | 0.66206 | 0.85008 | 0.011764 | 0.0066981 | 0.38258 | 0.52537 | 0.66206 | 0 | 0 | 0.85 | 0.85 | 0.85 | 0.85 | 0.88022 | 0.011764 | 0.56856 | 0 | 0.14339
2025-12-17 22:00 | 69930.5845 | 69236.5395 | 0 | 694.0451 | 0 | 0.34022 | 0.33869 | 0.36793 | 351 | 22 | Winter | 0.35457 | 0.33613 | 0.33613 | 0.87928 | 0.32008 | 0.33869 | 0 | 0 | 0.66206 | 0.85008 | 0.011868 | 0.0013818 | 0.36793 | 0.46434 | 0.66206 | 0 | 0 | 0.85 | 0.85 | 0.85 | 0.85 | 0.87928 | 0.011868 | 0.54642 | 0 | 0.12674
2025-12-17 23:00 | 65300.5419 | 64638.2305 | 0 | 662.3114 | 0 | 0.32466 | 0.32306 | 0.35371 | 351 | 23 | Winter | 0.33817 | 0.32402 | 0.32402 | 0.87673 | 0.30333 | 0.32306 | 0 | 0 | 0.66044 | 0.85008 | 0.011659 | 0.0013818 | 0.35371 | 0.41028 | 0.66044 | 0 | 0 | 0.85 | 0.85 | 0.85 | 0.85 | 0.87673 | 0.011659 | 0.51856 | 0 | 0.039796
2025-12-18 00:00 | 63220.7276 | 62565.2201 | 0 | 655.5075 | 0 | 0.32133 | 0.31962 | 0.35218 | 352 | 0 | Winter Peak | 0.78684 | 0.4395 | 0.4395 | 0.95884 | 0.39604 | 0.31962 | 0 | 0 | 0.65714 | 0.85008 | 0.055084 | 0.0013328 | 0.35218 | 0.4288 | 0.65714 | 0 | 0 | 0.85 | 0.85 | 0.85 | 0.85 | 0.95884 | 0.055084 | 0.49358 | 0 | 0.005841
2025-12-18 01:00 | 62548.1868 | 61891.5869 | 0 | 656.6 | 0 | 0.32186 | 0.32028 | 0.35041 | 352 | 1 | Winter Peak | 0.77838 | 0.42769 | 0.42769 | 0.95772 | 0.35356 | 0.32028 | 0 | 0 | 0.65714 | 0.85008 | 0.021014 | 0.00083936 | 0.35041 | 0.41457 | 0.65714 | 0 | 0 | 0.85 | 0.85 | 0.85 | 0.85 | 0.95772 | 0.021014 | 0.48366 | 0 | 0
2025-12-18 02:00 | 62410.7395 | 61759.828 | 0 | 650.9115 | 0 | 0.31907 | 0.31769 | 0.34406 | 352 | 2 | Winter Peak | 0.77383 | 0.41814 | 0.41814 | 0.95559 | 0.32805 | 0.31769 | 0 | 0 | 0.65714 | 0.85008 | 0.018745 | 0.00079999 | 0.34406 | 0.40342 | 0.65714 | 0 | 0 | 0.85 | 0.85 | 0.85 | 0.85 | 0.95559 | 0.018745 | 0.48042 | 0 | 0
2025-12-18 03:00 | 62569.7391 | 61930.6435 | 0 | 639.0956 | 0 | 0.31328 | 0.31207 | 0.33525 | 352 | 3 | Winter Peak | 0.77051 | 0.41471 | 0.41471 | 0.9553 | 0.30864 | 0.31207 | 0 | 0 | 0.65714 | 0.85008 | 0.019688 | 0.00079999 | 0.33525 | 0.40237 | 0.65714 | 0 | 0 | 0.85 | 0.85 | 0.85 | 0.85 | 0.9553 | 0.019688 | 0.47953 | 0 | 0
2025-12-18 04:00 | 63338.6215 | 62717.9817 | 0 | 620.6398 | 0 | 0.30424 | 0.30327 | 0.32172 | 352 | 4 | Winter Peak | 0.76333 | 0.41653 | 0.41653 | 0.95476 | 0.29732 | 0.30327 | 0 | 0 | 0.65714 | 0.85008 | 0.024226 | 0.00079999 | 0.32172 | 0.41478 | 0.65714 | 0 | 0 | 0.85 | 0.85 | 0.85 | 0.85 | 0.95476 | 0.024226 | 0.48811 | 0 | 0
2025-12-18 05:00 | 68373.2096 | 67779.1513 | 0 | 594.0583 | 0 | 0.29121 | 0.29051 | 0.30375 | 352 | 5 | Winter Peak | 0.76397 | 0.42656 | 0.42656 | 0.95318 | 0.30835 | 0.29051 | 0 | 0 | 0.65714 | 0.85008 | 0.038956 | 0.00079999 | 0.30375 | 0.46875 | 0.65714 | 0 | 0 | 0.85 | 0.85 | 0.85 | 0.85 | 0.95318 | 0.038956 | 0.52604 | 0 | 0
2025-12-18 06:00 | 76389.2731 | 75833.2784 | 0 | 555.9947 | 0 | 0.27255 | 0.27215 | 0.27972 | 352 | 6 | Winter Peak | 0.77622 | 0.44373 | 0.44373 | 0.95422 | 0.35077 | 0.27215 | 0 | 0 | 0.65714 | 0.85008 | 0.095995 | 0.00079999 | 0.27972 | 0.54606 | 0.65714 | 0 | 0 | 0.85 | 0.85 | 0.85 | 0.85 | 0.95422 | 0.095995 | 0.55621 | 0 | 0.00017779
2025-12-18 07:00 | 84529.9851 | 83938.2649 | 70.9515 | 520.7686 | 0.0032043 | 0.25528 | 0.25539 | 0.25318 | 352 | 7 | Winter Peak | 0.79675 | 0.46785 | 0.46785 | 0.95426 | 0.42875 | 0.25539 | 0.0032043 | 0 | 0.65714 | 0.85008 | 0.14633 | 0.018485 | 0.25318 | 0.55329 | 0.65714 | 0 | 0 | 0.85 | 0.85 | 0.85 | 0.85 | 0.95426 | 0.14633 | 0.5704 | 0.002243 | 0.00079354
2025-12-18 08:00 | 81945.7174 | 79502.671 | 1965.4063 | 477.6402 | 0.088762 | 0.23414 | 0.23486 | 0.22101 | 352 | 8 | Winter Peak | 0.81616 | 0.48757 | 0.48757 | 0.95409 | 0.46748 | 0.23486 | 0.088762 | 0 | 0.65714 | 0.85008 | 0.13041 | 0.018501 | 0.22101 | 0.50439 | 0.65714 | 0 | 0 | 0.85 | 0.85 | 0.85 | 0.85 | 0.95409 | 0.13041 | 0.53483 | 0.062133 | 0.00017779
2025-12-18 09:00 | 80074.1561 | 74715.3181 | 4899.396 | 459.4419 | 0.22127 | 0.22522 | 0.22693 | 0.19428 | 352 | 9 | Winter Peak | 0.82743 | 0.4868 | 0.4868 | 0.95409 | 0.47176 | 0.22693 | 0.22127 | 0.0015113 | 0.65714 | 0.85008 | 0.10175 | 0.00079999 | 0.19428 | 0.45454 | 0.65714 | 0 | 0 | 0.85 | 0.85 | 0.85 | 0.85 | 0.95409 | 0.10175 | 0.50594 | 0.15489 | 0
2025-12-18 10:00 | 78546.9132 | 70736.1004 | 7325.8342 | 484.9786 | 0.33085 | 0.23773 | 0.24121 | 0.17488 | 352 | 10 | Winter Peak | 0.81193 | 0.46822 | 0.46822 | 0.95392 | 0.43943 | 0.24121 | 0.33085 | 0.34759 | 0.65714 | 0.85008 | 0.06409 | 0.00079999 | 0.17488 | 0.43658 | 0.65714 | 0 | 0 | 0.85 | 0.85 | 0.85 | 0.85 | 0.95392 | 0.06409 | 0.48847 | 0.23159 | 0
2025-12-18 11:00 | 75165.3832 | 65752.1742 | 8894.5674 | 518.6416 | 0.4017 | 0.25424 | 0.25917 | 0.16503 | 352 | 11 | Winter Peak | 0.77725 | 0.44649 | 0.44649 | 0.95346 | 0.4136 | 0.25917 | 0.4017 | 0.56098 | 0.65714 | 0.85008 | 0.023737 | 0.00079999 | 0.16503 | 0.42784 | 0.65714 | 0 | 0 | 0.85 | 0.85 | 0.85 | 0.85 | 0.95346 | 0.023737 | 0.47131 | 0.28119 | 0
2025-12-18 12:00 | 73556.0088 | 63769.7454 | 9247.0741 | 539.1893 | 0.41762 | 0.26431 | 0.27004 | 0.16071 | 352 | 12 | Winter Peak | 0.75514 | 0.43187 | 0.43187 | 0.9539 | 0.37988 | 0.27004 | 0.41762 | 0.54133 | 0.65714 | 0.85008 | 0.028414 | 0.00079999 | 0.16071 | 0.41935 | 0.65714 | 0 | 0 | 0.85 | 0.85 | 0.85 | 0.85 | 0.9539 | 0.028414 | 0.46484 | 0.29233 | 0
2025-12-18 13:00 | 73311.4267 | 64333.3499 | 8428.9136 | 549.1632 | 0.38067 | 0.2692 | 0.2753 | 0.15884 | 352 | 13 | Winter Peak | 0.7313 | 0.41622 | 0.41622 | 0.95449 | 0.35466 | 0.2753 | 0.38067 | 0.50816 | 0.65714 | 0.85008 | 0.032883 | 0.00079999 | 0.15884 | 0.39041 | 0.65714 | 0 | 0 | 0.85 | 0.85 | 0.85 | 0.85 | 0.95449 | 0.032883 | 0.45621 | 0.26647 | 0
2025-12-18 14:00 | 73496.26 | 66353.9278 | 6594.0332 | 548.299 | 0.2978 | 0.26877 | 0.27488 | 0.15838 | 352 | 14 | Winter Peak | 0.71732 | 0.3979 | 0.3979 | 0.95429 | 0.33621 | 0.27488 | 0.2978 | 0.49139 | 0.65714 | 0.85008 | 0.036164 | 0.00079999 | 0.15838 | 0.37862 | 0.65714 | 0 | 0 | 0.85 | 0.85 | 0.85 | 0.85 | 0.95429 | 0.036164 | 0.45427 | 0.20846 | 0
2025-12-18 15:00 | 74041.8251 | 69539.0625 | 3968.704 | 534.0585 | 0.17923 | 0.26179 | 0.26733 | 0.16176 | 352 | 15 | Winter Peak | 0.70565 | 0.38579 | 0.38579 | 0.95455 | 0.32522 | 0.26733 | 0.17923 | 0.50914 | 0.65714 | 0.85008 | 0.037071 | 0.0010513 | 0.16176 | 0.40121 | 0.65714 | 0 | 0 | 0.85 | 0.85 | 0.85 | 0.85 | 0.95455 | 0.037071 | 0.4753 | 0.12546 | 0
2025-12-18 16:00 | 75987.9841 | 74073.8937 | 1398.3779 | 515.7125 | 0.063154 | 0.2528 | 0.2572 | 0.17322 | 352 | 16 | Winter Peak | 0.68921 | 0.38321 | 0.38321 | 0.95517 | 0.32641 | 0.2572 | 0.063154 | 0.53718 | 0.66641 | 0.85008 | 0.038328 | 0.0013328 | 0.17322 | 0.49837 | 0.66641 | 0 | 0 | 0.85 | 0.85 | 0.85 | 0.85 | 0.95517 | 0.038328 | 0.5236 | 0.044207 | 0
2025-12-18 17:00 | 79780.7594 | 79239.0921 | 34.3554 | 507.312 | 0.0015516 | 0.24868 | 0.25202 | 0.18836 | 352 | 17 | Winter Peak | 0.67362 | 0.38986 | 0.38986 | 0.95628 | 0.3507 | 0.25202 | 0.0015516 | 0.51413 | 0.66641 | 0.85008 | 0.037979 | 0.0013328 | 0.18836 | 0.57013 | 0.66641 | 0 | 0 | 0.85 | 0.85 | 0.85 | 0.85 | 0.95628 | 0.037979 | 0.55688 | 0.0010861 | 0.063622
2025-12-18 18:00 | 80849.9873 | 80354.4063 | 0 | 495.581 | 0 | 0.24293 | 0.24555 | 0.19559 | 352 | 18 | Winter Peak | 0.67848 | 0.40517 | 0.40517 | 0.95673 | 0.36572 | 0.24555 | 0 | 0.25986 | 0.66641 | 0.85008 | 0.039585 | 0.0013328 | 0.19559 | 0.60388 | 0.66641 | 0 | 0 | 0.85 | 0.85 | 0.85 | 0.85 | 0.95673 | 0.039585 | 0.59723 | 0 | 0.28409
2025-12-18 19:00 | 79716.5389 | 79234.8838 | 0 | 481.655 | 0 | 0.23611 | 0.23828 | 0.19682 | 352 | 19 | Winter Peak | 0.71147 | 0.43141 | 0.43141 | 0.95738 | 0.37649 | 0.23828 | 0 | 0 | 0.66641 | 0.85008 | 0.037665 | 0.0013328 | 0.19682 | 0.60099 | 0.66641 | 0 | 0 | 0.85 | 0.85 | 0.85 | 0.85 | 0.95738 | 0.037665 | 0.60935 | 0 | 0.16714
2025-12-18 20:00 | 77557.6692 | 77086.489 | 0 | 471.1802 | 0 | 0.23097 | 0.23269 | 0.19982 | 352 | 20 | Winter Peak | 0.73125 | 0.43597 | 0.43597 | 0.95737 | 0.38988 | 0.23269 | 0 | 0 | 0.66641 | 0.85008 | 0.03571 | 0.0083274 | 0.19982 | 0.59436 | 0.66641 | 0 | 0 | 0.85 | 0.85 | 0.85 | 0.85 | 0.95737 | 0.03571 | 0.5944 | 0 | 0.17838
2025-12-18 21:00 | 74733.4111 | 74264.6482 | 0 | 468.7629 | 0 | 0.22979 | 0.23115 | 0.20518 | 352 | 21 | Winter Peak | 0.71886 | 0.43151 | 0.43151 | 0.95836 | 0.40506 | 0.23115 | 0 | 0 | 0.66522 | 0.85008 | 0.03208 | 0.011965 | 0.20518 | 0.57434 | 0.66522 | 0 | 0 | 0.85 | 0.85 | 0.85 | 0.85 | 0.95836 | 0.03208 | 0.57799 | 0 | 0.14373
2025-12-18 22:00 | 70288.2136 | 69818.6356 | 0 | 469.5781 | 0 | 0.23019 | 0.23099 | 0.21571 | 352 | 22 | Winter Peak | 0.70345 | 0.41925 | 0.41925 | 0.95915 | 0.39445 | 0.23099 | 0 | 0 | 0.66522 | 0.85008 | 0.026355 | 0.0013328 | 0.21571 | 0.52618 | 0.66522 | 0 | 0 | 0.85 | 0.85 | 0.85 | 0.85 | 0.95915 | 0.026355 | 0.55812 | 0 | 0.11546
2025-12-18 23:00 | 65615.714 | 65135.6429 | 0 | 480.0711 | 0 | 0.23533 | 0.23579 | 0.22704 | 352 | 23 | Winter Peak | 0.67689 | 0.39856 | 0.39856 | 0.95992 | 0.36856 | 0.23579 | 0 | 0 | 0.66359 | 0.85008 | 0.020141 | 0.0013328 | 0.22704 | 0.46783 | 0.66359 | 0 | 0 | 0.85 | 0.85 | 0.85 | 0.85 | 0.95992 | 0.020141 | 0.53558 | 0 | 0.036763
2025-12-19 00:00 | 63482.2423 | 62982.5129 | 0 | 499.7294 | 0 | 0.24497 | 0.24523 | 0.24019 | 353 | 0 | Winter Peak | 0.78684 | 0.4395 | 0.4395 | 0.95884 | 0.39604 | 0.24523 | 0 | 0 | 0.65714 | 0.85008 | 0.055084 | 0.0013328 | 0.24019 | 0.4288 | 0.65714 | 0 | 0 | 0.85 | 0.85 | 0.85 | 0.85 | 0.95884 | 0.055084 | 0.49358 | 0 | 0.005841
2025-12-19 01:00 | 62768.8073 | 62243.5318 | 0 | 525.2755 | 0 | 0.25749 | 0.25783 | 0.25138 | 353 | 1 | Winter Peak | 0.77838 | 0.42769 | 0.42769 | 0.95772 | 0.35356 | 0.25783 | 0 | 0 | 0.65714 | 0.85008 | 0.021014 | 0.00083936 | 0.25138 | 0.41457 | 0.65714 | 0 | 0 | 0.85 | 0.85 | 0.85 | 0.85 | 0.95772 | 0.021014 | 0.48366 | 0 | 0
2025-12-19 02:00 | 62589.9448 | 62045.2579 | 0 | 544.6869 | 0 | 0.267 | 0.26755 | 0.25714 | 353 | 2 | Winter Peak | 0.77383 | 0.41814 | 0.41814 | 0.95559 | 0.32805 | 0.26755 | 0 | 0 | 0.65714 | 0.85008 | 0.018745 | 0.00079999 | 0.25714 | 0.40342 | 0.65714 | 0 | 0 | 0.85 | 0.85 | 0.85 | 0.85 | 0.95559 | 0.018745 | 0.48042 | 0 | 0
2025-12-19 03:00 | 62707.2687 | 62145.5008 | 0 | 561.7679 | 0 | 0.27538 | 0.27603 | 0.26362 | 353 | 3 | Winter Peak | 0.77051 | 0.41471 | 0.41471 | 0.9553 | 0.30864 | 0.27603 | 0 | 0 | 0.65714 | 0.85008 | 0.019688 | 0.00079999 | 0.26362 | 0.40237 | 0.65714 | 0 | 0 | 0.85 | 0.85 | 0.85 | 0.85 | 0.9553 | 0.019688 | 0.47953 | 0 | 0
2025-12-19 04:00 | 63416.7634 | 62838.8461 | 0 | 577.9173 | 0 | 0.28329 | 0.28406 | 0.26938 | 353 | 4 | Winter Peak | 0.76333 | 0.41653 | 0.41653 | 0.95476 | 0.29732 | 0.28406 | 0 | 0 | 0.65714 | 0.85008 | 0.024226 | 0.00079999 | 0.26938 | 0.41478 | 0.65714 | 0 | 0 | 0.85 | 0.85 | 0.85 | 0.85 | 0.95476 | 0.024226 | 0.48811 | 0 | 0
2025-12-19 05:00 | 68404.7268 | 67817.2698 | 0 | 587.457 | 0 | 0.28797 | 0.28876 | 0.27362 | 353 | 5 | Winter Peak | 0.76397 | 0.42656 | 0.42656 | 0.95318 | 0.30835 | 0.28876 | 0 | 0 | 0.65714 | 0.85008 | 0.038956 | 0.00079999 | 0.27362 | 0.46875 | 0.65714 | 0 | 0 | 0.85 | 0.85 | 0.85 | 0.85 | 0.95318 | 0.038956 | 0.52604 | 0 | 0
2025-12-19 06:00 | 76397.8687 | 75816.7515 | 0 | 581.1172 | 0 | 0.28486 | 0.28569 | 0.26989 | 353 | 6 | Winter Peak | 0.77622 | 0.44373 | 0.44373 | 0.95422 | 0.35077 | 0.28569 | 0 | 0 | 0.65714 | 0.85008 | 0.095995 | 0.00079999 | 0.26989 | 0.54606 | 0.65714 | 0 | 0 | 0.85 | 0.85 | 0.85 | 0.85 | 0.95422 | 0.095995 | 0.55621 | 0 | 0.00017779
2025-12-19 07:00 | 84505.5006 | 83864.8315 | 67.8409 | 572.8282 | 0.0030638 | 0.2808 | 0.28191 | 0.26065 | 353 | 7 | Winter Peak | 0.79675 | 0.46785 | 0.46785 | 0.95426 | 0.42875 | 0.28191 | 0.0030638 | 0 | 0.65714 | 0.85008 | 0.14633 | 0.018485 | 0.26065 | 0.55329 | 0.65714 | 0 | 0 | 0.85 | 0.85 | 0.85 | 0.85 | 0.95426 | 0.14633 | 0.5704 | 0.0021447 | 0.00079354
2025-12-19 08:00 | 81882.4463 | 79425.8176 | 1913.9837 | 542.645 | 0.086439 | 0.266 | 0.26727 | 0.24313 | 353 | 8 | Winter Peak | 0.81616 | 0.48757 | 0.48757 | 0.95409 | 0.46748 | 0.26727 | 0.086439 | 0 | 0.65714 | 0.85008 | 0.13041 | 0.018501 | 0.24313 | 0.50439 | 0.65714 | 0 | 0 | 0.85 | 0.85 | 0.85 | 0.85 | 0.95409 | 0.13041 | 0.53483 | 0.060508 | 0.00017779
2025-12-19 09:00 | 79888.9599 | 74427.2825 | 4925.9285 | 535.7489 | 0.22246 | 0.26262 | 0.26466 | 0.22586 | 353 | 9 | Winter Peak | 0.82743 | 0.4868 | 0.4868 | 0.95409 | 0.47176 | 0.26466 | 0.22246 | 0.0015113 | 0.65714 | 0.85008 | 0.10175 | 0.00079999 | 0.22586 | 0.45454 | 0.65714 | 0 | 0 | 0.85 | 0.85 | 0.85 | 0.85 | 0.95409 | 0.10175 | 0.50594 | 0.15573 | 0
2025-12-19 10:00 | 78115.0493 | 70245.1374 | 7317.4591 | 552.4528 | 0.33047 | 0.27081 | 0.2738 | 0.21683 | 353 | 10 | Winter Peak | 0.81193 | 0.46822 | 0.46822 | 0.95392 | 0.43943 | 0.2738 | 0.33047 | 0.34759 | 0.65714 | 0.85008 | 0.06409 | 0.00079999 | 0.21683 | 0.43658 | 0.65714 | 0 | 0 | 0.85 | 0.85 | 0.85 | 0.85 | 0.95392 | 0.06409 | 0.48847 | 0.23133 | 0
2025-12-19 11:00 | 74539.4671 | 65258.412 | 8689.9126 | 591.1425 | 0.39245 | 0.28978 | 0.29362 | 0.22021 | 353 | 11 | Winter Peak | 0.77725 | 0.44649 | 0.44649 | 0.95346 | 0.4136 | 0.29362 | 0.39245 | 0.56098 | 0.65714 | 0.85008 | 0.023737 | 0.00079999 | 0.22021 | 0.42784 | 0.65714 | 0 | 0 | 0.85 | 0.85 | 0.85 | 0.85 | 0.95346 | 0.023737 | 0.47131 | 0.27472 | 0
2025-12-19 12:00 | 72861.3279 | 63382.963 | 8850.9302 | 627.4347 | 0.39973 | 0.30757 | 0.31223 | 0.22331 | 353 | 12 | Winter Peak | 0.75514 | 0.43187 | 0.43187 | 0.9539 | 0.37988 | 0.31223 | 0.39973 | 0.54133 | 0.65714 | 0.85008 | 0.028414 | 0.00079999 | 0.22331 | 0.41935 | 0.65714 | 0 | 0 | 0.85 | 0.85 | 0.85 | 0.85 | 0.9539 | 0.028414 | 0.46484 | 0.27981 | 0
2025-12-19 13:00 | 72582.103 | 63963.2518 | 7971.5201 | 647.3312 | 0.36001 | 0.31732 | 0.32243 | 0.22489 | 353 | 13 | Winter Peak | 0.7313 | 0.41622 | 0.41622 | 0.95449 | 0.35466 | 0.32243 | 0.36001 | 0.50816 | 0.65714 | 0.85008 | 0.032883 | 0.00079999 | 0.22489 | 0.39041 | 0.65714 | 0 | 0 | 0.85 | 0.85 | 0.85 | 0.85 | 0.95449 | 0.032883 | 0.45621 | 0.25201 | 0
2025-12-19 14:00 | 72737.2423 | 65964.8046 | 6118.8327 | 653.605 | 0.27634 | 0.32039 | 0.32569 | 0.22473 | 353 | 14 | Winter Peak | 0.71732 | 0.3979 | 0.3979 | 0.95429 | 0.33621 | 0.32569 | 0.27634 | 0.49139 | 0.65714 | 0.85008 | 0.036164 | 0.00079999 | 0.22473 | 0.37862 | 0.65714 | 0 | 0 | 0.85 | 0.85 | 0.85 | 0.85 | 0.95429 | 0.036164 | 0.45427 | 0.19344 | 0
2025-12-19 15:00 | 73282.026 | 68843.9715 | 3797.7427 | 640.3118 | 0.17151 | 0.31388 | 0.31892 | 0.2228 | 353 | 15 | Winter Peak | 0.70565 | 0.38579 | 0.38579 | 0.95455 | 0.32522 | 0.31892 | 0.17151 | 0.50914 | 0.65714 | 0.85008 | 0.037071 | 0.0010513 | 0.2228 | 0.40121 | 0.65714 | 0 | 0 | 0.85 | 0.85 | 0.85 | 0.85 | 0.95455 | 0.037071 | 0.4753 | 0.12006 | 0
2025-12-19 16:00 | 75433.6799 | 73426.9501 | 1400.0341 | 606.6956 | 0.063228 | 0.2974 | 0.30162 | 0.22112 | 353 | 16 | Winter Peak | 0.68921 | 0.38321 | 0.38321 | 0.95517 | 0.32641 | 0.30162 | 0.063228 | 0.53718 | 0.66641 | 0.85008 | 0.038328 | 0.0013328 | 0.22112 | 0.49837 | 0.66641 | 0 | 0 | 0.85 | 0.85 | 0.85 | 0.85 | 0.95517 | 0.038328 | 0.5236 | 0.04426 | 0
2025-12-19 17:00 | 79257.2092 | 78641.648 | 38.2559 | 577.3053 | 0.0017277 | 0.28299 | 0.28635 | 0.22227 | 353 | 17 | Winter Peak | 0.67362 | 0.38986 | 0.38986 | 0.95628 | 0.3507 | 0.28635 | 0.0017277 | 0.51413 | 0.66641 | 0.85008 | 0.037979 | 0.0013328 | 0.22227 | 0.57013 | 0.66641 | 0 | 0 | 0.85 | 0.85 | 0.85 | 0.85 | 0.95628 | 0.037979 | 0.55688 | 0.0012094 | 0.063622
2025-12-19 18:00 | 80218.3408 | 79669.618 | 0 | 548.7228 | 0 | 0.26898 | 0.27127 | 0.22771 | 353 | 18 | Winter Peak | 0.67848 | 0.40517 | 0.40517 | 0.95673 | 0.36572 | 0.27127 | 0 | 0.25986 | 0.66641 | 0.85008 | 0.039585 | 0.0013328 | 0.22771 | 0.60388 | 0.66641 | 0 | 0 | 0.85 | 0.85 | 0.85 | 0.85 | 0.95673 | 0.039585 | 0.59723 | 0 | 0.28409
2025-12-19 19:00 | 78999.7178 | 78473.9396 | 0 | 525.7782 | 0 | 0.25773 | 0.25907 | 0.23357 | 353 | 19 | Winter Peak | 0.71147 | 0.43141 | 0.43141 | 0.95738 | 0.37649 | 0.25907 | 0 | 0 | 0.66641 | 0.85008 | 0.037665 | 0.0013328 | 0.23357 | 0.60099 | 0.66641 | 0 | 0 | 0.85 | 0.85 | 0.85 | 0.85 | 0.95738 | 0.037665 | 0.60935 | 0 | 0.16714
2025-12-19 20:00 | 76822.8755 | 76315.6499 | 0 | 507.2256 | 0 | 0.24864 | 0.24927 | 0.23729 | 353 | 20 | Winter Peak | 0.73125 | 0.43597 | 0.43597 | 0.95737 | 0.38988 | 0.24927 | 0 | 0 | 0.66641 | 0.85008 | 0.03571 | 0.0083274 | 0.23729 | 0.59436 | 0.66641 | 0 | 0 | 0.85 | 0.85 | 0.85 | 0.85 | 0.95737 | 0.03571 | 0.5944 | 0 | 0.17838
2025-12-19 21:00 | 73988.459 | 73488.0178 | 0 | 500.4412 | 0 | 0.24531 | 0.24575 | 0.2374 | 353 | 21 | Winter Peak | 0.71886 | 0.43151 | 0.43151 | 0.95836 | 0.40506 | 0.24575 | 0 | 0 | 0.66522 | 0.85008 | 0.03208 | 0.011965 | 0.2374 | 0.57434 | 0.66522 | 0 | 0 | 0.85 | 0.85 | 0.85 | 0.85 | 0.95836 | 0.03208 | 0.57799 | 0 | 0.14373
2025-12-19 22:00 | 69503.1487 | 69000.2976 | 0 | 502.8511 | 0 | 0.2465 | 0.24692 | 0.23887 | 353 | 22 | Winter Peak | 0.70345 | 0.41925 | 0.41925 | 0.95915 | 0.39445 | 0.24692 | 0 | 0 | 0.66522 | 0.85008 | 0.026355 | 0.0013328 | 0.23887 | 0.52618 | 0.66522 | 0 | 0 | 0.85 | 0.85 | 0.85 | 0.85 | 0.95915 | 0.026355 | 0.55812 | 0 | 0.11546
2025-12-19 23:00 | 64778.5545 | 64272.2211 | 0 | 506.3333 | 0 | 0.2482 | 0.2482 | 0.2482 | 353 | 23 | Winter Peak | 0.67689 | 0.39856 | 0.39856 | 0.95992 | 0.36856 | 0.2482 | 0 | 0 | 0.66359 | 0.85008 | 0.020141 | 0.0013328 | 0.2482 | 0.46783 | 0.66359 | 0 | 0 | 0.85 | 0.85 | 0.85 | 0.85 | 0.95992 | 0.020141 | 0.53558 | 0 | 0.036763
2025-12-20 00:00 | 39519.9792 | 39000.3677 | 0 | 519.6115 | 0 | 0.25471 | 0.25417 | 0.26451 | 354 | 0 | Spring | 0.27877 | 0.32807 | 0.32807 | 0.86806 | 0.41526 | 0.25417 | 0 | 0 | 0.64562 | 0.85008 | 0.0133 | 0.00079999 | 0.26451 | 0.22892 | 0.64562 | 0 | 0 | 0.85 | 0.85 | 0.85 | 0.85 | 0.86806 | 0.0133 | 0.36461 | 0 | 0.048952
2025-12-20 01:00 | 38763.8794 | 38235.5443 | 0 | 528.335 | 0 | 0.25899 | 0.25801 | 0.27672 | 354 | 1 | Spring | 0.27126 | 0.31736 | 0.31736 | 0.87726 | 0.38 | 0.25801 | 0 | 0 | 0.64562 | 0.85008 | 0.012357 | 0.00079999 | 0.27672 | 0.2248 | 0.64562 | 0 | 0 | 0.85 | 0.85 | 0.85 | 0.85 | 0.87726 | 0.012357 | 0.36019 | 0 | 0
2025-12-20 02:00 | 38656.3934 | 38118.3287 | 0 | 538.0647 | 0 | 0.26376 | 0.26265 | 0.28382 | 354 | 2 | Spring | 0.2611 | 0.30561 | 0.30561 | 0.87644 | 0.34552 | 0.26265 | 0 | 0 | 0.64562 | 0.85008 | 0.012462 | 0.00079999 | 0.28382 | 0.21959 | 0.64562 | 0 | 0 | 0.85 | 0.85 | 0.85 | 0.85 | 0.87644 | 0.012462 | 0.35507 | 0 | 0.0076969
2025-12-20 03:00 | 38726.5462 | 38181.1763 | 0 | 545.3699 | 0 | 0.26734 | 0.26626 | 0.28677 | 354 | 3 | Spring | 0.25348 | 0.29808 | 0.29808 | 0.87591 | 0.33422 | 0.26626 | 0 | 0 | 0.64562 | 0.85008 | 0.013439 | 0.00079999 | 0.28677 | 0.21762 | 0.64562 | 0 | 0 | 0.85 | 0.85 | 0.85 | 0.85 | 0.87591 | 0.013439 | 0.3547 | 0 | 0
2025-12-20 04:00 | 39084.2351 | 38538.4262 | 0 | 545.8089 | 0 | 0.26755 | 0.26634 | 0.28942 | 354 | 4 | Spring | 0.24517 | 0.29516 | 0.29516 | 0.87706 | 0.32769 | 0.26634 | 0 | 0 | 0.64562 | 0.85008 | 0.013579 | 0.00079999 | 0.28942 | 0.22054 | 0.64562 | 0 | 0 | 0.85 | 0.85 | 0.85 | 0.85 | 0.87706 | 0.013579 | 0.36068 | 0 | 0
2025-12-20 05:00 | 41387.6211 | 40845.9235 | 0 | 541.6976 | 0 | 0.26554 | 0.26431 | 0.28765 | 354 | 5 | Spring | 0.24319 | 0.29542 | 0.29542 | 0.87925 | 0.32324 | 0.26431 | 0 | 0 | 0.64562 | 0.85008 | 0.013719 | 0.00079999 | 0.28765 | 0.24903 | 0.64562 | 0 | 0 | 0.85 | 0.85 | 0.85 | 0.85 | 0.87925 | 0.013719 | 0.38813 | 0 | 0
2025-12-20 06:00 | 43548.8953 | 43031.1055 | 0 | 517.7898 | 0 | 0.25382 | 0.25258 | 0.27616 | 354 | 6 | Spring | 0.25416 | 0.29826 | 0.29826 | 0.88123 | 0.35611 | 0.25258 | 0 | 0 | 0.6501 | 0.85008 | 0.013404 | 0.00083936 | 0.27616 | 0.30317 | 0.6501 | 0 | 0 | 0.85 | 0.85 | 0.85 | 0.85 | 0.88123 | 0.013404 | 0.4151 | 0 | 0
2025-12-20 07:00 | 47381.2261 | 46828.2726 | 69.503 | 483.4505 | 0.0031389 | 0.23699 | 0.23567 | 0.26081 | 354 | 7 | Spring | 0.26383 | 0.30635 | 0.30635 | 0.88211 | 0.39696 | 0.23567 | 0.0031389 | 0 | 0.65669 | 0.85008 | 0.012671 | 0.0010882 | 0.26081 | 0.29 | 0.65669 | 0 | 0 | 0.85 | 0.85 | 0.85 | 0.85 | 0.88211 | 0.012671 | 0.40054 | 0.0021972 | 0.0096656
2025-12-20 08:00 | 48527.0256 | 46036.244 | 2050.0793 | 440.7024 | 0.092586 | 0.21603 | 0.21451 | 0.24346 | 354 | 8 | Spring | 0.26441 | 0.30255 | 0.30255 | 0.88442 | 0.42633 | 0.21451 | 0.092586 | 0 | 0.65669 | 0.85008 | 0.012183 | 0.0010228 | 0.24346 | 0.28372 | 0.65669 | 0 | 0 | 0.85 | 0.85 | 0.85 | 0.85 | 0.88442 | 0.012183 | 0.39226 | 0.06481 | 0.029613
2025-12-20 09:00 | 49198.9883 | 43575.6314 | 5216.4011 | 406.9557 | 0.23558 | 0.19949 | 0.1981 | 0.22457 | 354 | 9 | Spring | 0.25911 | 0.30095 | 0.30095 | 0.88542 | 0.45108 | 0.1981 | 0.23558 | 0.38061 | 0.65642 | 0.85008 | 0.011659 | 0.00079999 | 0.22457 | 0.26073 | 0.65642 | 0 | 0 | 0.85 | 0.85 | 0.85 | 0.85 | 0.88542 | 0.011659 | 0.37528 | 0.16491 | 0
2025-12-20 10:00 | 48896.7987 | 40721.2103 | 7745.9284 | 429.66 | 0.34982 | 0.21062 | 0.21033 | 0.21573 | 354 | 10 | Spring | 0.26146 | 0.29721 | 0.29721 | 0.88641 | 0.4463 | 0.21033 | 0.34982 | 0.64871 | 0.65688 | 0.85008 | 0.011484 | 0.00079999 | 0.21573 | 0.27476 | 0.65688 | 0 | 0 | 0.85 | 0.85 | 0.85 | 0.85 | 0.88641 | 0.011484 | 0.37825 | 0.24488 | 0
2025-12-20 11:00 | 47985.7331 | 38229.3242 | 9291.716 | 464.693 | 0.41963 | 0.22779 | 0.22819 | 0.2205 | 354 | 11 | Spring | 0.25473 | 0.28311 | 0.28311 | 0.88809 | 0.41276 | 0.22819 | 0.41963 | 0.69148 | 0.65688 | 0.85008 | 0.01138 | 0.00079999 | 0.2205 | 0.29695 | 0.65688 | 0 | 0 | 0.85 | 0.85 | 0.85 | 0.85 | 0.88809 | 0.01138 | 0.38376 | 0.29374 | 0.0092363
2025-12-20 12:00 | 46861.3625 | 36639.1771 | 9732.841 | 489.3443 | 0.43955 | 0.23987 | 0.24067 | 0.22551 | 354 | 12 | Spring | 0.24979 | 0.27224 | 0.27224 | 0.88874 | 0.38152 | 0.24067 | 0.43955 | 0.67553 | 0.65688 | 0.85008 | 0.011484 | 0.00080167 | 0.22551 | 0.31905 | 0.65688 | 0 | 0 | 0.85 | 0.85 | 0.85 | 0.85 | 0.88874 | 0.011484 | 0.39243 | 0.30769 | 0.0092363
2025-12-20 13:00 | 44398.512 | 34845.201 | 9054.3755 | 498.9356 | 0.40891 | 0.24458 | 0.24555 | 0.22696 | 354 | 13 | Spring | 0.2448 | 0.25993 | 0.25993 | 0.88865 | 0.35645 | 0.24555 | 0.40891 | 0.66427 | 0.65688 | 0.85008 | 0.010123 | 0.00079999 | 0.22696 | 0.32335 | 0.65688 | 0 | 0 | 0.85 | 0.85 | 0.85 | 0.85 | 0.88865 | 0.010123 | 0.40028 | 0.28624 | 0.0092363
2025-12-20 14:00 | 43913.6514 | 36210.4317 | 7210.9257 | 492.2941 | 0.32566 | 0.24132 | 0.24218 | 0.22586 | 354 | 14 | Spring | 0.24385 | 0.25881 | 0.25881 | 0.88747 | 0.34975 | 0.24218 | 0.32566 | 0.65679 | 0.65688 | 0.85008 | 0.0099835 | 0.0013328 | 0.22586 | 0.32489 | 0.65688 | 0 | 0 | 0.85 | 0.85 | 0.85 | 0.85 | 0.88747 | 0.0099835 | 0.40115 | 0.22796 | 0.0094141
2025-12-20 15:00 | 44001.7837 | 39020.7904 | 4507.0487 | 473.9446 | 0.20355 | 0.23233 | 0.23287 | 0.2224 | 354 | 15 | Spring | 0.24372 | 0.26351 | 0.26351 | 0.88663 | 0.34492 | 0.23287 | 0.20355 | 0.66692 | 0.65688 | 0.85008 | 0.010088 | 0.0013328 | 0.2224 | 0.33518 | 0.65688 | 0 | 0 | 0.85 | 0.85 | 0.85 | 0.85 | 0.88663 | 0.010088 | 0.4158 | 0.14248 | 0.0094141
2025-12-20 16:00 | 45758.3072 | 43613.9476 | 1679.2831 | 465.0765 | 0.07584 | 0.22798 | 0.22833 | 0.22154 | 354 | 16 | Spring | 0.24178 | 0.27908 | 0.27908 | 0.87629 | 0.34371 | 0.22833 | 0.07584 | 0.67652 | 0.66614 | 0.85008 | 0.010018 | 0.0013328 | 0.22154 | 0.36047 | 0.66614 | 0 | 0 | 0.85 | 0.85 | 0.85 | 0.85 | 0.87629 | 0.010018 | 0.43848 | 0.053088 | 0.0092363
2025-12-20 17:00 | 50143.9648 | 49641.8365 | 43.5952 | 458.5331 | 0.0019688 | 0.22477 | 0.22504 | 0.21991 | 354 | 17 | Spring | 0.24363 | 0.29823 | 0.29823 | 0.87688 | 0.36264 | 0.22504 | 0.0019688 | 0.6679 | 0.66614 | 0.85008 | 0.010018 | 0.0035317 | 0.21991 | 0.37417 | 0.66614 | 0 | 0 | 0.85 | 0.85 | 0.85 | 0.85 | 0.87688 | 0.010018 | 0.48342 | 0.0013782 | 0.28272
2025-12-20 18:00 | 51126.5937 | 50678.6667 | 0 | 447.9271 | 0 | 0.21957 | 0.22008 | 0.21043 | 354 | 18 | Spring | 0.25066 | 0.31384 | 0.31384 | 0.87696 | 0.40118 | 0.22008 | 0 | 0.58773 | 0.66614 | 0.85008 | 0.010158 | 0.027398 | 0.21043 | 0.3962 | 0.66614 | 0 | 0 | 0.85 | 0.85 | 0.85 | 0.85 | 0.87696 | 0.010158 | 0.50599 | 0 | 0.42211
2025-12-20 19:00 | 51166.0985 | 50733.8353 | 0 | 432.2632 | 0 | 0.21189 | 0.21256 | 0.19977 | 354 | 19 | Spring | 0.26664 | 0.33067 | 0.33067 | 0.8775 | 0.42487 | 0.21256 | 0 | 0.23069 | 0.66641 | 0.85008 | 0.010612 | 0.027398 | 0.19977 | 0.41363 | 0.66641 | 0 | 0 | 0.85 | 0.85 | 0.85 | 0.85 | 0.8775 | 0.010612 | 0.52452 | 0 | 0.39185
2025-12-20 20:00 | 50422.136 | 49998.7196 | 0 | 423.4164 | 0 | 0.20756 | 0.20837 | 0.19294 | 354 | 20 | Spring | 0.28392 | 0.33907 | 0.33907 | 0.87706 | 0.44583 | 0.20837 | 0 | 0 | 0.66641 | 0.85008 | 0.010717 | 0.013216 | 0.19294 | 0.41376 | 0.66641 | 0 | 0 | 0.85 | 0.85 | 0.85 | 0.85 | 0.87706 | 0.010717 | 0.52178 | 0 | 0.34357
2025-12-20 21:00 | 48227.1174 | 47795.5399 | 0 | 431.5776 | 0 | 0.21156 | 0.21281 | 0.189 | 354 | 21 | Spring | 0.28852 | 0.33774 | 0.33774 | 0.87764 | 0.44688 | 0.21281 | 0 | 0 | 0.66641 | 0.85008 | 0.010682 | 0.0013328 | 0.189 | 0.40821 | 0.66641 | 0 | 0 | 0.85 | 0.85 | 0.85 | 0.85 | 0.87764 | 0.010682 | 0.49219 | 0 | 0.10075
2025-12-20 22:00 | 45124.18 | 44678.6519 | 0 | 445.5281 | 0 | 0.2184 | 0.2201 | 0.18763 | 354 | 22 | Spring | 0.27883 | 0.33192 | 0.33192 | 0.87863 | 0.45017 | 0.2201 | 0 | 0 | 0.66641 | 0.85008 | 0.010717 | 0.0013328 | 0.18763 | 0.36384 | 0.66641 | 0 | 0 | 0.85 | 0.85 | 0.85 | 0.85 | 0.87863 | 0.010717 | 0.43629 | 0 | 0.081544
2025-12-20 23:00 | 41613.2754 | 41152.8495 | 0 | 460.4258 | 0 | 0.2257 | 0.22763 | 0.19077 | 354 | 23 | Spring | 0.26601 | 0.32932 | 0.32932 | 0.87267 | 0.42104 | 0.22763 | 0 | 0 | 0.65528 | 0.85008 | 0.011973 | 0.0013328 | 0.19077 | 0.30433 | 0.65528 | 0 | 0 | 0.85 | 0.85 | 0.85 | 0.85 | 0.87267 | 0.011973 | 0.38142 | 0 | 0.039465
2025-12-21 00:00 | 39062.9798 | 38585.3905 | 0 | 477.5893 | 0 | 0.23411 | 0.23603 | 0.19947 | 355 | 0 | Spring | 0.27877 | 0.32807 | 0.32807 | 0.86806 | 0.41526 | 0.23603 | 0 | 0 | 0.64562 | 0.85008 | 0.0133 | 0.00079999 | 0.19947 | 0.22892 | 0.64562 | 0 | 0 | 0.85 | 0.85 | 0.85 | 0.85 | 0.86806 | 0.0133 | 0.36461 | 0 | 0.048952
2025-12-21 01:00 | 38203.7327 | 37711.3558 | 0 | 492.3769 | 0 | 0.24136 | 0.24322 | 0.20775 | 355 | 1 | Spring | 0.27126 | 0.31736 | 0.31736 | 0.87726 | 0.38 | 0.24322 | 0 | 0 | 0.64562 | 0.85008 | 0.012357 | 0.00079999 | 0.20775 | 0.2248 | 0.64562 | 0 | 0 | 0.85 | 0.85 | 0.85 | 0.85 | 0.87726 | 0.012357 | 0.36019 | 0 | 0
2025-12-21 02:00 | 38006.2795 | 37495.7071 | 0 | 510.5723 | 0 | 0.25028 | 0.25242 | 0.21158 | 355 | 2 | Spring | 0.2611 | 0.30561 | 0.30561 | 0.87644 | 0.34552 | 0.25242 | 0 | 0 | 0.64562 | 0.85008 | 0.012462 | 0.00079999 | 0.21158 | 0.21959 | 0.64562 | 0 | 0 | 0.85 | 0.85 | 0.85 | 0.85 | 0.87644 | 0.012462 | 0.35507 | 0 | 0.0076969
2025-12-21 03:00 | 38002.7966 | 37486.7952 | 0 | 516.0014 | 0 | 0.25294 | 0.25517 | 0.2126 | 355 | 3 | Spring | 0.25348 | 0.29808 | 0.29808 | 0.87591 | 0.33422 | 0.25517 | 0 | 0 | 0.64562 | 0.85008 | 0.013439 | 0.00079999 | 0.2126 | 0.21762 | 0.64562 | 0 | 0 | 0.85 | 0.85 | 0.85 | 0.85 | 0.87591 | 0.013439 | 0.3547 | 0 | 0
2025-12-21 04:00 | 38312.0635 | 37810.223 | 0 | 501.8405 | 0 | 0.246 | 0.24772 | 0.2149 | 355 | 4 | Spring | 0.24517 | 0.29516 | 0.29516 | 0.87706 | 0.32769 | 0.24772 | 0 | 0 | 0.64562 | 0.85008 | 0.013579 | 0.00079999 | 0.2149 | 0.22054 | 0.64562 | 0 | 0 | 0.85 | 0.85 | 0.85 | 0.85 | 0.87706 | 0.013579 | 0.36068 | 0 | 0
2025-12-21 05:00 | 40676.5305 | 40189.7794 | 0 | 486.7511 | 0 | 0.2386 | 0.24005 | 0.21252 | 355 | 5 | Spring | 0.24319 | 0.29542 | 0.29542 | 0.87925 | 0.32324 | 0.24005 | 0 | 0 | 0.64562 | 0.85008 | 0.013719 | 0.00079999 | 0.21252 | 0.24903 | 0.64562 | 0 | 0 | 0.85 | 0.85 | 0.85 | 0.85 | 0.87925 | 0.013719 | 0.38813 | 0 | 0
2025-12-21 06:00 | 42852.1306 | 42383.6249 | 0 | 468.5057 | 0 | 0.22966 | 0.23123 | 0.20132 | 355 | 6 | Spring | 0.25416 | 0.29826 | 0.29826 | 0.88123 | 0.35611 | 0.23123 | 0 | 0 | 0.6501 | 0.85008 | 0.013404 | 0.00083936 | 0.20132 | 0.30317 | 0.6501 | 0 | 0 | 0.85 | 0.85 | 0.85 | 0.85 | 0.88123 | 0.013404 | 0.4151 | 0 | 0
2025-12-21 07:00 | 46699.3084 | 46206.9639 | 37.7485 | 454.596 | 0.0017048 | 0.22284 | 0.22474 | 0.18854 | 355 | 7 | Spring | 0.26383 | 0.30635 | 0.30635 | 0.88211 | 0.39696 | 0.22474 | 0.0017048 | 0 | 0.65669 | 0.85008 | 0.012671 | 0.0010882 | 0.18854 | 0.29 | 0.65669 | 0 | 0 | 0.85 | 0.85 | 0.85 | 0.85 | 0.88211 | 0.012671 | 0.40054 | 0.0011934 | 0.0096656
2025-12-21 08:00 | 47915.1126 | 46489.8501 | 989.629 | 435.6335 | 0.044694 | 0.21355 | 0.21562 | 0.17609 | 355 | 8 | Spring | 0.26441 | 0.30255 | 0.30255 | 0.88442 | 0.42633 | 0.21562 | 0.044694 | 0 | 0.65669 | 0.85008 | 0.012183 | 0.0010228 | 0.17609 | 0.28372 | 0.65669 | 0 | 0 | 0.85 | 0.85 | 0.85 | 0.85 | 0.88442 | 0.012183 | 0.39226 | 0.031286 | 0.029613
2025-12-21 09:00 | 48788.7437 | 45816.622 | 2552.7995 | 419.3221 | 0.11529 | 0.20555 | 0.2081 | 0.15937 | 355 | 9 | Spring | 0.25911 | 0.30095 | 0.30095 | 0.88542 | 0.45108 | 0.2081 | 0.11529 | 0.38061 | 0.65642 | 0.85008 | 0.011659 | 0.00079999 | 0.15937 | 0.26073 | 0.65642 | 0 | 0 | 0.85 | 0.85 | 0.85 | 0.85 | 0.88542 | 0.011659 | 0.37528 | 0.080703 | 0
2025-12-21 10:00 | 48766.8227 | 44273.6627 | 4064.7817 | 428.3784 | 0.18357 | 0.20999 | 0.21343 | 0.14783 | 355 | 10 | Spring | 0.26146 | 0.29721 | 0.29721 | 0.88641 | 0.4463 | 0.21343 | 0.18357 | 0.64871 | 0.65688 | 0.85008 | 0.011484 | 0.00079999 | 0.14783 | 0.27476 | 0.65688 | 0 | 0 | 0.85 | 0.85 | 0.85 | 0.85 | 0.88641 | 0.011484 | 0.37825 | 0.1285 | 0
2025-12-21 11:00 | 48208.6978 | 42356.9256 | 5407.179 | 444.5933 | 0.2442 | 0.21794 | 0.22179 | 0.14839 | 355 | 11 | Spring | 0.25473 | 0.28311 | 0.28311 | 0.88809 | 0.41276 | 0.22179 | 0.2442 | 0.69148 | 0.65688 | 0.85008 | 0.01138 | 0.00079999 | 0.14839 | 0.29695 | 0.65688 | 0 | 0 | 0.85 | 0.85 | 0.85 | 0.85 | 0.88809 | 0.01138 | 0.38376 | 0.17094 | 0.0092363
2025-12-21 12:00 | 47361.7306 | 40723.5076 | 6169.8575 | 468.3655 | 0.27864 | 0.22959 | 0.23394 | 0.15099 | 355 | 12 | Spring | 0.24979 | 0.27224 | 0.27224 | 0.88874 | 0.38152 | 0.23394 | 0.27864 | 0.67553 | 0.65688 | 0.85008 | 0.011484 | 0.00080167 | 0.15099 | 0.31905 | 0.65688 | 0 | 0 | 0.85 | 0.85 | 0.85 | 0.85 | 0.88874 | 0.011484 | 0.39243 | 0.19505 | 0.0092363
2025-12-21 13:00 | 45161.8014 | 38482.9236 | 6190.6327 | 488.2451 | 0.27958 | 0.23934 | 0.24382 | 0.15822 | 355 | 13 | Spring | 0.2448 | 0.25993 | 0.25993 | 0.88865 | 0.35645 | 0.24382 | 0.27958 | 0.66427 | 0.65688 | 0.85008 | 0.010123 | 0.00079999 | 0.15822 | 0.32335 | 0.65688 | 0 | 0 | 0.85 | 0.85 | 0.85 | 0.85 | 0.88865 | 0.010123 | 0.40028 | 0.19571 | 0.0092363
2025-12-21 14:00 | 44795.5601 | 39074.7912 | 5227.472 | 493.2969 | 0.23608 | 0.24181 | 0.24597 | 0.16661 | 355 | 14 | Spring | 0.24385 | 0.25881 | 0.25881 | 0.88747 | 0.34975 | 0.24597 | 0.23608 | 0.65679 | 0.65688 | 0.85008 | 0.0099835 | 0.0013328 | 0.16661 | 0.32489 | 0.65688 | 0 | 0 | 0.85 | 0.85 | 0.85 | 0.85 | 0.88747 | 0.0099835 | 0.40115 | 0.16526 | 0.0094141
2025-12-21 15:00 | 44938.4177 | 40966.9396 | 3483.2439 | 488.2342 | 0.15731 | 0.23933 | 0.243 | 0.17301 | 355 | 15 | Spring | 0.24372 | 0.26351 | 0.26351 | 0.88663 | 0.34492 | 0.243 | 0.15731 | 0.66692 | 0.65688 | 0.85008 | 0.010088 | 0.0013328 | 0.17301 | 0.33518 | 0.65688 | 0 | 0 | 0.85 | 0.85 | 0.85 | 0.85 | 0.88663 | 0.010088 | 0.4158 | 0.11012 | 0.0094141
2025-12-21 16:00 | 46511.8623 | 44696.2215 | 1323.2641 | 492.3767 | 0.059761 | 0.24136 | 0.24463 | 0.18233 | 355 | 16 | Spring | 0.24178 | 0.27908 | 0.27908 | 0.87629 | 0.34371 | 0.24463 | 0.059761 | 0.67652 | 0.66614 | 0.85008 | 0.010018 | 0.0013328 | 0.18233 | 0.36047 | 0.66614 | 0 | 0 | 0.85 | 0.85 | 0.85 | 0.85 | 0.87629 | 0.010018 | 0.43848 | 0.041833 | 0.0092363
2025-12-21 17:00 | 50751.3873 | 50212.4493 | 33.2183 | 505.7198 | 0.0015002 | 0.2479 | 0.25083 | 0.19489 | 355 | 17 | Spring | 0.24363 | 0.29823 | 0.29823 | 0.87688 | 0.36264 | 0.25083 | 0.0015002 | 0.6679 | 0.66614 | 0.85008 | 0.010018 | 0.0035317 | 0.19489 | 0.37417 | 0.66614 | 0 | 0 | 0.85 | 0.85 | 0.85 | 0.85 | 0.87688 | 0.010018 | 0.48342 | 0.0010501 | 0.28272
2025-12-21 18:00 | 51867.248 | 51362.5434 | 0 | 504.7047 | 0 | 0.2474 | 0.24981 | 0.20392 | 355 | 18 | Spring | 0.25066 | 0.31384 | 0.31384 | 0.87696 | 0.40118 | 0.24981 | 0 | 0.58773 | 0.66614 | 0.85008 | 0.010158 | 0.027398 | 0.20392 | 0.3962 | 0.66614 | 0 | 0 | 0.85 | 0.85 | 0.85 | 0.85 | 0.87696 | 0.010158 | 0.50599 | 0 | 0.42211
2025-12-21 19:00 | 52037.6925 | 51542.6749 | 0 | 495.0176 | 0 | 0.24266 | 0.24441 | 0.21102 | 355 | 19 | Spring | 0.26664 | 0.33067 | 0.33067 | 0.8775 | 0.42487 | 0.24441 | 0 | 0.23069 | 0.66641 | 0.85008 | 0.010612 | 0.027398 | 0.21102 | 0.41363 | 0.66641 | 0 | 0 | 0.85 | 0.85 | 0.85 | 0.85 | 0.8775 | 0.010612 | 0.52452 | 0 | 0.39185
2025-12-21 20:00 | 51445.5856 | 50963.6257 | 0 | 481.9599 | 0 | 0.23625 | 0.23735 | 0.21637 | 355 | 20 | Spring | 0.28392 | 0.33907 | 0.33907 | 0.87706 | 0.44583 | 0.23735 | 0 | 0 | 0.66641 | 0.85008 | 0.010717 | 0.013216 | 0.21637 | 0.41376 | 0.66641 | 0 | 0 | 0.85 | 0.85 | 0.85 | 0.85 | 0.87706 | 0.010717 | 0.52178 | 0 | 0.34357
2025-12-21 21:00 | 49400.9901 | 48929.7784 | 0 | 471.2116 | 0 | 0.23099 | 0.23161 | 0.21972 | 355 | 21 | Spring | 0.28852 | 0.33774 | 0.33774 | 0.87764 | 0.44688 | 0.23161 | 0 | 0 | 0.66641 | 0.85008 | 0.010682 | 0.0013328 | 0.21972 | 0.40821 | 0.66641 | 0 | 0 | 0.85 | 0.85 | 0.85 | 0.85 | 0.87764 | 0.010682 | 0.49219 | 0 | 0.10075
2025-12-21 22:00 | 46441.8857 | 45969.5692 | 0 | 472.3164 | 0 | 0.23153 | 0.23185 | 0.2257 | 355 | 22 | Spring | 0.27883 | 0.33192 | 0.33192 | 0.87863 | 0.45017 | 0.23185 | 0 | 0 | 0.66641 | 0.85008 | 0.010717 | 0.0013328 | 0.2257 | 0.36384 | 0.66641 | 0 | 0 | 0.85 | 0.85 | 0.85 | 0.85 | 0.87863 | 0.010717 | 0.43629 | 0 | 0.081544
2025-12-21 23:00 | 43060.2016 | 42578.6892 | 0 | 481.5123 | 0 | 0.23604 | 0.23619 | 0.23325 | 355 | 23 | Spring | 0.26601 | 0.32932 | 0.32932 | 0.87267 | 0.42104 | 0.23619 | 0 | 0 | 0.65528 | 0.85008 | 0.011973 | 0.0013328 | 0.23325 | 0.30433 | 0.65528 | 0 | 0 | 0.85 | 0.85 | 0.85 | 0.85 | 0.87267 | 0.011973 | 0.38142 | 0 | 0.039465
2025-12-22 00:00 | 63657.28 | 63150.4447 | 0 | 506.8353 | 0 | 0.24845 | 0.24846 | 0.24817 | 356 | 0 | Winter Peak | 0.78684 | 0.4395 | 0.4395 | 0.95884 | 0.39604 | 0.24846 | 0 | 0 | 0.65714 | 0.85008 | 0.055084 | 0.0013328 | 0.24817 | 0.4288 | 0.65714 | 0 | 0 | 0.85 | 0.85 | 0.85 | 0.85 | 0.95884 | 0.055084 | 0.49358 | 0 | 0.005841
2025-12-22 01:00 | 63017.2983 | 62479.5843 | 0 | 537.714 | 0 | 0.26359 | 0.26339 | 0.26711 | 356 | 1 | Winter Peak | 0.77838 | 0.42769 | 0.42769 | 0.95772 | 0.35356 | 0.26339 | 0 | 0 | 0.65714 | 0.85008 | 0.021014 | 0.00083936 | 0.26711 | 0.41457 | 0.65714 | 0 | 0 | 0.85 | 0.85 | 0.85 | 0.85 | 0.95772 | 0.021014 | 0.48366 | 0 | 0
2025-12-22 02:00 | 62907.7216 | 62348.1105 | 0 | 559.611 | 0 | 0.27432 | 0.27372 | 0.28521 | 356 | 2 | Winter Peak | 0.77383 | 0.41814 | 0.41814 | 0.95559 | 0.32805 | 0.27372 | 0 | 0 | 0.65714 | 0.85008 | 0.018745 | 0.00079999 | 0.28521 | 0.40342 | 0.65714 | 0 | 0 | 0.85 | 0.85 | 0.85 | 0.85 | 0.95559 | 0.018745 | 0.48042 | 0 | 0
2025-12-22 03:00 | 63085.4751 | 62505.3444 | 0 | 580.1307 | 0 | 0.28438 | 0.28358 | 0.29879 | 356 | 3 | Winter Peak | 0.77051 | 0.41471 | 0.41471 | 0.9553 | 0.30864 | 0.28358 | 0 | 0 | 0.65714 | 0.85008 | 0.019688 | 0.00079999 | 0.29879 | 0.40237 | 0.65714 | 0 | 0 | 0.85 | 0.85 | 0.85 | 0.85 | 0.9553 | 0.019688 | 0.47953 | 0 | 0
2025-12-22 04:00 | 63844.7201 | 63255.0675 | 0 | 589.6526 | 0 | 0.28905 | 0.28802 | 0.30758 | 356 | 4 | Winter Peak | 0.76333 | 0.41653 | 0.41653 | 0.95476 | 0.29732 | 0.28802 | 0 | 0 | 0.65714 | 0.85008 | 0.024226 | 0.00079999 | 0.30758 | 0.41478 | 0.65714 | 0 | 0 | 0.85 | 0.85 | 0.85 | 0.85 | 0.95476 | 0.024226 | 0.48811 | 0 | 0
2025-12-22 05:00 | 68874.0987 | 68278.0332 | 0 | 596.0655 | 0 | 0.29219 | 0.29111 | 0.31162 | 356 | 5 | Winter Peak | 0.76397 | 0.42656 | 0.42656 | 0.95318 | 0.30835 | 0.29111 | 0 | 0 | 0.65714 | 0.85008 | 0.038956 | 0.00079999 | 0.31162 | 0.46875 | 0.65714 | 0 | 0 | 0.85 | 0.85 | 0.85 | 0.85 | 0.95318 | 0.038956 | 0.52604 | 0 | 0
2025-12-22 06:00 | 76892.5065 | 76312.3201 | 0 | 580.1864 | 0 | 0.28441 | 0.28302 | 0.30948 | 356 | 6 | Winter Peak | 0.77622 | 0.44373 | 0.44373 | 0.95422 | 0.35077 | 0.28302 | 0 | 0 | 0.65714 | 0.85008 | 0.095995 | 0.00079999 | 0.30948 | 0.54606 | 0.65714 | 0 | 0 | 0.85 | 0.85 | 0.85 | 0.85 | 0.95422 | 0.095995 | 0.55621 | 0 | 0.00017779
2025-12-22 07:00 | 85023.581 | 84411.5534 | 53.7697 | 558.2578 | 0.0024283 | 0.27366 | 0.27197 | 0.30415 | 356 | 7 | Winter Peak | 0.79675 | 0.46785 | 0.46785 | 0.95426 | 0.42875 | 0.27197 | 0.0024283 | 0 | 0.65714 | 0.85008 | 0.14633 | 0.018485 | 0.30415 | 0.55329 | 0.65714 | 0 | 0 | 0.85 | 0.85 | 0.85 | 0.85 | 0.95426 | 0.14633 | 0.5704 | 0.0016998 | 0.00079354
2025-12-22 08:00 | 82432.2361 | 80361.6725 | 1528.4213 | 542.1423 | 0.069027 | 0.26576 | 0.26421 | 0.29362 | 356 | 8 | Winter Peak | 0.81616 | 0.48757 | 0.48757 | 0.95409 | 0.46748 | 0.26421 | 0.069027 | 0 | 0.65714 | 0.85008 | 0.13041 | 0.018501 | 0.29362 | 0.50439 | 0.65714 | 0 | 0 | 0.85 | 0.85 | 0.85 | 0.85 | 0.95409 | 0.13041 | 0.53483 | 0.048319 | 0.00017779
2025-12-22 09:00 | 80454.4463 | 75986.9293 | 3935.4418 | 532.0752 | 0.17773 | 0.26082 | 0.26002 | 0.27538 | 356 | 9 | Winter Peak | 0.82743 | 0.4868 | 0.4868 | 0.95409 | 0.47176 | 0.26002 | 0.17773 | 0.0015113 | 0.65714 | 0.85008 | 0.10175 | 0.00079999 | 0.27538 | 0.45454 | 0.65714 | 0 | 0 | 0.85 | 0.85 | 0.85 | 0.85 | 0.95409 | 0.10175 | 0.50594 | 0.12441 | 0
2025-12-22 10:00 | 78837.6008 | 72313.7681 | 5979.6487 | 544.184 | 0.27005 | 0.26676 | 0.26699 | 0.26261 | 356 | 10 | Winter Peak | 0.81193 | 0.46822 | 0.46822 | 0.95392 | 0.43943 | 0.26699 | 0.27005 | 0.34759 | 0.65714 | 0.85008 | 0.06409 | 0.00079999 | 0.26261 | 0.43658 | 0.65714 | 0 | 0 | 0.85 | 0.85 | 0.85 | 0.85 | 0.95392 | 0.06409 | 0.48847 | 0.18904 | 0
2025-12-22 11:00 | 75399.2877 | 67588.799 | 7265.3575 | 545.1313 | 0.32812 | 0.26722 | 0.26795 | 0.25404 | 356 | 11 | Winter Peak | 0.77725 | 0.44649 | 0.44649 | 0.95346 | 0.4136 | 0.26795 | 0.32812 | 0.56098 | 0.65714 | 0.85008 | 0.023737 | 0.00079999 | 0.25404 | 0.42784 | 0.65714 | 0 | 0 | 0.85 | 0.85 | 0.85 | 0.85 | 0.95346 | 0.023737 | 0.47131 | 0.22968 | 0
2025-12-22 12:00 | 73721.9299 | 65527.269 | 7653.9169 | 540.744 | 0.34567 | 0.26507 | 0.26598 | 0.2486 | 356 | 12 | Winter Peak | 0.75514 | 0.43187 | 0.43187 | 0.9539 | 0.37988 | 0.26598 | 0.34567 | 0.54133 | 0.65714 | 0.85008 | 0.028414 | 0.00079999 | 0.2486 | 0.41935 | 0.65714 | 0 | 0 | 0.85 | 0.85 | 0.85 | 0.85 | 0.9539 | 0.028414 | 0.46484 | 0.24197 | 0
2025-12-22 13:00 | 73413.2716 | 65558.2576 | 7318.7148 | 536.2992 | 0.33053 | 0.26289 | 0.26379 | 0.24662 | 356 | 13 | Winter Peak | 0.7313 | 0.41622 | 0.41622 | 0.95449 | 0.35466 | 0.26379 | 0.33053 | 0.50816 | 0.65714 | 0.85008 | 0.032883 | 0.00079999 | 0.24662 | 0.39041 | 0.65714 | 0 | 0 | 0.85 | 0.85 | 0.85 | 0.85 | 0.95449 | 0.032883 | 0.45621 | 0.23137 | 0
2025-12-22 14:00 | 73547.5731 | 66951.0646 | 6061.0124 | 535.4961 | 0.27373 | 0.2625 | 0.26331 | 0.24782 | 356 | 14 | Winter Peak | 0.71732 | 0.3979 | 0.3979 | 0.95429 | 0.33621 | 0.26331 | 0.27373 | 0.49139 | 0.65714 | 0.85008 | 0.036164 | 0.00079999 | 0.24782 | 0.37862 | 0.65714 | 0 | 0 | 0.85 | 0.85 | 0.85 | 0.85 | 0.95429 | 0.036164 | 0.45427 | 0.19161 | 0
2025-12-22 15:00 | 74068.1328 | 69560.9383 | 3970.5958 | 536.5987 | 0.17932 | 0.26304 | 0.26363 | 0.25232 | 356 | 15 | Winter Peak | 0.70565 | 0.38579 | 0.38579 | 0.95455 | 0.32522 | 0.26363 | 0.17932 | 0.50914 | 0.65714 | 0.85008 | 0.037071 | 0.0010513 | 0.25232 | 0.40121 | 0.65714 | 0 | 0 | 0.85 | 0.85 | 0.85 | 0.85 | 0.95455 | 0.037071 | 0.4753 | 0.12552 | 0
2025-12-22 16:00 | 76063.7607 | 74069.9472 | 1456.7602 | 537.0532 | 0.06579 | 0.26326 | 0.26333 | 0.26202 | 356 | 16 | Winter Peak | 0.68921 | 0.38321 | 0.38321 | 0.95517 | 0.32641 | 0.26333 | 0.06579 | 0.53718 | 0.66641 | 0.85008 | 0.038328 | 0.0013328 | 0.26202 | 0.49837 | 0.66641 | 0 | 0 | 0.85 | 0.85 | 0.85 | 0.85 | 0.95517 | 0.038328 | 0.5236 | 0.046053 | 0
2025-12-22 17:00 | 80029.2505 | 79459.3107 | 34.734 | 535.2057 | 0.0015687 | 0.26236 | 0.26192 | 0.27016 | 356 | 17 | Winter Peak | 0.67362 | 0.38986 | 0.38986 | 0.95628 | 0.3507 | 0.26192 | 0.0015687 | 0.51413 | 0.66641 | 0.85008 | 0.037979 | 0.0013328 | 0.27016 | 0.57013 | 0.66641 | 0 | 0 | 0.85 | 0.85 | 0.85 | 0.85 | 0.95628 | 0.037979 | 0.55688 | 0.0010981 | 0.063622
2025-12-22 18:00 | 81172.1921 | 80644.041 | 0 | 528.1511 | 0 | 0.2589 | 0.25829 | 0.26992 | 356 | 18 | Winter Peak | 0.67848 | 0.40517 | 0.40517 | 0.95673 | 0.36572 | 0.25829 | 0 | 0.25986 | 0.66641 | 0.85008 | 0.039585 | 0.0013328 | 0.26992 | 0.60388 | 0.66641 | 0 | 0 | 0.85 | 0.85 | 0.85 | 0.85 | 0.95673 | 0.039585 | 0.59723 | 0 | 0.28409
2025-12-22 19:00 | 80077.0332 | 79564.186 | 0 | 512.8472 | 0 | 0.2514 | 0.25083 | 0.26154 | 356 | 19 | Winter Peak | 0.71147 | 0.43141 | 0.43141 | 0.95738 | 0.37649 | 0.25083 | 0 | 0 | 0.66641 | 0.85008 | 0.037665 | 0.0013328 | 0.26154 | 0.60099 | 0.66641 | 0 | 0 | 0.85 | 0.85 | 0.85 | 0.85 | 0.95738 | 0.037665 | 0.60935 | 0 | 0.16714
2025-12-22 20:00 | 77929.6243 | 77436.3696 | 0 | 493.2547 | 0 | 0.24179 | 0.24139 | 0.249 | 356 | 20 | Winter Peak | 0.73125 | 0.43597 | 0.43597 | 0.95737 | 0.38988 | 0.24139 | 0 | 0 | 0.66641 | 0.85008 | 0.03571 | 0.0083274 | 0.249 | 0.59436 | 0.66641 | 0 | 0 | 0.85 | 0.85 | 0.85 | 0.85 | 0.95737 | 0.03571 | 0.5944 | 0 | 0.17838
2025-12-22 21:00 | 75104.8453 | 74631.338 | 0 | 473.5072 | 0 | 0.23211 | 0.23191 | 0.23574 | 356 | 21 | Winter Peak | 0.71886 | 0.43151 | 0.43151 | 0.95836 | 0.40506 | 0.23191 | 0 | 0 | 0.66522 | 0.85008 | 0.03208 | 0.011965 | 0.23574 | 0.57434 | 0.66522 | 0 | 0 | 0.85 | 0.85 | 0.85 | 0.85 | 0.95836 | 0.03208 | 0.57799 | 0 | 0.14373
2025-12-22 22:00 | 70651.3127 | 70187.4995 | 0 | 463.8132 | 0 | 0.22736 | 0.22743 | 0.22607 | 356 | 22 | Winter Peak | 0.70345 | 0.41925 | 0.41925 | 0.95915 | 0.39445 | 0.22743 | 0 | 0 | 0.66522 | 0.85008 | 0.026355 | 0.0013328 | 0.22607 | 0.52618 | 0.66522 | 0 | 0 | 0.85 | 0.85 | 0.85 | 0.85 | 0.95915 | 0.026355 | 0.55812 | 0 | 0.11546
2025-12-22 23:00 | 65956.9333 | 65493.5212 | 0 | 463.4121 | 0 | 0.22716 | 0.22743 | 0.22232 | 356 | 23 | Winter Peak | 0.67689 | 0.39856 | 0.39856 | 0.95992 | 0.36856 | 0.22743 | 0 | 0 | 0.66359 | 0.85008 | 0.020141 | 0.0013328 | 0.22232 | 0.46783 | 0.66359 | 0 | 0 | 0.85 | 0.85 | 0.85 | 0.85 | 0.95992 | 0.020141 | 0.53558 | 0 | 0.036763
2025-12-23 00:00 | 63792.2049 | 63320.6193 | 0 | 471.5856 | 0 | 0.23117 | 0.23163 | 0.22286 | 357 | 0 | Winter Peak | 0.78684 | 0.4395 | 0.4395 | 0.95884 | 0.39604 | 0.23163 | 0 | 0 | 0.65714 | 0.85008 | 0.055084 | 0.0013328 | 0.22286 | 0.4288 | 0.65714 | 0 | 0 | 0.85 | 0.85 | 0.85 | 0.85 | 0.95884 | 0.055084 | 0.49358 | 0 | 0.005841
2025-12-23 01:00 | 63040.4804 | 62555.5803 | 0 | 484.9001 | 0 | 0.2377 | 0.2382 | 0.22862 | 357 | 1 | Winter Peak | 0.77838 | 0.42769 | 0.42769 | 0.95772 | 0.35356 | 0.2382 | 0 | 0 | 0.65714 | 0.85008 | 0.021014 | 0.00083936 | 0.22862 | 0.41457 | 0.65714 | 0 | 0 | 0.85 | 0.85 | 0.85 | 0.85 | 0.95772 | 0.021014 | 0.48366 | 0 | 0
2025-12-23 02:00 | 62819.9422 | 62314.4454 | 0 | 505.4968 | 0 | 0.24779 | 0.2482 | 0.24037 | 357 | 2 | Winter Peak | 0.77383 | 0.41814 | 0.41814 | 0.95559 | 0.32805 | 0.2482 | 0 | 0 | 0.65714 | 0.85008 | 0.018745 | 0.00079999 | 0.24037 | 0.40342 | 0.65714 | 0 | 0 | 0.85 | 0.85 | 0.85 | 0.85 | 0.95559 | 0.018745 | 0.48042 | 0 | 0
2025-12-23 03:00 | 62879.9621 | 62346.6 | 0 | 533.3621 | 0 | 0.26145 | 0.26172 | 0.25655 | 357 | 3 | Winter Peak | 0.77051 | 0.41471 | 0.41471 | 0.9553 | 0.30864 | 0.26172 | 0 | 0 | 0.65714 | 0.85008 | 0.019688 | 0.00079999 | 0.25655 | 0.40237 | 0.65714 | 0 | 0 | 0.85 | 0.85 | 0.85 | 0.85 | 0.9553 | 0.019688 | 0.47953 | 0 | 0
2025-12-23 04:00 | 63533.1947 | 62965.4929 | 0 | 567.7018 | 0 | 0.27829 | 0.27868 | 0.27118 | 357 | 4 | Winter Peak | 0.76333 | 0.41653 | 0.41653 | 0.95476 | 0.29732 | 0.27868 | 0 | 0 | 0.65714 | 0.85008 | 0.024226 | 0.00079999 | 0.27118 | 0.41478 | 0.65714 | 0 | 0 | 0.85 | 0.85 | 0.85 | 0.85 | 0.95476 | 0.024226 | 0.48811 | 0 | 0
2025-12-23 05:00 | 68469.324 | 67873.8346 | 0 | 595.4895 | 0 | 0.29191 | 0.2927 | 0.27755 | 357 | 5 | Winter Peak | 0.76397 | 0.42656 | 0.42656 | 0.95318 | 0.30835 | 0.2927 | 0 | 0 | 0.65714 | 0.85008 | 0.038956 | 0.00079999 | 0.27755 | 0.46875 | 0.65714 | 0 | 0 | 0.85 | 0.85 | 0.85 | 0.85 | 0.95318 | 0.038956 | 0.52604 | 0 | 0
2025-12-23 06:00 | 76404.1201 | 75800.7665 | 0 | 603.3536 | 0 | 0.29576 | 0.2969 | 0.2752 | 357 | 6 | Winter Peak | 0.77622 | 0.44373 | 0.44373 | 0.95422 | 0.35077 | 0.2969 | 0 | 0 | 0.65714 | 0.85008 | 0.095995 | 0.00079999 | 0.2752 | 0.54606 | 0.65714 | 0 | 0 | 0.85 | 0.85 | 0.85 | 0.85 | 0.95422 | 0.095995 | 0.55621 | 0 | 0.00017779
2025-12-23 07:00 | 84456.7922 | 83791.0942 | 68.836 | 596.862 | 0.0031088 | 0.29258 | 0.29364 | 0.27332 | 357 | 7 | Winter Peak | 0.79675 | 0.46785 | 0.46785 | 0.95426 | 0.42875 | 0.29364 | 0.0031088 | 0 | 0.65714 | 0.85008 | 0.14633 | 0.018485 | 0.27332 | 0.55329 | 0.65714 | 0 | 0 | 0.85 | 0.85 | 0.85 | 0.85 | 0.95426 | 0.14633 | 0.5704 | 0.0021761 | 0.00079354
2025-12-23 08:00 | 81750.5636 | 79306.8176 | 1882.891 | 560.855 | 0.085035 | 0.27493 | 0.27506 | 0.27252 | 357 | 8 | Winter Peak | 0.81616 | 0.48757 | 0.48757 | 0.95409 | 0.46748 | 0.27506 | 0.085035 | 0 | 0.65714 | 0.85008 | 0.13041 | 0.018501 | 0.27252 | 0.50439 | 0.65714 | 0 | 0 | 0.85 | 0.85 | 0.85 | 0.85 | 0.95409 | 0.13041 | 0.53483 | 0.059525 | 0.00017779
2025-12-23 09:00 | 79637.8642 | 74348.6619 | 4765.4632 | 523.739 | 0.21522 | 0.25673 | 0.25644 | 0.26207 | 357 | 9 | Winter Peak | 0.82743 | 0.4868 | 0.4868 | 0.95409 | 0.47176 | 0.25644 | 0.21522 | 0.0015113 | 0.65714 | 0.85008 | 0.10175 | 0.00079999 | 0.26207 | 0.45454 | 0.65714 | 0 | 0 | 0.85 | 0.85 | 0.85 | 0.85 | 0.95409 | 0.10175 | 0.50594 | 0.15065 | 0
2025-12-23 10:00 | 77866.0374 | 69995.2554 | 7321.2647 | 549.5172 | 0.33064 | 0.26937 | 0.26994 | 0.2591 | 357 | 10 | Winter Peak | 0.81193 | 0.46822 | 0.46822 | 0.95392 | 0.43943 | 0.26994 | 0.33064 | 0.34759 | 0.65714 | 0.85008 | 0.06409 | 0.00079999 | 0.2591 | 0.43658 | 0.65714 | 0 | 0 | 0.85 | 0.85 | 0.85 | 0.85 | 0.95392 | 0.06409 | 0.48847 | 0.23145 | 0
2025-12-23 11:00 | 74294.1018 | 64734.8807 | 8971.8952 | 587.3259 | 0.40519 | 0.2879 | 0.28939 | 0.26113 | 357 | 11 | Winter Peak | 0.77725 | 0.44649 | 0.44649 | 0.95346 | 0.4136 | 0.28939 | 0.40519 | 0.56098 | 0.65714 | 0.85008 | 0.023737 | 0.00079999 | 0.26113 | 0.42784 | 0.65714 | 0 | 0 | 0.85 | 0.85 | 0.85 | 0.85 | 0.95346 | 0.023737 | 0.47131 | 0.28363 | 0
2025-12-23 12:00 | 72589.3943 | 62570.0551 | 9409.2719 | 610.0674 | 0.42494 | 0.29905 | 0.3009 | 0.26571 | 357 | 12 | Winter Peak | 0.75514 | 0.43187 | 0.43187 | 0.9539 | 0.37988 | 0.3009 | 0.42494 | 0.54133 | 0.65714 | 0.85008 | 0.028414 | 0.00079999 | 0.26571 | 0.41935 | 0.65714 | 0 | 0 | 0.85 | 0.85 | 0.85 | 0.85 | 0.9539 | 0.028414 | 0.46484 | 0.29746 | 0
2025-12-23 13:00 | 72310.1694 | 62941.8435 | 8749.7658 | 618.5601 | 0.39516 | 0.30322 | 0.30508 | 0.2696 | 357 | 13 | Winter Peak | 0.7313 | 0.41622 | 0.41622 | 0.95449 | 0.35466 | 0.30508 | 0.39516 | 0.50816 | 0.65714 | 0.85008 | 0.032883 | 0.00079999 | 0.2696 | 0.39041 | 0.65714 | 0 | 0 | 0.85 | 0.85 | 0.85 | 0.85 | 0.95449 | 0.032883 | 0.45621 | 0.27661 | 0
2025-12-23 14:00 | 72480.6767 | 64839.4861 | 7027.8236 | 613.3669 | 0.31739 | 0.30067 | 0.30226 | 0.27187 | 357 | 14 | Winter Peak | 0.71732 | 0.3979 | 0.3979 | 0.95429 | 0.33621 | 0.30226 | 0.31739 | 0.49139 | 0.65714 | 0.85008 | 0.036164 | 0.00079999 | 0.27187 | 0.37862 | 0.65714 | 0 | 0 | 0.85 | 0.85 | 0.85 | 0.85 | 0.95429 | 0.036164 | 0.45427 | 0.22217 | 0
2025-12-23 15:00 | 73054.3728 | 67848.8873 | 4611.2333 | 594.2522 | 0.20825 | 0.2913 | 0.29238 | 0.27179 | 357 | 15 | Winter Peak | 0.70565 | 0.38579 | 0.38579 | 0.95455 | 0.32522 | 0.29238 | 0.20825 | 0.50914 | 0.65714 | 0.85008 | 0.037071 | 0.0010513 | 0.27179 | 0.40121 | 0.65714 | 0 | 0 | 0.85 | 0.85 | 0.85 | 0.85 | 0.95455 | 0.037071 | 0.4753 | 0.14578 | 0
2025-12-23 16:00 | 75217.4705 | 72919.2412 | 1720.8621 | 577.3672 | 0.077718 | 0.28302 | 0.2837 | 0.27078 | 357 | 16 | Winter Peak | 0.68921 | 0.38321 | 0.38321 | 0.95517 | 0.32641 | 0.2837 | 0.077718 | 0.53718 | 0.66641 | 0.85008 | 0.038328 | 0.0013328 | 0.27078 | 0.49837 | 0.66641 | 0 | 0 | 0.85 | 0.85 | 0.85 | 0.85 | 0.95517 | 0.038328 | 0.5236 | 0.054402 | 0
2025-12-23 17:00 | 79174.8998 | 78559.9692 | 44.4758 | 570.4549 | 0.0020086 | 0.27963 | 0.28012 | 0.27078 | 357 | 17 | Winter Peak | 0.67362 | 0.38986 | 0.38986 | 0.95628 | 0.3507 | 0.28012 | 0.0020086 | 0.51413 | 0.66641 | 0.85008 | 0.037979 | 0.0013328 | 0.27078 | 0.57013 | 0.66641 | 0 | 0 | 0.85 | 0.85 | 0.85 | 0.85 | 0.95628 | 0.037979 | 0.55688 | 0.001406 | 0.063622
2025-12-23 18:00 | 80227.7179 | 79680.8277 | 0 | 546.8902 | 0 | 0.26808 | 0.26813 | 0.26721 | 357 | 18 | Winter Peak | 0.67848 | 0.40517 | 0.40517 | 0.95673 | 0.36572 | 0.26813 | 0 | 0.25986 | 0.66641 | 0.85008 | 0.039585 | 0.0013328 | 0.26721 | 0.60388 | 0.66641 | 0 | 0 | 0.85 | 0.85 | 0.85 | 0.85 | 0.95673 | 0.039585 | 0.59723 | 0 | 0.28409
2025-12-23 19:00 | 79099.4789 | 78582.2862 | 0 | 517.1927 | 0 | 0.25353 | 0.25314 | 0.26041 | 357 | 19 | Winter Peak | 0.71147 | 0.43141 | 0.43141 | 0.95738 | 0.37649 | 0.25314 | 0 | 0 | 0.66641 | 0.85008 | 0.037665 | 0.0013328 | 0.26041 | 0.60099 | 0.66641 | 0 | 0 | 0.85 | 0.85 | 0.85 | 0.85 | 0.95738 | 0.037665 | 0.60935 | 0 | 0.16714
2025-12-23 20:00 | 76958.0609 | 76470.8426 | 0 | 487.2183 | 0 | 0.23883 | 0.2381 | 0.25211 | 357 | 20 | Winter Peak | 0.73125 | 0.43597 | 0.43597 | 0.95737 | 0.38988 | 0.2381 | 0 | 0 | 0.66641 | 0.85008 | 0.03571 | 0.0083274 | 0.25211 | 0.59436 | 0.66641 | 0 | 0 | 0.85 | 0.85 | 0.85 | 0.85 | 0.95737 | 0.03571 | 0.5944 | 0 | 0.17838
2025-12-23 21:00 | 74137.9703 | 73675.9502 | 0 | 462.0201 | 0 | 0.22648 | 0.22566 | 0.24126 | 357 | 21 | Winter Peak | 0.71886 | 0.43151 | 0.43151 | 0.95836 | 0.40506 | 0.22566 | 0 | 0 | 0.66522 | 0.85008 | 0.03208 | 0.011965 | 0.24126 | 0.57434 | 0.66522 | 0 | 0 | 0.85 | 0.85 | 0.85 | 0.85 | 0.95836 | 0.03208 | 0.57799 | 0 | 0.14373
2025-12-23 22:00 | 69708.4013 | 69269.7112 | 0 | 438.6901 | 0 | 0.21504 | 0.21435 | 0.22754 | 357 | 22 | Winter Peak | 0.70345 | 0.41925 | 0.41925 | 0.95915 | 0.39445 | 0.21435 | 0 | 0 | 0.66522 | 0.85008 | 0.026355 | 0.0013328 | 0.22754 | 0.52618 | 0.66522 | 0 | 0 | 0.85 | 0.85 | 0.85 | 0.85 | 0.95915 | 0.026355 | 0.55812 | 0 | 0.11546
2025-12-23 23:00 | 65065.8559 | 64646.8748 | 0 | 418.9811 | 0 | 0.20538 | 0.20503 | 0.21174 | 357 | 23 | Winter Peak | 0.67689 | 0.39856 | 0.39856 | 0.95992 | 0.36856 | 0.20503 | 0 | 0 | 0.66359 | 0.85008 | 0.020141 | 0.0013328 | 0.21174 | 0.46783 | 0.66359 | 0 | 0 | 0.85 | 0.85 | 0.85 | 0.85 | 0.95992 | 0.020141 | 0.53558 | 0 | 0.036763
2025-12-24 00:00 | 62977.7065 | 62563.8027 | 0 | 413.9038 | 0 | 0.20289 | 0.20292 | 0.20239 | 358 | 0 | Winter Peak | 0.78684 | 0.4395 | 0.4395 | 0.95884 | 0.39604 | 0.20292 | 0 | 0 | 0.65714 | 0.85008 | 0.055084 | 0.0013328 | 0.20239 | 0.4288 | 0.65714 | 0 | 0 | 0.85 | 0.85 | 0.85 | 0.85 | 0.95884 | 0.055084 | 0.49358 | 0 | 0.005841
2025-12-24 01:00 | 62309.8543 | 61896.9675 | 0 | 412.8868 | 0 | 0.2024 | 0.20256 | 0.19942 | 358 | 1 | Winter Peak | 0.77838 | 0.42769 | 0.42769 | 0.95772 | 0.35356 | 0.20256 | 0 | 0 | 0.65714 | 0.85008 | 0.021014 | 0.00083936 | 0.19942 | 0.41457 | 0.65714 | 0 | 0 | 0.85 | 0.85 | 0.85 | 0.85 | 0.95772 | 0.021014 | 0.48366 | 0 | 0
2025-12-24 02:00 | 62190.1191 | 61777.7237 | 0 | 412.3953 | 0 | 0.20215 | 0.20236 | 0.19846 | 358 | 2 | Winter Peak | 0.77383 | 0.41814 | 0.41814 | 0.95559 | 0.32805 | 0.20236 | 0 | 0 | 0.65714 | 0.85008 | 0.018745 | 0.00079999 | 0.19846 | 0.40342 | 0.65714 | 0 | 0 | 0.85 | 0.85 | 0.85 | 0.85 | 0.95559 | 0.018745 | 0.48042 | 0 | 0
2025-12-24 03:00 | 62381.9382 | 61961.5597 | 0 | 420.3785 | 0 | 0.20607 | 0.2064 | 0.20012 | 358 | 3 | Winter Peak | 0.77051 | 0.41471 | 0.41471 | 0.9553 | 0.30864 | 0.2064 | 0 | 0 | 0.65714 | 0.85008 | 0.019688 | 0.00079999 | 0.20012 | 0.40237 | 0.65714 | 0 | 0 | 0.85 | 0.85 | 0.85 | 0.85 | 0.9553 | 0.019688 | 0.47953 | 0 | 0
2025-12-24 04:00 | 63185.4635 | 62757.5743 | 0 | 427.8893 | 0 | 0.20975 | 0.21011 | 0.20317 | 358 | 4 | Winter Peak | 0.76333 | 0.41653 | 0.41653 | 0.95476 | 0.29732 | 0.21011 | 0 | 0 | 0.65714 | 0.85008 | 0.024226 | 0.00079999 | 0.20317 | 0.41478 | 0.65714 | 0 | 0 | 0.85 | 0.85 | 0.85 | 0.85 | 0.95476 | 0.024226 | 0.48811 | 0 | 0
2025-12-24 05:00 | 68263.29 | 67835.1057 | 0 | 428.1844 | 0 | 0.20989 | 0.21011 | 0.20593 | 358 | 5 | Winter Peak | 0.76397 | 0.42656 | 0.42656 | 0.95318 | 0.30835 | 0.21011 | 0 | 0 | 0.65714 | 0.85008 | 0.038956 | 0.00079999 | 0.20593 | 0.46875 | 0.65714 | 0 | 0 | 0.85 | 0.85 | 0.85 | 0.85 | 0.95318 | 0.038956 | 0.52604 | 0 | 0
2025-12-24 06:00 | 76308.7871 | 75902.982 | 0 | 405.8051 | 0 | 0.19892 | 0.19894 | 0.19856 | 358 | 6 | Winter Peak | 0.77622 | 0.44373 | 0.44373 | 0.95422 | 0.35077 | 0.19894 | 0 | 0 | 0.65714 | 0.85008 | 0.095995 | 0.00079999 | 0.19856 | 0.54606 | 0.65714 | 0 | 0 | 0.85 | 0.85 | 0.85 | 0.85 | 0.95422 | 0.095995 | 0.55621 | 0 | 0.00017779
2025-12-24 07:00 | 84440.3824 | 84002.5046 | 59.8868 | 377.991 | 0.0027046 | 0.18529 | 0.18538 | 0.18359 | 358 | 7 | Winter Peak | 0.79675 | 0.46785 | 0.46785 | 0.95426 | 0.42875 | 0.18538 | 0.0027046 | 0 | 0.65714 | 0.85008 | 0.14633 | 0.018485 | 0.18359 | 0.55329 | 0.65714 | 0 | 0 | 0.85 | 0.85 | 0.85 | 0.85 | 0.95426 | 0.14633 | 0.5704 | 0.0018932 | 0.00079354
2025-12-24 08:00 | 81725.5855 | 79647.6636 | 1731.7089 | 346.2131 | 0.078207 | 0.16971 | 0.17014 | 0.16205 | 358 | 8 | Winter Peak | 0.81616 | 0.48757 | 0.48757 | 0.95409 | 0.46748 | 0.17014 | 0.078207 | 0 | 0.65714 | 0.85008 | 0.13041 | 0.018501 | 0.16205 | 0.50439 | 0.65714 | 0 | 0 | 0.85 | 0.85 | 0.85 | 0.85 | 0.95409 | 0.13041 | 0.53483 | 0.054745 | 0.00017779
2025-12-24 09:00 | 79620.4125 | 74775.5482 | 4531.7249 | 313.1394 | 0.20466 | 0.1535 | 0.15423 | 0.14038 | 358 | 9 | Winter Peak | 0.82743 | 0.4868 | 0.4868 | 0.95409 | 0.47176 | 0.15423 | 0.20466 | 0.0015113 | 0.65714 | 0.85008 | 0.10175 | 0.00079999 | 0.14038 | 0.45454 | 0.65714 | 0 | 0 | 0.85 | 0.85 | 0.85 | 0.85 | 0.95409 | 0.10175 | 0.50594 | 0.14326 | 0
2025-12-24 10:00 | 77988.4596 | 70574.4858 | 7098.6635 | 315.3103 | 0.32059 | 0.15456 | 0.15613 | 0.12619 | 358 | 10 | Winter Peak | 0.81193 | 0.46822 | 0.46822 | 0.95392 | 0.43943 | 0.15613 | 0.32059 | 0.34759 | 0.65714 | 0.85008 | 0.06409 | 0.00079999 | 0.12619 | 0.43658 | 0.65714 | 0 | 0 | 0.85 | 0.85 | 0.85 | 0.85 | 0.95392 | 0.06409 | 0.48847 | 0.22441 | 0
2025-12-24 11:00 | 74501.1776 | 65456.9737 | 8703.6995 | 340.5044 | 0.39308 | 0.16691 | 0.16895 | 0.1301 | 358 | 11 | Winter Peak | 0.77725 | 0.44649 | 0.44649 | 0.95346 | 0.4136 | 0.16895 | 0.39308 | 0.56098 | 0.65714 | 0.85008 | 0.023737 | 0.00079999 | 0.1301 | 0.42784 | 0.65714 | 0 | 0 | 0.85 | 0.85 | 0.85 | 0.85 | 0.95346 | 0.023737 | 0.47131 | 0.27515 | 0
2025-12-24 12:00 | 72839.9691 | 63346.0932 | 9133.4006 | 360.4753 | 0.41248 | 0.1767 | 0.17825 | 0.14871 | 358 | 12 | Winter Peak | 0.75514 | 0.43187 | 0.43187 | 0.9539 | 0.37988 | 0.17825 | 0.41248 | 0.54133 | 0.65714 | 0.85008 | 0.028414 | 0.00079999 | 0.14871 | 0.41935 | 0.65714 | 0 | 0 | 0.85 | 0.85 | 0.85 | 0.85 | 0.9539 | 0.028414 | 0.46484 | 0.28874 | 0
2025-12-24 13:00 | 72551.6277 | 63613.0659 | 8561.3897 | 377.1721 | 0.38665 | 0.18489 | 0.18597 | 0.1654 | 358 | 13 | Winter Peak | 0.7313 | 0.41622 | 0.41622 | 0.95449 | 0.35466 | 0.18597 | 0.38665 | 0.50816 | 0.65714 | 0.85008 | 0.032883 | 0.00079999 | 0.1654 | 0.39041 | 0.65714 | 0 | 0 | 0.85 | 0.85 | 0.85 | 0.85 | 0.95449 | 0.032883 | 0.45621 | 0.27065 | 0
2025-12-24 14:00 | 72708.8508 | 65319.5731 | 6993.9236 | 395.3541 | 0.31586 | 0.1938 | 0.19493 | 0.17346 | 358 | 14 | Winter Peak | 0.71732 | 0.3979 | 0.3979 | 0.95429 | 0.33621 | 0.19493 | 0.31586 | 0.49139 | 0.65714 | 0.85008 | 0.036164 | 0.00079999 | 0.17346 | 0.37862 | 0.65714 | 0 | 0 | 0.85 | 0.85 | 0.85 | 0.85 | 0.95429 | 0.036164 | 0.45427 | 0.2211 | 0
2025-12-24 15:00 | 73270.0442 | 68266.0065 | 4593.4204 | 410.6173 | 0.20745 | 0.20128 | 0.20266 | 0.17638 | 358 | 15 | Winter Peak | 0.70565 | 0.38579 | 0.38579 | 0.95455 | 0.32522 | 0.20266 | 0.20745 | 0.50914 | 0.65714 | 0.85008 | 0.037071 | 0.0010513 | 0.17638 | 0.40121 | 0.65714 | 0 | 0 | 0.85 | 0.85 | 0.85 | 0.85 | 0.95455 | 0.037071 | 0.4753 | 0.14521 | 0
2025-12-24 16:00 | 75437.6754 | 73283.4491 | 1723.4445 | 430.7818 | 0.077834 | 0.21117 | 0.21271 | 0.18337 | 358 | 16 | Winter Peak | 0.68921 | 0.38321 | 0.38321 | 0.95517 | 0.32641 | 0.21271 | 0.077834 | 0.53718 | 0.66641 | 0.85008 | 0.038328 | 0.0013328 | 0.18337 | 0.49837 | 0.66641 | 0 | 0 | 0.85 | 0.85 | 0.85 | 0.85 | 0.95517 | 0.038328 | 0.5236 | 0.054484 | 0
2025-12-24 17:00 | 79290.2892 | 78793.2491 | 45.6374 | 451.4027 | 0.0020611 | 0.22128 | 0.22305 | 0.18919 | 358 | 17 | Winter Peak | 0.67362 | 0.38986 | 0.38986 | 0.95628 | 0.3507 | 0.22305 | 0.0020611 | 0.51413 | 0.66641 | 0.85008 | 0.037979 | 0.0013328 | 0.18919 | 0.57013 | 0.66641 | 0 | 0 | 0.85 | 0.85 | 0.85 | 0.85 | 0.95628 | 0.037979 | 0.55688 | 0.0014428 | 0.063622
2025-12-24 18:00 | 80326.958 | 79881.5328 | 0 | 445.4252 | 0 | 0.21835 | 0.21978 | 0.19248 | 358 | 18 | Winter Peak | 0.67848 | 0.40517 | 0.40517 | 0.95673 | 0.36572 | 0.21978 | 0 | 0.25986 | 0.66641 | 0.85008 | 0.039585 | 0.0013328 | 0.19248 | 0.60388 | 0.66641 | 0 | 0 | 0.85 | 0.85 | 0.85 | 0.85 | 0.95673 | 0.039585 | 0.59723 | 0 | 0.28409
2025-12-24 19:00 | 79179.444 | 78753.0469 | 0 | 426.3971 | 0 | 0.20902 | 0.20997 | 0.19176 | 358 | 19 | Winter Peak | 0.71147 | 0.43141 | 0.43141 | 0.95738 | 0.37649 | 0.20997 | 0 | 0 | 0.66641 | 0.85008 | 0.037665 | 0.0013328 | 0.19176 | 0.60099 | 0.66641 | 0 | 0 | 0.85 | 0.85 | 0.85 | 0.85 | 0.95738 | 0.037665 | 0.60935 | 0 | 0.16714
2025-12-24 20:00 | 76945.8187 | 76530.9723 | 0 | 414.8463 | 0 | 0.20336 | 0.20419 | 0.18833 | 358 | 20 | Winter Peak | 0.73125 | 0.43597 | 0.43597 | 0.95737 | 0.38988 | 0.20419 | 0 | 0 | 0.66641 | 0.85008 | 0.03571 | 0.0083274 | 0.18833 | 0.59436 | 0.66641 | 0 | 0 | 0.85 | 0.85 | 0.85 | 0.85 | 0.95737 | 0.03571 | 0.5944 | 0 | 0.17838
2025-12-24 21:00 | 74034.3022 | 73620.7046 | 0 | 413.5976 | 0 | 0.20274 | 0.20369 | 0.18573 | 358 | 21 | Winter Peak | 0.71886 | 0.43151 | 0.43151 | 0.95836 | 0.40506 | 0.20369 | 0 | 0 | 0.66522 | 0.85008 | 0.03208 | 0.011965 | 0.18573 | 0.57434 | 0.66522 | 0 | 0 | 0.85 | 0.85 | 0.85 | 0.85 | 0.95836 | 0.03208 | 0.57799 | 0 | 0.14373
2025-12-24 22:00 | 69507.5768 | 69088.2661 | 0 | 419.3106 | 0 | 0.20554 | 0.20666 | 0.18541 | 358 | 22 | Winter Peak | 0.70345 | 0.41925 | 0.41925 | 0.95915 | 0.39445 | 0.20666 | 0 | 0 | 0.66522 | 0.85008 | 0.026355 | 0.0013328 | 0.18541 | 0.52618 | 0.66522 | 0 | 0 | 0.85 | 0.85 | 0.85 | 0.85 | 0.95915 | 0.026355 | 0.55812 | 0 | 0.11546
2025-12-24 23:00 | 64764.4889 | 64337.0293 | 0 | 427.4596 | 0 | 0.20954 | 0.21084 | 0.18608 | 358 | 23 | Winter Peak | 0.67689 | 0.39856 | 0.39856 | 0.95992 | 0.36856 | 0.21084 | 0 | 0 | 0.66359 | 0.85008 | 0.020141 | 0.0013328 | 0.18608 | 0.46783 | 0.66359 | 0 | 0 | 0.85 | 0.85 | 0.85 | 0.85 | 0.95992 | 0.020141 | 0.53558 | 0 | 0.036763
2025-12-25 00:00 | 62574.2342 | 62130.2786 | 0 | 443.9556 | 0 | 0.21763 | 0.21923 | 0.18854 | 359 | 0 | Winter | 0.38112 | 0.34822 | 0.34822 | 0.87184 | 0.31588 | 0.21923 | 0 | 0 | 0.65714 | 0.85008 | 0.011799 | 0.0012155 | 0.18854 | 0.39122 | 0.65714 | 0 | 0 | 0.85 | 0.85 | 0.85 | 0.85 | 0.87184 | 0.011799 | 0.48528 | 0 | 0.0029205
2025-12-25 01:00 | 61827.1982 | 61360.5243 | 0 | 466.6739 | 0 | 0.22876 | 0.23071 | 0.19363 | 359 | 1 | Winter | 0.36674 | 0.33231 | 0.33231 | 0.87605 | 0.28158 | 0.23071 | 0 | 0 | 0.65714 | 0.85008 | 0.009774 | 0.00081967 | 0.19363 | 0.37856 | 0.65714 | 0 | 0 | 0.85 | 0.85 | 0.85 | 0.85 | 0.87605 | 0.009774 | 0.4777 | 0 | 0
2025-12-25 02:00 | 61622.2884 | 61126.8771 | 0 | 495.4114 | 0 | 0.24285 | 0.24511 | 0.20199 | 359 | 2 | Winter | 0.34679 | 0.32201 | 0.32201 | 0.8763 | 0.24925 | 0.24511 | 0 | 0 | 0.65714 | 0.85008 | 0.0098438 | 0.00079999 | 0.20199 | 0.37271 | 0.65714 | 0 | 0 | 0.85 | 0.85 | 0.85 | 0.85 | 0.8763 | 0.0098438 | 0.47491 | 0 | 0
2025-12-25 03:00 | 61724.5049 | 61196.172 | 0 | 528.333 | 0 | 0.25899 | 0.26152 | 0.21316 | 359 | 3 | Winter | 0.3338 | 0.31706 | 0.31706 | 0.87561 | 0.23438 | 0.26152 | 0 | 0 | 0.65714 | 0.85008 | 0.0098089 | 0.00079999 | 0.21316 | 0.37639 | 0.65714 | 0 | 0 | 0.85 | 0.85 | 0.85 | 0.85 | 0.87561 | 0.0098089 | 0.47708 | 0 | 0
2025-12-25 04:00 | 62433.7391 | 61877.4368 | 0 | 556.3024 | 0 | 0.2727 | 0.27534 | 0.22487 | 359 | 4 | Winter | 0.33501 | 0.31839 | 0.31839 | 0.87687 | 0.215 | 0.27534 | 0 | 0 | 0.65714 | 0.85008 | 0.0099486 | 0.00079999 | 0.22487 | 0.39652 | 0.65714 | 0 | 0 | 0.85 | 0.85 | 0.85 | 0.85 | 0.87687 | 0.0099486 | 0.49014 | 0 | 0
2025-12-25 05:00 | 67426.912 | 66853.9424 | 0 | 572.9696 | 0 | 0.28087 | 0.2833 | 0.23692 | 359 | 5 | Winter | 0.34255 | 0.3212 | 0.3212 | 0.87819 | 0.21182 | 0.2833 | 0 | 0 | 0.65714 | 0.85008 | 0.010053 | 0.00079999 | 0.23692 | 0.45896 | 0.65714 | 0 | 0 | 0.85 | 0.85 | 0.85 | 0.85 | 0.87819 | 0.010053 | 0.52415 | 0 | 0
2025-12-25 06:00 | 75418.4911 | 74851.9909 | 0 | 566.5003 | 0 | 0.2777 | 0.2796 | 0.24324 | 359 | 6 | Winter | 0.3535 | 0.33148 | 0.33148 | 0.87914 | 0.24668 | 0.2796 | 0 | 0 | 0.65714 | 0.85008 | 0.010088 | 0.00079999 | 0.24324 | 0.54134 | 0.65714 | 0 | 0 | 0.85 | 0.85 | 0.85 | 0.85 | 0.87914 | 0.010088 | 0.55421 | 0 | 0.00017779
2025-12-25 07:00 | 83528.9882 | 82907.1771 | 71.8383 | 549.9728 | 0.0032444 | 0.26959 | 0.27102 | 0.24375 | 359 | 7 | Winter | 0.39334 | 0.34859 | 0.34859 | 0.8799 | 0.30623 | 0.27102 | 0.0032444 | 0 | 0.65714 | 0.85008 | 0.011938 | 0.017261 | 0.24375 | 0.53641 | 0.65714 | 0 | 0 | 0.85 | 0.85 | 0.85 | 0.85 | 0.8799 | 0.011938 | 0.56215 | 0.0022711 | 0.0038224
2025-12-25 08:00 | 81014.3089 | 78535.2161 | 1966.5563 | 512.5366 | 0.088814 | 0.25124 | 0.25194 | 0.23866 | 359 | 8 | Winter | 0.43014 | 0.36227 | 0.36227 | 0.88068 | 0.34685 | 0.25194 | 0.088814 | 0 | 0.65714 | 0.85008 | 0.010821 | 0.0096506 | 0.23866 | 0.4851 | 0.65714 | 0 | 0 | 0.85 | 0.85 | 0.85 | 0.85 | 0.88068 | 0.010821 | 0.53053 | 0.06217 | 8.8894e-05
2025-12-25 09:00 | 79171.097 | 73770.0089 | 4937.1265 | 463.9615 | 0.22297 | 0.22743 | 0.22753 | 0.22564 | 359 | 9 | Winter | 0.43228 | 0.35522 | 0.35522 | 0.88103 | 0.35924 | 0.22753 | 0.22297 | 0.040275 | 0.65714 | 0.85008 | 0.010961 | 0.00079999 | 0.22564 | 0.4407 | 0.65714 | 0 | 0 | 0.85 | 0.85 | 0.85 | 0.85 | 0.88103 | 0.010961 | 0.50047 | 0.15608 | 0
2025-12-25 10:00 | 77675.6318 | 69561.4405 | 7629.8275 | 484.3638 | 0.34458 | 0.23743 | 0.2383 | 0.22179 | 359 | 10 | Winter | 0.4061 | 0.33487 | 0.33487 | 0.88085 | 0.36964 | 0.2383 | 0.34458 | 0.40566 | 0.65161 | 0.85008 | 0.013544 | 0.00079999 | 0.22179 | 0.43351 | 0.65161 | 0 | 0 | 0.85 | 0.85 | 0.85 | 0.85 | 0.88085 | 0.013544 | 0.48026 | 0.2412 | 0
2025-12-25 11:00 | 74228.7231 | 64405.1997 | 9305.0554 | 518.4679 | 0.42024 | 0.25415 | 0.25554 | 0.22912 | 359 | 11 | Winter | 0.3925 | 0.32321 | 0.32321 | 0.87126 | 0.35242 | 0.25554 | 0.42024 | 0.54927 | 0.65161 | 0.85008 | 0.013649 | 0.00079999 | 0.22912 | 0.42796 | 0.65161 | 0 | 0 | 0.85 | 0.85 | 0.85 | 0.85 | 0.87126 | 0.013649 | 0.46854 | 0.29416 | 0
2025-12-25 12:00 | 72539.3836 | 62237.961 | 9743.4988 | 557.9238 | 0.44004 | 0.27349 | 0.27516 | 0.24329 | 359 | 12 | Winter | 0.3815 | 0.31623 | 0.31623 | 0.87098 | 0.31489 | 0.27516 | 0.44004 | 0.54413 | 0.65161 | 0.85008 | 0.013788 | 0.00079999 | 0.24329 | 0.41662 | 0.65161 | 0 | 0 | 0.85 | 0.85 | 0.85 | 0.85 | 0.87098 | 0.013788 | 0.46441 | 0.30803 | 0
2025-12-25 13:00 | 72245.8326 | 62548.4043 | 9111.6651 | 585.7633 | 0.4115 | 0.28714 | 0.28886 | 0.25596 | 359 | 13 | Winter | 0.37364 | 0.31803 | 0.31803 | 0.87056 | 0.27101 | 0.28886 | 0.4115 | 0.51602 | 0.65161 | 0.85008 | 0.010996 | 0.00079999 | 0.25596 | 0.39216 | 0.65161 | 0 | 0 | 0.85 | 0.85 | 0.85 | 0.85 | 0.87056 | 0.010996 | 0.45541 | 0.28805 | 0
2025-12-25 14:00 | 72385.8646 | 64272.4737 | 7520.0477 | 593.3432 | 0.33962 | 0.29085 | 0.29262 | 0.25894 | 359 | 14 | Winter | 0.36662 | 0.31876 | 0.31876 | 0.87131 | 0.25223 | 0.29262 | 0.33962 | 0.50431 | 0.65161 | 0.85008 | 0.011519 | 0.00079999 | 0.25894 | 0.38684 | 0.65161 | 0 | 0 | 0.85 | 0.85 | 0.85 | 0.85 | 0.87131 | 0.011519 | 0.45706 | 0.23773 | 0
2025-12-25 15:00 | 72926.2202 | 67255.5977 | 5092.5884 | 578.0341 | 0.22999 | 0.28335 | 0.28471 | 0.25886 | 359 | 15 | Winter | 0.35644 | 0.32325 | 0.32325 | 0.87285 | 0.24653 | 0.28471 | 0.22999 | 0.52622 | 0.65161 | 0.85008 | 0.011764 | 0.001192 | 0.25886 | 0.41154 | 0.65161 | 0 | 0 | 0.85 | 0.85 | 0.85 | 0.85 | 0.87285 | 0.011764 | 0.48176 | 0.16099 | 0
2025-12-25 16:00 | 75104.7598 | 72573.9109 | 1976.7754 | 554.0735 | 0.089275 | 0.2716 | 0.27209 | 0.26285 | 359 | 16 | Winter | 0.34271 | 0.32889 | 0.32889 | 0.87552 | 0.27001 | 0.27209 | 0.089275 | 0.54156 | 0.66088 | 0.85008 | 0.012567 | 0.0013328 | 0.26285 | 0.50479 | 0.66088 | 0 | 0 | 0.85 | 0.85 | 0.85 | 0.85 | 0.87552 | 0.012567 | 0.52016 | 0.062493 | 0
2025-12-25 17:00 | 79027.2117 | 78432.3219 | 55.7253 | 539.1645 | 0.0025167 | 0.2643 | 0.26423 | 0.26542 | 359 | 17 | Winter | 0.35239 | 0.34089 | 0.34089 | 0.87812 | 0.31218 | 0.26423 | 0.0025167 | 0.47484 | 0.66641 | 0.85008 | 0.012811 | 0.0013818 | 0.26542 | 0.55841 | 0.66641 | 0 | 0 | 0.85 | 0.85 | 0.85 | 0.85 | 0.87812 | 0.012811 | 0.563 | 0.0017617 | 0.108
2025-12-25 18:00 | 79899.7826 | 79380.5585 | 0 | 519.2241 | 0 | 0.25452 | 0.25409 | 0.26234 | 359 | 18 | Winter | 0.36908 | 0.35647 | 0.35647 | 0.8795 | 0.33257 | 0.25409 | 0 | 0.15048 | 0.66641 | 0.85008 | 0.011554 | 0.0054852 | 0.26234 | 0.57233 | 0.66641 | 0 | 0 | 0.85 | 0.85 | 0.85 | 0.85 | 0.8795 | 0.011554 | 0.60036 | 0 | 0.31896
2025-12-25 19:00 | 78596.506 | 78099.0095 | 0 | 497.4965 | 0 | 0.24387 | 0.24344 | 0.25162 | 359 | 19 | Winter | 0.39083 | 0.3598 | 0.3598 | 0.8799 | 0.35171 | 0.24344 | 0 | 0 | 0.66641 | 0.85008 | 0.011624 | 0.0054852 | 0.25162 | 0.56127 | 0.66641 | 0 | 0 | 0.85 | 0.85 | 0.85 | 0.85 | 0.8799 | 0.011624 | 0.6033 | 0 | 0.16946
2025-12-25 20:00 | 76324.0702 | 75848.2692 | 0 | 475.8009 | 0 | 0.23324 | 0.23306 | 0.23649 | 359 | 20 | Winter | 0.38392 | 0.35256 | 0.35256 | 0.88015 | 0.35332 | 0.23306 | 0 | 0 | 0.66539 | 0.85008 | 0.011729 | 0.0079216 | 0.23649 | 0.55127 | 0.66539 | 0 | 0 | 0.85 | 0.85 | 0.85 | 0.85 | 0.88015 | 0.011729 | 0.58652 | 0 | 0.16317
2025-12-25 21:00 | 73405.7814 | 72941.7639 | 0 | 464.0175 | 0 | 0.22746 | 0.22773 | 0.22254 | 359 | 21 | Winter | 0.36841 | 0.34678 | 0.34678 | 0.88022 | 0.34293 | 0.22773 | 0 | 0 | 0.66206 | 0.85008 | 0.011764 | 0.0066981 | 0.22254 | 0.52537 | 0.66206 | 0 | 0 | 0.85 | 0.85 | 0.85 | 0.85 | 0.88022 | 0.011764 | 0.56856 | 0 | 0.14339
2025-12-25 22:00 | 68867.8556 | 68407.8316 | 0 | 460.0241 | 0 | 0.2255 | 0.2261 | 0.21461 | 359 | 22 | Winter | 0.35457 | 0.33613 | 0.33613 | 0.87928 | 0.32008 | 0.2261 | 0 | 0 | 0.66206 | 0.85008 | 0.011868 | 0.0013818 | 0.21461 | 0.46434 | 0.66206 | 0 | 0 | 0.85 | 0.85 | 0.85 | 0.85 | 0.87928 | 0.011868 | 0.54642 | 0 | 0.12674
2025-12-25 23:00 | 64115.1303 | 63658.1783 | 0 | 456.9521 | 0 | 0.224 | 0.22454 | 0.21421 | 359 | 23 | Winter | 0.33817 | 0.32402 | 0.32402 | 0.87673 | 0.30333 | 0.22454 | 0 | 0 | 0.66044 | 0.85008 | 0.011659 | 0.0013818 | 0.21421 | 0.41028 | 0.66044 | 0 | 0 | 0.85 | 0.85 | 0.85 | 0.85 | 0.87673 | 0.011659 | 0.51856 | 0 | 0.039796
2025-12-26 00:00 | 61903.5168 | 61427.5885 | 0 | 475.9283 | 0 | 0.2333 | 0.2343 | 0.21517 | 360 | 0 | Winter | 0.38112 | 0.34822 | 0.34822 | 0.87184 | 0.31588 | 0.2343 | 0 | 0 | 0.65714 | 0.85008 | 0.011799 | 0.0012155 | 0.21517 | 0.39122 | 0.65714 | 0 | 0 | 0.85 | 0.85 | 0.85 | 0.85 | 0.87184 | 0.011799 | 0.48528 | 0 | 0.0029205
2025-12-26 01:00 | 61111.6795 | 60615.0701 | 0 | 496.6094 | 0 | 0.24344 | 0.24465 | 0.22154 | 360 | 1 | Winter | 0.36674 | 0.33231 | 0.33231 | 0.87605 | 0.28158 | 0.24465 | 0 | 0 | 0.65714 | 0.85008 | 0.009774 | 0.00081967 | 0.22154 | 0.37856 | 0.65714 | 0 | 0 | 0.85 | 0.85 | 0.85 | 0.85 | 0.87605 | 0.009774 | 0.4777 | 0 | 0
2025-12-26 02:00 | 60872.9083 | 60358.1245 | 0 | 514.7838 | 0 | 0.25235 | 0.25391 | 0.22409 | 360 | 2 | Winter | 0.34679 | 0.32201 | 0.32201 | 0.8763 | 0.24925 | 0.25391 | 0 | 0 | 0.65714 | 0.85008 | 0.0098438 | 0.00079999 | 0.22409 | 0.37271 | 0.65714 | 0 | 0 | 0.85 | 0.85 | 0.85 | 0.85 | 0.8763 | 0.0098438 | 0.47491 | 0 | 0
2025-12-26 03:00 | 60958.715 | 60436.0569 | 0 | 522.6581 | 0 | 0.2562 | 0.25777 | 0.228 | 360 | 3 | Winter | 0.3338 | 0.31706 | 0.31706 | 0.87561 | 0.23438 | 0.25777 | 0 | 0 | 0.65714 | 0.85008 | 0.0098089 | 0.00079999 | 0.228 | 0.37639 | 0.65714 | 0 | 0 | 0.85 | 0.85 | 0.85 | 0.85 | 0.87561 | 0.0098089 | 0.47708 | 0 | 0
2025-12-26 04:00 | 61730.4627 | 61211.508 | 0 | 518.9546 | 0 | 0.25439 | 0.25586 | 0.22787 | 360 | 4 | Winter | 0.33501 | 0.31839 | 0.31839 | 0.87687 | 0.215 | 0.25586 | 0 | 0 | 0.65714 | 0.85008 | 0.0099486 | 0.00079999 | 0.22787 | 0.39652 | 0.65714 | 0 | 0 | 0.85 | 0.85 | 0.85 | 0.85 | 0.87687 | 0.0099486 | 0.49014 | 0 | 0
2025-12-26 05:00 | 66860.1233 | 66347.8884 | 0 | 512.2348 | 0 | 0.2511 | 0.25236 | 0.22821 | 360 | 5 | Winter | 0.34255 | 0.3212 | 0.3212 | 0.87819 | 0.21182 | 0.25236 | 0 | 0 | 0.65714 | 0.85008 | 0.010053 | 0.00079999 | 0.22821 | 0.45896 | 0.65714 | 0 | 0 | 0.85 | 0.85 | 0.85 | 0.85 | 0.87819 | 0.010053 | 0.52415 | 0 | 0
2025-12-26 06:00 | 74996.7857 | 74503.7637 | 0 | 493.0221 | 0 | 0.24168 | 0.24258 | 0.2254 | 360 | 6 | Winter | 0.3535 | 0.33148 | 0.33148 | 0.87914 | 0.24668 | 0.24258 | 0 | 0 | 0.65714 | 0.85008 | 0.010088 | 0.00079999 | 0.2254 | 0.54134 | 0.65714 | 0 | 0 | 0.85 | 0.85 | 0.85 | 0.85 | 0.87914 | 0.010088 | 0.55421 | 0 | 0.00017779
2025-12-26 07:00 | 83248.7195 | 82712.9757 | 60.6113 | 475.1325 | 0.0027373 | 0.23291 | 0.23348 | 0.22262 | 360 | 7 | Winter | 0.39334 | 0.34859 | 0.34859 | 0.8799 | 0.30623 | 0.23348 | 0.0027373 | 0 | 0.65714 | 0.85008 | 0.011938 | 0.017261 | 0.22262 | 0.53641 | 0.65714 | 0 | 0 | 0.85 | 0.85 | 0.85 | 0.85 | 0.8799 | 0.011938 | 0.56215 | 0.0019161 | 0.0038224
2025-12-26 08:00 | 80761.5209 | 78695.0758 | 1612.3107 | 454.1344 | 0.072815 | 0.22261 | 0.22271 | 0.2209 | 360 | 8 | Winter | 0.43014 | 0.36227 | 0.36227 | 0.88068 | 0.34685 | 0.22271 | 0.072815 | 0 | 0.65714 | 0.85008 | 0.010821 | 0.0096506 | 0.2209 | 0.4851 | 0.65714 | 0 | 0 | 0.85 | 0.85 | 0.85 | 0.85 | 0.88068 | 0.010821 | 0.53053 | 0.050971 | 8.8894e-05
2025-12-26 09:00 | 78939.5367 | 74338.33 | 4159.8728 | 441.334 | 0.18787 | 0.21634 | 0.2163 | 0.21704 | 360 | 9 | Winter | 0.43228 | 0.35522 | 0.35522 | 0.88103 | 0.35924 | 0.2163 | 0.18787 | 0.040275 | 0.65714 | 0.85008 | 0.010961 | 0.00079999 | 0.21704 | 0.4407 | 0.65714 | 0 | 0 | 0.85 | 0.85 | 0.85 | 0.85 | 0.88103 | 0.010961 | 0.50047 | 0.13151 | 0
2025-12-26 10:00 | 77543.3116 | 70589.7113 | 6474.2307 | 479.3695 | 0.29239 | 0.23499 | 0.23565 | 0.22302 | 360 | 10 | Winter | 0.4061 | 0.33487 | 0.33487 | 0.88085 | 0.36964 | 0.23565 | 0.29239 | 0.40566 | 0.65161 | 0.85008 | 0.013544 | 0.00079999 | 0.22302 | 0.43351 | 0.65161 | 0 | 0 | 0.85 | 0.85 | 0.85 | 0.85 | 0.88085 | 0.013544 | 0.48026 | 0.20467 | 0
2025-12-26 11:00 | 74317.8048 | 65831.4258 | 7950.6298 | 535.7492 | 0.35907 | 0.26262 | 0.26433 | 0.23167 | 360 | 11 | Winter | 0.3925 | 0.32321 | 0.32321 | 0.87126 | 0.35242 | 0.26433 | 0.35907 | 0.54927 | 0.65161 | 0.85008 | 0.013649 | 0.00079999 | 0.23167 | 0.42796 | 0.65161 | 0 | 0 | 0.85 | 0.85 | 0.85 | 0.85 | 0.87126 | 0.013649 | 0.46854 | 0.25135 | 0
2025-12-26 12:00 | 72825.1222 | 63862.069 | 8385.5713 | 577.4819 | 0.37871 | 0.28308 | 0.28569 | 0.2359 | 360 | 12 | Winter | 0.3815 | 0.31623 | 0.31623 | 0.87098 | 0.31489 | 0.28569 | 0.37871 | 0.54413 | 0.65161 | 0.85008 | 0.013788 | 0.00079999 | 0.2359 | 0.41662 | 0.65161 | 0 | 0 | 0.85 | 0.85 | 0.85 | 0.85 | 0.87098 | 0.013788 | 0.46441 | 0.2651 | 0
2025-12-26 13:00 | 72683.9478 | 64048.4001 | 8035.678 | 599.8698 | 0.36291 | 0.29405 | 0.29722 | 0.23681 | 360 | 13 | Winter | 0.37364 | 0.31803 | 0.31803 | 0.87056 | 0.27101 | 0.29722 | 0.36291 | 0.51602 | 0.65161 | 0.85008 | 0.010996 | 0.00079999 | 0.23681 | 0.39216 | 0.65161 | 0 | 0 | 0.85 | 0.85 | 0.85 | 0.85 | 0.87056 | 0.010996 | 0.45541 | 0.25404 | 0
2025-12-26 14:00 | 72964.3746 | 65465.6898 | 6885.2519 | 613.4329 | 0.31095 | 0.3007 | 0.30389 | 0.24308 | 360 | 14 | Winter | 0.36662 | 0.31876 | 0.31876 | 0.87131 | 0.25223 | 0.30389 | 0.31095 | 0.50431 | 0.65161 | 0.85008 | 0.011519 | 0.00079999 | 0.24308 | 0.38684 | 0.65161 | 0 | 0 | 0.85 | 0.85 | 0.85 | 0.85 | 0.87131 | 0.011519 | 0.45706 | 0.21767 | 0
2025-12-26 15:00 | 73624.8082 | 68486.8457 | 4526.5645 | 611.3979 | 0.20443 | 0.2997 | 0.30269 | 0.24584 | 360 | 15 | Winter | 0.35644 | 0.32325 | 0.32325 | 0.87285 | 0.24653 | 0.30269 | 0.20443 | 0.52622 | 0.65161 | 0.85008 | 0.011764 | 0.001192 | 0.24584 | 0.41154 | 0.65161 | 0 | 0 | 0.85 | 0.85 | 0.85 | 0.85 | 0.87285 | 0.011764 | 0.48176 | 0.1431 | 0
2025-12-26 16:00 | 75718.0136 | 73514.9893 | 1602.7477 | 600.2766 | 0.072383 | 0.29425 | 0.29686 | 0.24715 | 360 | 16 | Winter | 0.34271 | 0.32889 | 0.32889 | 0.87552 | 0.27001 | 0.29686 | 0.072383 | 0.54156 | 0.66088 | 0.85008 | 0.012567 | 0.0013328 | 0.24715 | 0.50479 | 0.66088 | 0 | 0 | 0.85 | 0.85 | 0.85 | 0.85 | 0.87552 | 0.012567 | 0.52016 | 0.050668 | 0
2025-12-26 17:00 | 79627.6015 | 78986.2135 | 43.7744 | 597.6136 | 0.0019769 | 0.29295 | 0.29539 | 0.24876 | 360 | 17 | Winter | 0.35239 | 0.34089 | 0.34089 | 0.87812 | 0.31218 | 0.29539 | 0.0019769 | 0.47484 | 0.66641 | 0.85008 | 0.012811 | 0.0013818 | 0.24876 | 0.55841 | 0.66641 | 0 | 0 | 0.85 | 0.85 | 0.85 | 0.85 | 0.87812 | 0.012811 | 0.563 | 0.0013839 | 0.108
2025-12-26 18:00 | 80768.9803 | 80186.6283 | 0 | 582.352 | 0 | 0.28547 | 0.2875 | 0.24876 | 360 | 18 | Winter | 0.36908 | 0.35647 | 0.35647 | 0.8795 | 0.33257 | 0.2875 | 0 | 0.15048 | 0.66641 | 0.85008 | 0.011554 | 0.0054852 | 0.24876 | 0.57233 | 0.66641 | 0 | 0 | 0.85 | 0.85 | 0.85 | 0.85 | 0.8795 | 0.011554 | 0.60036 | 0 | 0.31896
2025-12-26 19:00 | 79661.8396 | 79099.9835 | 0 | 561.8561 | 0 | 0.27542 | 0.27703 | 0.24629 | 360 | 19 | Winter | 0.39083 | 0.3598 | 0.3598 | 0.8799 | 0.35171 | 0.27703 | 0 | 0 | 0.66641 | 0.85008 | 0.011624 | 0.0054852 | 0.24629 | 0.56127 | 0.66641 | 0 | 0 | 0.85 | 0.85 | 0.85 | 0.85 | 0.8799 | 0.011624 | 0.6033 | 0 | 0.16946
2025-12-26 20:00 | 77500.8861 | 76955.3671 | 0 | 545.519 | 0 | 0.26741 | 0.26861 | 0.24568 | 360 | 20 | Winter | 0.38392 | 0.35256 | 0.35256 | 0.88015 | 0.35332 | 0.26861 | 0 | 0 | 0.66539 | 0.85008 | 0.011729 | 0.0079216 | 0.24568 | 0.55127 | 0.66539 | 0 | 0 | 0.85 | 0.85 | 0.85 | 0.85 | 0.88015 | 0.011729 | 0.58652 | 0 | 0.16317
2025-12-26 21:00 | 74678.4513 | 74138.1934 | 0 | 540.258 | 0 | 0.26483 | 0.26574 | 0.24841 | 360 | 21 | Winter | 0.36841 | 0.34678 | 0.34678 | 0.88022 | 0.34293 | 0.26574 | 0 | 0 | 0.66206 | 0.85008 | 0.011764 | 0.0066981 | 0.24841 | 0.52537 | 0.66206 | 0 | 0 | 0.85 | 0.85 | 0.85 | 0.85 | 0.88022 | 0.011764 | 0.56856 | 0 | 0.14339
2025-12-26 22:00 | 70248.6218 | 69700.0598 | 0 | 548.562 | 0 | 0.2689 | 0.2696 | 0.25634 | 360 | 22 | Winter | 0.35457 | 0.33613 | 0.33613 | 0.87928 | 0.32008 | 0.2696 | 0 | 0 | 0.66206 | 0.85008 | 0.011868 | 0.0013818 | 0.25634 | 0.46434 | 0.66206 | 0 | 0 | 0.85 | 0.85 | 0.85 | 0.85 | 0.87928 | 0.011868 | 0.54642 | 0 | 0.12674
2025-12-26 23:00 | 65594.8761 | 65035.0247 | 0 | 559.8514 | 0 | 0.27444 | 0.27494 | 0.26531 | 360 | 23 | Winter | 0.33817 | 0.32402 | 0.32402 | 0.87673 | 0.30333 | 0.27494 | 0 | 0 | 0.66044 | 0.85008 | 0.011659 | 0.0013818 | 0.26531 | 0.41028 | 0.66044 | 0 | 0 | 0.85 | 0.85 | 0.85 | 0.85 | 0.87673 | 0.011659 | 0.51856 | 0 | 0.039796
2025-12-27 00:00 | 40461.1976 | 39883.3819 | 0 | 577.8157 | 0 | 0.28324 | 0.28354 | 0.27787 | 361 | 0 | Spring | 0.27877 | 0.32807 | 0.32807 | 0.86806 | 0.41526 | 0.28354 | 0 | 0 | 0.64562 | 0.85008 | 0.0133 | 0.00079999 | 0.27787 | 0.22892 | 0.64562 | 0 | 0 | 0.85 | 0.85 | 0.85 | 0.85 | 0.86806 | 0.0133 | 0.36461 | 0 | 0.048952
2025-12-27 01:00 | 39715.9855 | 39125.61 | 0 | 590.3755 | 0 | 0.2894 | 0.28941 | 0.28929 | 361 | 1 | Spring | 0.27126 | 0.31736 | 0.31736 | 0.87726 | 0.38 | 0.28941 | 0 | 0 | 0.64562 | 0.85008 | 0.012357 | 0.00079999 | 0.28929 | 0.2248 | 0.64562 | 0 | 0 | 0.85 | 0.85 | 0.85 | 0.85 | 0.87726 | 0.012357 | 0.36019 | 0 | 0
2025-12-27 02:00 | 39632.2807 | 39040.0288 | 0 | 592.2519 | 0 | 0.29032 | 0.29013 | 0.29376 | 361 | 2 | Spring | 0.2611 | 0.30561 | 0.30561 | 0.87644 | 0.34552 | 0.29013 | 0 | 0 | 0.64562 | 0.85008 | 0.012462 | 0.00079999 | 0.29376 | 0.21959 | 0.64562 | 0 | 0 | 0.85 | 0.85 | 0.85 | 0.85 | 0.87644 | 0.012462 | 0.35507 | 0 | 0.0076969
2025-12-27 03:00 | 39728.7933 | 39136.8076 | 0 | 591.9858 | 0 | 0.29019 | 0.28999 | 0.29381 | 361 | 3 | Spring | 0.25348 | 0.29808 | 0.29808 | 0.87591 | 0.33422 | 0.28999 | 0 | 0 | 0.64562 | 0.85008 | 0.013439 | 0.00079999 | 0.29381 | 0.21762 | 0.64562 | 0 | 0 | 0.85 | 0.85 | 0.85 | 0.85 | 0.87591 | 0.013439 | 0.3547 | 0 | 0
2025-12-27 04:00 | 40117.1398 | 39532.1775 | 0 | 584.9623 | 0 | 0.28675 | 0.28649 | 0.29132 | 361 | 4 | Spring | 0.24517 | 0.29516 | 0.29516 | 0.87706 | 0.32769 | 0.28649 | 0 | 0 | 0.64562 | 0.85008 | 0.013579 | 0.00079999 | 0.29132 | 0.22054 | 0.64562 | 0 | 0 | 0.85 | 0.85 | 0.85 | 0.85 | 0.87706 | 0.013579 | 0.36068 | 0 | 0
2025-12-27 05:00 | 42372.4687 | 41792.9156 | 0 | 579.553 | 0 | 0.28409 | 0.28406 | 0.28468 | 361 | 5 | Spring | 0.24319 | 0.29542 | 0.29542 | 0.87925 | 0.32324 | 0.28406 | 0 | 0 | 0.64562 | 0.85008 | 0.013719 | 0.00079999 | 0.28468 | 0.24903 | 0.64562 | 0 | 0 | 0.85 | 0.85 | 0.85 | 0.85 | 0.87925 | 0.013719 | 0.38813 | 0 | 0
2025-12-27 06:00 | 44583.2327 | 44017.3598 | 0 | 565.8728 | 0 | 0.27739 | 0.27761 | 0.27332 | 361 | 6 | Spring | 0.25416 | 0.29826 | 0.29826 | 0.88123 | 0.35611 | 0.27761 | 0 | 0 | 0.6501 | 0.85008 | 0.013404 | 0.00083936 | 0.27332 | 0.30317 | 0.6501 | 0 | 0 | 0.85 | 0.85 | 0.85 | 0.85 | 0.88123 | 0.013404 | 0.4151 | 0 | 0
2025-12-27 07:00 | 48458.8019 | 47841.6613 | 66.3524 | 550.7882 | 0.0029966 | 0.26999 | 0.27054 | 0.26009 | 361 | 7 | Spring | 0.26383 | 0.30635 | 0.30635 | 0.88211 | 0.39696 | 0.27054 | 0.0029966 | 0 | 0.65669 | 0.85008 | 0.012671 | 0.0010882 | 0.26009 | 0.29 | 0.65669 | 0 | 0 | 0.85 | 0.85 | 0.85 | 0.85 | 0.88211 | 0.012671 | 0.40054 | 0.0020976 | 0.0096656
2025-12-27 08:00 | 49508.7006 | 46988.5773 | 1991.4492 | 528.6741 | 0.089938 | 0.25915 | 0.25994 | 0.24504 | 361 | 8 | Spring | 0.26441 | 0.30255 | 0.30255 | 0.88442 | 0.42633 | 0.25994 | 0.089938 | 0 | 0.65669 | 0.85008 | 0.012183 | 0.0010228 | 0.24504 | 0.28372 | 0.65669 | 0 | 0 | 0.85 | 0.85 | 0.85 | 0.85 | 0.88442 | 0.012183 | 0.39226 | 0.062957 | 0.029613
2025-12-27 09:00 | 50088.5028 | 44478.2478 | 5099.3548 | 510.9002 | 0.2303 | 0.25044 | 0.25168 | 0.22808 | 361 | 9 | Spring | 0.25911 | 0.30095 | 0.30095 | 0.88542 | 0.45108 | 0.25168 | 0.2303 | 0.38061 | 0.65642 | 0.85008 | 0.011659 | 0.00079999 | 0.22808 | 0.26073 | 0.65642 | 0 | 0 | 0.85 | 0.85 | 0.85 | 0.85 | 0.88542 | 0.011659 | 0.37528 | 0.16121 | 0
2025-12-27 10:00 | 49693.8453 | 41434.5815 | 7725.5254 | 533.7385 | 0.3489 | 0.26164 | 0.26401 | 0.21868 | 361 | 10 | Spring | 0.26146 | 0.29721 | 0.29721 | 0.88641 | 0.4463 | 0.26401 | 0.3489 | 0.64871 | 0.65688 | 0.85008 | 0.011484 | 0.00079999 | 0.21868 | 0.27476 | 0.65688 | 0 | 0 | 0.85 | 0.85 | 0.85 | 0.85 | 0.88641 | 0.011484 | 0.37825 | 0.24423 | 0
2025-12-27 11:00 | 48821.8507 | 38917.5254 | 9340.3456 | 563.9797 | 0.42183 | 0.27646 | 0.27982 | 0.21568 | 361 | 11 | Spring | 0.25473 | 0.28311 | 0.28311 | 0.88809 | 0.41276 | 0.27982 | 0.42183 | 0.69148 | 0.65688 | 0.85008 | 0.01138 | 0.00079999 | 0.21568 | 0.29695 | 0.65688 | 0 | 0 | 0.85 | 0.85 | 0.85 | 0.85 | 0.88809 | 0.01138 | 0.38376 | 0.29528 | 0.0092363
2025-12-27 12:00 | 47766.2449 | 37212.5387 | 9966.0167 | 587.6895 | 0.45009 | 0.28808 | 0.29188 | 0.21951 | 361 | 12 | Spring | 0.24979 | 0.27224 | 0.27224 | 0.88874 | 0.38152 | 0.29188 | 0.45009 | 0.67553 | 0.65688 | 0.85008 | 0.011484 | 0.00080167 | 0.21951 | 0.31905 | 0.65688 | 0 | 0 | 0.85 | 0.85 | 0.85 | 0.85 | 0.88874 | 0.011484 | 0.39243 | 0.31506 | 0.0092363
2025-12-27 13:00 | 45439.7259 | 35456.2133 | 9378.7876 | 604.725 | 0.42356 | 0.29643 | 0.30039 | 0.22484 | 361 | 13 | Spring | 0.2448 | 0.25993 | 0.25993 | 0.88865 | 0.35645 | 0.30039 | 0.42356 | 0.66427 | 0.65688 | 0.85008 | 0.010123 | 0.00079999 | 0.22484 | 0.32335 | 0.65688 | 0 | 0 | 0.85 | 0.85 | 0.85 | 0.85 | 0.88865 | 0.010123 | 0.40028 | 0.2965 | 0.0092363
2025-12-27 14:00 | 44957.7305 | 36638.5537 | 7700.5214 | 618.6554 | 0.34777 | 0.30326 | 0.30733 | 0.22982 | 361 | 14 | Spring | 0.24385 | 0.25881 | 0.25881 | 0.88747 | 0.34975 | 0.30733 | 0.34777 | 0.65679 | 0.65688 | 0.85008 | 0.0099835 | 0.0013328 | 0.22982 | 0.32489 | 0.65688 | 0 | 0 | 0.85 | 0.85 | 0.85 | 0.85 | 0.88747 | 0.0099835 | 0.40115 | 0.24344 | 0.0094141
2025-12-27 15:00 | 45010.0477 | 39381.682 | 5003.9633 | 624.4024 | 0.22599 | 0.30608 | 0.31008 | 0.23381 | 361 | 15 | Spring | 0.24372 | 0.26351 | 0.26351 | 0.88663 | 0.34492 | 0.31008 | 0.22599 | 0.66692 | 0.65688 | 0.85008 | 0.010088 | 0.0013328 | 0.23381 | 0.33518 | 0.65688 | 0 | 0 | 0.85 | 0.85 | 0.85 | 0.85 | 0.88663 | 0.010088 | 0.4158 | 0.15819 | 0.0094141
2025-12-27 16:00 | 46552.2185 | 44035.8565 | 1901.4942 | 614.8678 | 0.085875 | 0.30141 | 0.30494 | 0.23762 | 361 | 16 | Spring | 0.24178 | 0.27908 | 0.27908 | 0.87629 | 0.34371 | 0.30494 | 0.085875 | 0.67652 | 0.66614 | 0.85008 | 0.010018 | 0.0013328 | 0.23762 | 0.36047 | 0.66614 | 0 | 0 | 0.85 | 0.85 | 0.85 | 0.85 | 0.87629 | 0.010018 | 0.43848 | 0.060113 | 0.0092363
2025-12-27 17:00 | 50929.3163 | 50268.8833 | 52.9584 | 607.4745 | 0.0023917 | 0.29778 | 0.30086 | 0.2422 | 361 | 17 | Spring | 0.24363 | 0.29823 | 0.29823 | 0.87688 | 0.36264 | 0.30086 | 0.0023917 | 0.6679 | 0.66614 | 0.85008 | 0.010018 | 0.0035317 | 0.2422 | 0.37417 | 0.66614 | 0 | 0 | 0.85 | 0.85 | 0.85 | 0.85 | 0.87688 | 0.010018 | 0.48342 | 0.0016742 | 0.28272
2025-12-27 18:00 | 51988.1595 | 51396.736 | 0 | 591.4235 | 0 | 0.28991 | 0.29258 | 0.24171 | 361 | 18 | Spring | 0.25066 | 0.31384 | 0.31384 | 0.87696 | 0.40118 | 0.29258 | 0 | 0.58773 | 0.66614 | 0.85008 | 0.010158 | 0.027398 | 0.24171 | 0.3962 | 0.66614 | 0 | 0 | 0.85 | 0.85 | 0.85 | 0.85 | 0.87696 | 0.010158 | 0.50599 | 0 | 0.42211
2025-12-27 19:00 | 52096.1426 | 51529.3749 | 0 | 566.7677 | 0 | 0.27783 | 0.28008 | 0.23703 | 361 | 19 | Spring | 0.26664 | 0.33067 | 0.33067 | 0.8775 | 0.42487 | 0.28008 | 0 | 0.23069 | 0.66641 | 0.85008 | 0.010612 | 0.027398 | 0.23703 | 0.41363 | 0.66641 | 0 | 0 | 0.85 | 0.85 | 0.85 | 0.85 | 0.8775 | 0.010612 | 0.52452 | 0 | 0.39185
2025-12-27 20:00 | 51415.7875 | 50880.7192 | 0 | 535.0683 | 0 | 0.26229 | 0.26409 | 0.22966 | 361 | 20 | Spring | 0.28392 | 0.33907 | 0.33907 | 0.87706 | 0.44583 | 0.26409 | 0 | 0 | 0.66641 | 0.85008 | 0.010717 | 0.013216 | 0.22966 | 0.41376 | 0.66641 | 0 | 0 | 0.85 | 0.85 | 0.85 | 0.85 | 0.87706 | 0.010717 | 0.52178 | 0 | 0.34357
2025-12-27 21:00 | 49306.725 | 48799.8902 | 0 | 506.8347 | 0 | 0.24845 | 0.24983 | 0.22347 | 361 | 21 | Spring | 0.28852 | 0.33774 | 0.33774 | 0.87764 | 0.44688 | 0.24983 | 0 | 0 | 0.66641 | 0.85008 | 0.010682 | 0.0013328 | 0.22347 | 0.40821 | 0.66641 | 0 | 0 | 0.85 | 0.85 | 0.85 | 0.85 | 0.87764 | 0.010682 | 0.49219 | 0 | 0.10075
2025-12-27 22:00 | 46301.4908 | 45816.8224 | 0 | 484.6684 | 0 | 0.23758 | 0.2386 | 0.21919 | 361 | 22 | Spring | 0.27883 | 0.33192 | 0.33192 | 0.87863 | 0.45017 | 0.2386 | 0 | 0 | 0.66641 | 0.85008 | 0.010717 | 0.0013328 | 0.21919 | 0.36384 | 0.66641 | 0 | 0 | 0.85 | 0.85 | 0.85 | 0.85 | 0.87863 | 0.010717 | 0.43629 | 0 | 0.081544
2025-12-27 23:00 | 42884.2783 | 42413.9302 | 0 | 470.3481 | 0 | 0.23056 | 0.23127 | 0.21782 | 361 | 23 | Spring | 0.26601 | 0.32932 | 0.32932 | 0.87267 | 0.42104 | 0.23127 | 0 | 0 | 0.65528 | 0.85008 | 0.011973 | 0.0013328 | 0.21782 | 0.30433 | 0.65528 | 0 | 0 | 0.85 | 0.85 | 0.85 | 0.85 | 0.87267 | 0.011973 | 0.38142 | 0 | 0.039465
2025-12-28 00:00 | 40448.5907 | 39981.0925 | 0 | 467.4982 | 0 | 0.22917 | 0.22972 | 0.21913 | 362 | 0 | Spring | 0.27877 | 0.32807 | 0.32807 | 0.86806 | 0.41526 | 0.22972 | 0 | 0 | 0.64562 | 0.85008 | 0.0133 | 0.00079999 | 0.21913 | 0.22892 | 0.64562 | 0 | 0 | 0.85 | 0.85 | 0.85 | 0.85 | 0.86806 | 0.0133 | 0.36461 | 0 | 0.048952
2025-12-28 01:00 | 39728.3058 | 39260.6831 | 0 | 467.6227 | 0 | 0.22923 | 0.2297 | 0.22066 | 362 | 1 | Spring | 0.27126 | 0.31736 | 0.31736 | 0.87726 | 0.38 | 0.2297 | 0 | 0 | 0.64562 | 0.85008 | 0.012357 | 0.00079999 | 0.22066 | 0.2248 | 0.64562 | 0 | 0 | 0.85 | 0.85 | 0.85 | 0.85 | 0.87726 | 0.012357 | 0.36019 | 0 | 0
2025-12-28 02:00 | 39675.5452 | 39205.9761 | 0 | 469.5691 | 0 | 0.23018 | 0.23058 | 0.22288 | 362 | 2 | Spring | 0.2611 | 0.30561 | 0.30561 | 0.87644 | 0.34552 | 0.23058 | 0 | 0 | 0.64562 | 0.85008 | 0.012462 | 0.00079999 | 0.22288 | 0.21959 | 0.64562 | 0 | 0 | 0.85 | 0.85 | 0.85 | 0.85 | 0.87644 | 0.012462 | 0.35507 | 0 | 0.0076969
2025-12-28 03:00 | 39823.0584 | 39344.1912 | 0 | 478.8672 | 0 | 0.23474 | 0.23517 | 0.22704 | 362 | 3 | Spring | 0.25348 | 0.29808 | 0.29808 | 0.87591 | 0.33422 | 0.23517 | 0 | 0 | 0.64562 | 0.85008 | 0.013439 | 0.00079999 | 0.22704 | 0.21762 | 0.64562 | 0 | 0 | 0.85 | 0.85 | 0.85 | 0.85 | 0.87591 | 0.013439 | 0.3547 | 0 | 0
2025-12-28 04:00 | 40263.8381 | 39772.6966 | 0 | 491.1415 | 0 | 0.24076 | 0.24133 | 0.23033 | 362 | 4 | Spring | 0.24517 | 0.29516 | 0.29516 | 0.87706 | 0.32769 | 0.24133 | 0 | 0 | 0.64562 | 0.85008 | 0.013579 | 0.00079999 | 0.23033 | 0.22054 | 0.64562 | 0 | 0 | 0.85 | 0.85 | 0.85 | 0.85 | 0.87706 | 0.013579 | 0.36068 | 0 | 0
2025-12-28 05:00 | 42527.9709 | 42037.5243 | 0 | 490.4466 | 0 | 0.24042 | 0.24095 | 0.23073 | 362 | 5 | Spring | 0.24319 | 0.29542 | 0.29542 | 0.87925 | 0.32324 | 0.24095 | 0 | 0 | 0.64562 | 0.85008 | 0.013719 | 0.00079999 | 0.23073 | 0.24903 | 0.64562 | 0 | 0 | 0.85 | 0.85 | 0.85 | 0.85 | 0.87925 | 0.013719 | 0.38813 | 0 | 0
2025-12-28 06:00 | 44737.693 | 44265.6477 | 0 | 472.0453 | 0 | 0.23139 | 0.23179 | 0.22425 | 362 | 6 | Spring | 0.25416 | 0.29826 | 0.29826 | 0.88123 | 0.35611 | 0.23179 | 0 | 0 | 0.6501 | 0.85008 | 0.013404 | 0.00083936 | 0.22425 | 0.30317 | 0.6501 | 0 | 0 | 0.85 | 0.85 | 0.85 | 0.85 | 0.88123 | 0.013404 | 0.4151 | 0 | 0
2025-12-28 07:00 | 48609.6157 | 48097.1654 | 62.3621 | 450.0881 | 0.0028164 | 0.22063 | 0.22092 | 0.21538 | 362 | 7 | Spring | 0.26383 | 0.30635 | 0.30635 | 0.88211 | 0.39696 | 0.22092 | 0.0028164 | 0 | 0.65669 | 0.85008 | 0.012671 | 0.0010882 | 0.21538 | 0.29 | 0.65669 | 0 | 0 | 0.85 | 0.85 | 0.85 | 0.85 | 0.88211 | 0.012671 | 0.40054 | 0.0019715 | 0.0096656
2025-12-28 08:00 | 49632.4799 | 47465.2278 | 1745.0211 | 422.231 | 0.078809 | 0.20698 | 0.207 | 0.20654 | 362 | 8 | Spring | 0.26441 | 0.30255 | 0.30255 | 0.88442 | 0.42633 | 0.207 | 0.078809 | 0 | 0.65669 | 0.85008 | 0.012183 | 0.0010228 | 0.20654 | 0.28372 | 0.65669 | 0 | 0 | 0.85 | 0.85 | 0.85 | 0.85 | 0.88442 | 0.012183 | 0.39226 | 0.055166 | 0.029613
2025-12-28 09:00 | 50218.9996 | 45089.9194 | 4718.159 | 410.9213 | 0.21308 | 0.20143 | 0.2018 | 0.19484 | 362 | 9 | Spring | 0.25911 | 0.30095 | 0.30095 | 0.88542 | 0.45108 | 0.2018 | 0.21308 | 0.38061 | 0.65642 | 0.85008 | 0.011659 | 0.00079999 | 0.19484 | 0.26073 | 0.65642 | 0 | 0 | 0.85 | 0.85 | 0.85 | 0.85 | 0.88542 | 0.011659 | 0.37528 | 0.14916 | 0
2025-12-28 10:00 | 49877.4786 | 42106.4955 | 7344.7388 | 426.2443 | 0.3317 | 0.20894 | 0.21021 | 0.18597 | 362 | 10 | Spring | 0.26146 | 0.29721 | 0.29721 | 0.88641 | 0.4463 | 0.21021 | 0.3317 | 0.64871 | 0.65688 | 0.85008 | 0.011484 | 0.00079999 | 0.18597 | 0.27476 | 0.65688 | 0 | 0 | 0.85 | 0.85 | 0.85 | 0.85 | 0.88641 | 0.011484 | 0.37825 | 0.23219 | 0
2025-12-28 11:00 | 49077.114 | 39733.3234 | 8901.87 | 441.9207 | 0.40203 | 0.21663 | 0.21857 | 0.1815 | 362 | 11 | Spring | 0.25473 | 0.28311 | 0.28311 | 0.88809 | 0.41276 | 0.21857 | 0.40203 | 0.69148 | 0.65688 | 0.85008 | 0.01138 | 0.00079999 | 0.1815 | 0.29695 | 0.65688 | 0 | 0 | 0.85 | 0.85 | 0.85 | 0.85 | 0.88809 | 0.01138 | 0.38376 | 0.28142 | 0.0092363
2025-12-28 12:00 | 48050.4206 | 38356.2792 | 9241.7376 | 452.4038 | 0.41738 | 0.22177 | 0.22412 | 0.1793 | 362 | 12 | Spring | 0.24979 | 0.27224 | 0.27224 | 0.88874 | 0.38152 | 0.22412 | 0.41738 | 0.67553 | 0.65688 | 0.85008 | 0.011484 | 0.00080167 | 0.1793 | 0.31905 | 0.65688 | 0 | 0 | 0.85 | 0.85 | 0.85 | 0.85 | 0.88874 | 0.011484 | 0.39243 | 0.29216 | 0.0092363
2025-12-28 13:00 | 45749.1675 | 36776.0935 | 8518.1823 | 454.8918 | 0.3847 | 0.22299 | 0.22554 | 0.17679 | 362 | 13 | Spring | 0.2448 | 0.25993 | 0.25993 | 0.88865 | 0.35645 | 0.22554 | 0.3847 | 0.66427 | 0.65688 | 0.85008 | 0.010123 | 0.00079999 | 0.17679 | 0.32335 | 0.65688 | 0 | 0 | 0.85 | 0.85 | 0.85 | 0.85 | 0.88865 | 0.010123 | 0.40028 | 0.26929 | 0.0092363
2025-12-28 14:00 | 45250.8405 | 38000.9167 | 6795.1676 | 454.7562 | 0.30688 | 0.22292 | 0.2256 | 0.17443 | 362 | 14 | Spring | 0.24385 | 0.25881 | 0.25881 | 0.88747 | 0.34975 | 0.2256 | 0.30688 | 0.65679 | 0.65688 | 0.85008 | 0.0099835 | 0.0013328 | 0.17443 | 0.32489 | 0.65688 | 0 | 0 | 0.85 | 0.85 | 0.85 | 0.85 | 0.88747 | 0.0099835 | 0.40115 | 0.21482 | 0.0094141
2025-12-28 15:00 | 45289.9778 | 40518.386 | 4312.5391 | 459.0527 | 0.19476 | 0.22503 | 0.22769 | 0.17684 | 362 | 15 | Spring | 0.24372 | 0.26351 | 0.26351 | 0.88663 | 0.34492 | 0.22769 | 0.19476 | 0.66692 | 0.65688 | 0.85008 | 0.010088 | 0.0013328 | 0.17684 | 0.33518 | 0.65688 | 0 | 0 | 0.85 | 0.85 | 0.85 | 0.85 | 0.88663 | 0.010088 | 0.4158 | 0.13633 | 0.0094141
2025-12-28 16:00 | 46790.7607 | 44746.7182 | 1589.1527 | 454.8898 | 0.071769 | 0.22299 | 0.2253 | 0.18112 | 362 | 16 | Spring | 0.24178 | 0.27908 | 0.27908 | 0.87629 | 0.34371 | 0.2253 | 0.071769 | 0.67652 | 0.66614 | 0.85008 | 0.010018 | 0.0013328 | 0.18112 | 0.36047 | 0.66614 | 0 | 0 | 0.85 | 0.85 | 0.85 | 0.85 | 0.87629 | 0.010018 | 0.43848 | 0.050239 | 0.0092363
2025-12-28 17:00 | 51137.9028 | 50637.9511 | 43.9498 | 456.002 | 0.0019849 | 0.22353 | 0.22538 | 0.19007 | 362 | 17 | Spring | 0.24363 | 0.29823 | 0.29823 | 0.87688 | 0.36264 | 0.22538 | 0.0019849 | 0.6679 | 0.66614 | 0.85008 | 0.010018 | 0.0035317 | 0.19007 | 0.37417 | 0.66614 | 0 | 0 | 0.85 | 0.85 | 0.85 | 0.85 | 0.87688 | 0.010018 | 0.48342 | 0.0013894 | 0.28272
2025-12-28 18:00 | 52212.2182 | 51751.6603 | 0 | 460.5579 | 0 | 0.22576 | 0.22731 | 0.19781 | 362 | 18 | Spring | 0.25066 | 0.31384 | 0.31384 | 0.87696 | 0.40118 | 0.22731 | 0 | 0.58773 | 0.66614 | 0.85008 | 0.010158 | 0.027398 | 0.19781 | 0.3962 | 0.66614 | 0 | 0 | 0.85 | 0.85 | 0.85 | 0.85 | 0.87696 | 0.010158 | 0.50599 | 0 | 0.42211
2025-12-28 19:00 | 52339.3981 | 51871.2826 | 0 | 468.1155 | 0 | 0.22947 | 0.23097 | 0.20239 | 362 | 19 | Spring | 0.26664 | 0.33067 | 0.33067 | 0.8775 | 0.42487 | 0.23097 | 0 | 0.23069 | 0.66641 | 0.85008 | 0.010612 | 0.027398 | 0.20239 | 0.41363 | 0.66641 | 0 | 0 | 0.85 | 0.85 | 0.85 | 0.85 | 0.8775 | 0.010612 | 0.52452 | 0 | 0.39185
2025-12-28 20:00 | 51683.1107 | 51201.8765 | 0 | 481.2342 | 0 | 0.2359 | 0.23778 | 0.20196 | 362 | 20 | Spring | 0.28392 | 0.33907 | 0.33907 | 0.87706 | 0.44583 | 0.23778 | 0 | 0 | 0.66641 | 0.85008 | 0.010717 | 0.013216 | 0.20196 | 0.41376 | 0.66641 | 0 | 0 | 0.85 | 0.85 | 0.85 | 0.85 | 0.87706 | 0.010717 | 0.52178 | 0 | 0.34357
2025-12-28 21:00 | 49583.2168 | 49093.6311 | 0 | 489.5857 | 0 | 0.23999 | 0.24202 | 0.20344 | 362 | 21 | Spring | 0.28852 | 0.33774 | 0.33774 | 0.87764 | 0.44688 | 0.24202 | 0 | 0 | 0.66641 | 0.85008 | 0.010682 | 0.0013328 | 0.20344 | 0.40821 | 0.66641 | 0 | 0 | 0.85 | 0.85 | 0.85 | 0.85 | 0.87764 | 0.010682 | 0.49219 | 0 | 0.10075
2025-12-28 22:00 | 46538.7294 | 46044.3096 | 0 | 494.4198 | 0 | 0.24236 | 0.24435 | 0.20652 | 362 | 22 | Spring | 0.27883 | 0.33192 | 0.33192 | 0.87863 | 0.45017 | 0.24435 | 0 | 0 | 0.66641 | 0.85008 | 0.010717 | 0.0013328 | 0.20652 | 0.36384 | 0.66641 | 0 | 0 | 0.85 | 0.85 | 0.85 | 0.85 | 0.87863 | 0.010717 | 0.43629 | 0 | 0.081544
2025-12-28 23:00 | 43049.3138 | 42548.9802 | 0 | 500.3336 | 0 | 0.24526 | 0.24718 | 0.21062 | 362 | 23 | Spring | 0.26601 | 0.32932 | 0.32932 | 0.87267 | 0.42104 | 0.24718 | 0 | 0 | 0.65528 | 0.85008 | 0.011973 | 0.0013328 | 0.21062 | 0.30433 | 0.65528 | 0 | 0 | 0.85 | 0.85 | 0.85 | 0.85 | 0.87267 | 0.011973 | 0.38142 | 0 | 0.039465
2025-12-29 00:00 | 63539.0254 | 63028.1595 | 0 | 510.8658 | 0 | 0.25042 | 0.2524 | 0.21469 | 363 | 0 | Winter Peak | 0.78684 | 0.4395 | 0.4395 | 0.95884 | 0.39604 | 0.2524 | 0 | 0 | 0.65714 | 0.85008 | 0.055084 | 0.0013328 | 0.21469 | 0.4288 | 0.65714 | 0 | 0 | 0.85 | 0.85 | 0.85 | 0.85 | 0.95884 | 0.055084 | 0.49358 | 0 | 0.005841
2025-12-29 01:00 | 62770.3701 | 62253.403 | 0 | 516.9671 | 0 | 0.25342 | 0.25521 | 0.2209 | 363 | 1 | Winter Peak | 0.77838 | 0.42769 | 0.42769 | 0.95772 | 0.35356 | 0.25521 | 0 | 0 | 0.65714 | 0.85008 | 0.021014 | 0.00083936 | 0.2209 | 0.41457 | 0.65714 | 0 | 0 | 0.85 | 0.85 | 0.85 | 0.85 | 0.95772 | 0.021014 | 0.48366 | 0 | 0
2025-12-29 02:00 | 62530.557 | 62009.09 | 0 | 521.467 | 0 | 0.25562 | 0.25712 | 0.22848 | 363 | 2 | Winter Peak | 0.77383 | 0.41814 | 0.41814 | 0.95559 | 0.32805 | 0.25712 | 0 | 0 | 0.65714 | 0.85008 | 0.018745 | 0.00079999 | 0.22848 | 0.40342 | 0.65714 | 0 | 0 | 0.85 | 0.85 | 0.85 | 0.85 | 0.95559 | 0.018745 | 0.48042 | 0 | 0
2025-12-29 03:00 | 62580.9394 | 62052.0011 | 0 | 528.9383 | 0 | 0.25928 | 0.26056 | 0.23625 | 363 | 3 | Winter Peak | 0.77051 | 0.41471 | 0.41471 | 0.9553 | 0.30864 | 0.26056 | 0 | 0 | 0.65714 | 0.85008 | 0.019688 | 0.00079999 | 0.23625 | 0.40237 | 0.65714 | 0 | 0 | 0.85 | 0.85 | 0.85 | 0.85 | 0.9553 | 0.019688 | 0.47953 | 0 | 0
2025-12-29 04:00 | 63243.028 | 62705.7147 | 0 | 537.3133 | 0 | 0.26339 | 0.26452 | 0.24303 | 363 | 4 | Winter Peak | 0.76333 | 0.41653 | 0.41653 | 0.95476 | 0.29732 | 0.26452 | 0 | 0 | 0.65714 | 0.85008 | 0.024226 | 0.00079999 | 0.24303 | 0.41478 | 0.65714 | 0 | 0 | 0.85 | 0.85 | 0.85 | 0.85 | 0.95476 | 0.024226 | 0.48811 | 0 | 0
2025-12-29 05:00 | 68183.8459 | 67645.1371 | 0 | 538.7088 | 0 | 0.26407 | 0.2651 | 0.24554 | 363 | 5 | Winter Peak | 0.76397 | 0.42656 | 0.42656 | 0.95318 | 0.30835 | 0.2651 | 0 | 0 | 0.65714 | 0.85008 | 0.038956 | 0.00079999 | 0.24554 | 0.46875 | 0.65714 | 0 | 0 | 0.85 | 0.85 | 0.85 | 0.85 | 0.95318 | 0.038956 | 0.52604 | 0 | 0
2025-12-29 06:00 | 76131.1446 | 75606.4853 | 0 | 524.6593 | 0 | 0.25719 | 0.25797 | 0.24308 | 363 | 6 | Winter Peak | 0.77622 | 0.44373 | 0.44373 | 0.95422 | 0.35077 | 0.25797 | 0 | 0 | 0.65714 | 0.85008 | 0.095995 | 0.00079999 | 0.24308 | 0.54606 | 0.65714 | 0 | 0 | 0.85 | 0.85 | 0.85 | 0.85 | 0.95422 | 0.095995 | 0.55621 | 0 | 0.00017779
2025-12-29 07:00 | 84209.3431 | 83632.0469 | 72.5203 | 504.7759 | 0.0032752 | 0.24744 | 0.24796 | 0.23799 | 363 | 7 | Winter Peak | 0.79675 | 0.46785 | 0.46785 | 0.95426 | 0.42875 | 0.24796 | 0.0032752 | 0 | 0.65714 | 0.85008 | 0.14633 | 0.018485 | 0.23799 | 0.55329 | 0.65714 | 0 | 0 | 0.85 | 0.85 | 0.85 | 0.85 | 0.95426 | 0.14633 | 0.5704 | 0.0022926 | 0.00079354
2025-12-29 08:00 | 81519.0886 | 79059.8779 | 1987.1438 | 472.0669 | 0.089743 | 0.23141 | 0.23145 | 0.23062 | 363 | 8 | Winter Peak | 0.81616 | 0.48757 | 0.48757 | 0.95409 | 0.46748 | 0.23145 | 0.089743 | 0 | 0.65714 | 0.85008 | 0.13041 | 0.018501 | 0.23062 | 0.50439 | 0.65714 | 0 | 0 | 0.85 | 0.85 | 0.85 | 0.85 | 0.95409 | 0.13041 | 0.53483 | 0.06282 | 0.00017779
2025-12-29 09:00 | 79425.3184 | 73907.1944 | 5043.6891 | 474.4348 | 0.22778 | 0.23257 | 0.23346 | 0.21646 | 363 | 9 | Winter Peak | 0.82743 | 0.4868 | 0.4868 | 0.95409 | 0.47176 | 0.23346 | 0.22778 | 0.0015113 | 0.65714 | 0.85008 | 0.10175 | 0.00079999 | 0.21646 | 0.45454 | 0.65714 | 0 | 0 | 0.85 | 0.85 | 0.85 | 0.85 | 0.95409 | 0.10175 | 0.50594 | 0.15945 | 0
2025-12-29 10:00 | 77756.6388 | 69635.8001 | 7617.5349 | 503.3038 | 0.34402 | 0.24672 | 0.24891 | 0.20716 | 363 | 10 | Winter Peak | 0.81193 | 0.46822 | 0.46822 | 0.95392 | 0.43943 | 0.24891 | 0.34402 | 0.34759 | 0.65714 | 0.85008 | 0.06409 | 0.00079999 | 0.20716 | 0.43658 | 0.65714 | 0 | 0 | 0.85 | 0.85 | 0.85 | 0.85 | 0.95392 | 0.06409 | 0.48847 | 0.24082 | 0
2025-12-29 11:00 | 74299.5717 | 64746.4124 | 9024.8769 | 528.2824 | 0.40758 | 0.25896 | 0.26182 | 0.20724 | 363 | 11 | Winter Peak | 0.77725 | 0.44649 | 0.44649 | 0.95346 | 0.4136 | 0.26182 | 0.40758 | 0.56098 | 0.65714 | 0.85008 | 0.023737 | 0.00079999 | 0.20724 | 0.42784 | 0.65714 | 0 | 0 | 0.85 | 0.85 | 0.85 | 0.85 | 0.95346 | 0.023737 | 0.47131 | 0.28531 | 0
2025-12-29 12:00 | 72674.3084 | 62914.9205 | 9215.6212 | 543.7668 | 0.4162 | 0.26655 | 0.26964 | 0.21078 | 363 | 12 | Winter Peak | 0.75514 | 0.43187 | 0.43187 | 0.9539 | 0.37988 | 0.26964 | 0.4162 | 0.54133 | 0.65714 | 0.85008 | 0.028414 | 0.00079999 | 0.21078 | 0.41935 | 0.65714 | 0 | 0 | 0.85 | 0.85 | 0.85 | 0.85 | 0.9539 | 0.028414 | 0.46484 | 0.29134 | 0
2025-12-29 13:00 | 72407.8467 | 63314.3096 | 8544.9237 | 548.6133 | 0.38591 | 0.26893 | 0.27191 | 0.21506 | 363 | 13 | Winter Peak | 0.7313 | 0.41622 | 0.41622 | 0.95449 | 0.35466 | 0.27191 | 0.38591 | 0.50816 | 0.65714 | 0.85008 | 0.032883 | 0.00079999 | 0.21506 | 0.39041 | 0.65714 | 0 | 0 | 0.85 | 0.85 | 0.85 | 0.85 | 0.95449 | 0.032883 | 0.45621 | 0.27013 | 0
2025-12-29 14:00 | 72562.7256 | 65011.2532 | 6997.9667 | 553.5057 | 0.31604 | 0.27133 | 0.274 | 0.22304 | 363 | 14 | Winter Peak | 0.71732 | 0.3979 | 0.3979 | 0.95429 | 0.33621 | 0.274 | 0.31604 | 0.49139 | 0.65714 | 0.85008 | 0.036164 | 0.00079999 | 0.22304 | 0.37862 | 0.65714 | 0 | 0 | 0.85 | 0.85 | 0.85 | 0.85 | 0.95429 | 0.036164 | 0.45427 | 0.22123 | 0
2025-12-29 15:00 | 73106.2069 | 68099.9461 | 4460.4982 | 545.7625 | 0.20145 | 0.26753 | 0.2697 | 0.22835 | 363 | 15 | Winter Peak | 0.70565 | 0.38579 | 0.38579 | 0.95455 | 0.32522 | 0.2697 | 0.20145 | 0.50914 | 0.65714 | 0.85008 | 0.037071 | 0.0010513 | 0.22835 | 0.40121 | 0.65714 | 0 | 0 | 0.85 | 0.85 | 0.85 | 0.85 | 0.95455 | 0.037071 | 0.4753 | 0.14101 | 0
2025-12-29 16:00 | 75232.9572 | 73090.8391 | 1603.67 | 538.4481 | 0.072425 | 0.26395 | 0.26546 | 0.23657 | 363 | 16 | Winter Peak | 0.68921 | 0.38321 | 0.38321 | 0.95517 | 0.32641 | 0.26546 | 0.072425 | 0.53718 | 0.66641 | 0.85008 | 0.038328 | 0.0013328 | 0.23657 | 0.49837 | 0.66641 | 0 | 0 | 0.85 | 0.85 | 0.85 | 0.85 | 0.95517 | 0.038328 | 0.5236 | 0.050697 | 0
2025-12-29 17:00 | 79166.8251 | 78576.9999 | 44.5109 | 545.3143 | 0.0020102 | 0.26731 | 0.26845 | 0.24667 | 363 | 17 | Winter Peak | 0.67362 | 0.38986 | 0.38986 | 0.95628 | 0.3507 | 0.26845 | 0.0020102 | 0.51413 | 0.66641 | 0.85008 | 0.037979 | 0.0013328 | 0.24667 | 0.57013 | 0.66641 | 0 | 0 | 0.85 | 0.85 | 0.85 | 0.85 | 0.95628 | 0.037979 | 0.55688 | 0.0014071 | 0.063622
2025-12-29 18:00 | 80168.0696 | 79626.0644 | 0 | 542.0052 | 0 | 0.26569 | 0.26642 | 0.2524 | 363 | 18 | Winter Peak | 0.67848 | 0.40517 | 0.40517 | 0.95673 | 0.36572 | 0.26642 | 0 | 0.25986 | 0.66641 | 0.85008 | 0.039585 | 0.0013328 | 0.2524 | 0.60388 | 0.66641 | 0 | 0 | 0.85 | 0.85 | 0.85 | 0.85 | 0.95673 | 0.039585 | 0.59723 | 0 | 0.28409
2025-12-29 19:00 | 78970.5449 | 78433.0915 | 0 | 537.4534 | 0 | 0.26346 | 0.26393 | 0.25487 | 363 | 19 | Winter Peak | 0.71147 | 0.43141 | 0.43141 | 0.95738 | 0.37649 | 0.26393 | 0 | 0 | 0.66641 | 0.85008 | 0.037665 | 0.0013328 | 0.25487 | 0.60099 | 0.66641 | 0 | 0 | 0.85 | 0.85 | 0.85 | 0.85 | 0.95738 | 0.037665 | 0.60935 | 0 | 0.16714
2025-12-29 20:00 | 76758.5387 | 76224.49 | 0 | 534.0487 | 0 | 0.26179 | 0.26233 | 0.25208 | 363 | 20 | Winter Peak | 0.73125 | 0.43597 | 0.43597 | 0.95737 | 0.38988 | 0.26233 | 0 | 0 | 0.66641 | 0.85008 | 0.03571 | 0.0083274 | 0.25208 | 0.59436 | 0.66641 | 0 | 0 | 0.85 | 0.85 | 0.85 | 0.85 | 0.95737 | 0.03571 | 0.5944 | 0 | 0.17838
2025-12-29 21:00 | 73845.1989 | 73313.7587 | 0 | 531.4402 | 0 | 0.26051 | 0.2614 | 0.24439 | 363 | 21 | Winter Peak | 0.71886 | 0.43151 | 0.43151 | 0.95836 | 0.40506 | 0.2614 | 0 | 0 | 0.66522 | 0.85008 | 0.03208 | 0.011965 | 0.24439 | 0.57434 | 0.66522 | 0 | 0 | 0.85 | 0.85 | 0.85 | 0.85 | 0.95836 | 0.03208 | 0.57799 | 0 | 0.14373
2025-12-29 22:00 | 69320.5573 | 68791.9755 | 0 | 528.5818 | 0 | 0.25911 | 0.26022 | 0.23909 | 363 | 22 | Winter Peak | 0.70345 | 0.41925 | 0.41925 | 0.95915 | 0.39445 | 0.26022 | 0 | 0 | 0.66522 | 0.85008 | 0.026355 | 0.0013328 | 0.23909 | 0.52618 | 0.66522 | 0 | 0 | 0.85 | 0.85 | 0.85 | 0.85 | 0.95915 | 0.026355 | 0.55812 | 0 | 0.11546
2025-12-29 23:00 | 64591.0141 | 64070.1009 | 0 | 520.9132 | 0 | 0.25535 | 0.25646 | 0.23529 | 363 | 23 | Winter Peak | 0.67689 | 0.39856 | 0.39856 | 0.95992 | 0.36856 | 0.25646 | 0 | 0 | 0.66359 | 0.85008 | 0.020141 | 0.0013328 | 0.23529 | 0.46783 | 0.66359 | 0 | 0 | 0.85 | 0.85 | 0.85 | 0.85 | 0.95992 | 0.020141 | 0.53558 | 0 | 0.036763
2025-12-30 00:00 | 62376.5354 | 61861.5765 | 0 | 514.9589 | 0 | 0.25243 | 0.25341 | 0.2348 | 364 | 0 | Winter | 0.38112 | 0.34822 | 0.34822 | 0.87184 | 0.31588 | 0.25341 | 0 | 0 | 0.65714 | 0.85008 | 0.011799 | 0.0012155 | 0.2348 | 0.39122 | 0.65714 | 0 | 0 | 0.85 | 0.85 | 0.85 | 0.85 | 0.87184 | 0.011799 | 0.48528 | 0 | 0.0029205
2025-12-30 01:00 | 61549.2738 | 61041.5294 | 0 | 507.7444 | 0 | 0.24889 | 0.24967 | 0.23488 | 364 | 1 | Winter | 0.36674 | 0.33231 | 0.33231 | 0.87605 | 0.28158 | 0.24967 | 0 | 0 | 0.65714 | 0.85008 | 0.009774 | 0.00081967 | 0.23488 | 0.37856 | 0.65714 | 0 | 0 | 0.85 | 0.85 | 0.85 | 0.85 | 0.87605 | 0.009774 | 0.4777 | 0 | 0
2025-12-30 02:00 | 61256.3242 | 60753.3598 | 0 | 502.9644 | 0 | 0.24655 | 0.2473 | 0.23304 | 364 | 2 | Winter | 0.34679 | 0.32201 | 0.32201 | 0.8763 | 0.24925 | 0.2473 | 0 | 0 | 0.65714 | 0.85008 | 0.0098438 | 0.00079999 | 0.23304 | 0.37271 | 0.65714 | 0 | 0 | 0.85 | 0.85 | 0.85 | 0.85 | 0.8763 | 0.0098438 | 0.47491 | 0 | 0
2025-12-30 03:00 | 61261.3844 | 60770.6573 | 0 | 490.7271 | 0 | 0.24055 | 0.24109 | 0.23081 | 364 | 3 | Winter | 0.3338 | 0.31706 | 0.31706 | 0.87561 | 0.23438 | 0.24109 | 0 | 0 | 0.65714 | 0.85008 | 0.0098089 | 0.00079999 | 0.23081 | 0.37639 | 0.65714 | 0 | 0 | 0.85 | 0.85 | 0.85 | 0.85 | 0.87561 | 0.0098089 | 0.47708 | 0 | 0
2025-12-30 04:00 | 61874.7646 | 61400.0214 | 0 | 474.7432 | 0 | 0.23272 | 0.23298 | 0.22805 | 364 | 4 | Winter | 0.33501 | 0.31839 | 0.31839 | 0.87687 | 0.215 | 0.23298 | 0 | 0 | 0.65714 | 0.85008 | 0.0099486 | 0.00079999 | 0.22805 | 0.39652 | 0.65714 | 0 | 0 | 0.85 | 0.85 | 0.85 | 0.85 | 0.87687 | 0.0099486 | 0.49014 | 0 | 0
2025-12-30 05:00 | 66790.8375 | 66337.6367 | 0 | 453.2008 | 0 | 0.22216 | 0.22221 | 0.22125 | 364 | 5 | Winter | 0.34255 | 0.3212 | 0.3212 | 0.87819 | 0.21182 | 0.22221 | 0 | 0 | 0.65714 | 0.85008 | 0.010053 | 0.00079999 | 0.22125 | 0.45896 | 0.65714 | 0 | 0 | 0.85 | 0.85 | 0.85 | 0.85 | 0.87819 | 0.010053 | 0.52415 | 0 | 0
2025-12-30 06:00 | 74727.7174 | 74307.1107 | 0 | 420.6067 | 0 | 0.20618 | 0.2061 | 0.2077 | 364 | 6 | Winter | 0.3535 | 0.33148 | 0.33148 | 0.87914 | 0.24668 | 0.2061 | 0 | 0 | 0.65714 | 0.85008 | 0.010088 | 0.00079999 | 0.2077 | 0.54134 | 0.65714 | 0 | 0 | 0.85 | 0.85 | 0.85 | 0.85 | 0.87914 | 0.010088 | 0.55421 | 0 | 0.00017779
2025-12-30 07:00 | 82817.6371 | 82364.1559 | 70.4603 | 383.0209 | 0.0031821 | 0.18776 | 0.18765 | 0.18959 | 364 | 7 | Winter | 0.39334 | 0.34859 | 0.34859 | 0.8799 | 0.30623 | 0.18765 | 0.0031821 | 0 | 0.65714 | 0.85008 | 0.011938 | 0.017261 | 0.18959 | 0.53641 | 0.65714 | 0 | 0 | 0.85 | 0.85 | 0.85 | 0.85 | 0.8799 | 0.011938 | 0.56215 | 0.0022275 | 0.0038224
2025-12-30 08:00 | 80222.2146 | 78013.903 | 1867.9776 | 340.334 | 0.084362 | 0.16683 | 0.1668 | 0.16736 | 364 | 8 | Winter | 0.43014 | 0.36227 | 0.36227 | 0.88068 | 0.34685 | 0.1668 | 0.084362 | 0 | 0.65714 | 0.85008 | 0.010821 | 0.0096506 | 0.16736 | 0.4851 | 0.65714 | 0 | 0 | 0.85 | 0.85 | 0.85 | 0.85 | 0.88068 | 0.010821 | 0.53053 | 0.059053 | 8.8894e-05
2025-12-30 09:00 | 78232.0927 | 73320.641 | 4600.4917 | 310.9599 | 0.20777 | 0.15243 | 0.15304 | 0.14143 | 364 | 9 | Winter | 0.43228 | 0.35522 | 0.35522 | 0.88103 | 0.35924 | 0.15304 | 0.20777 | 0.040275 | 0.65714 | 0.85008 | 0.010961 | 0.00079999 | 0.14143 | 0.4407 | 0.65714 | 0 | 0 | 0.85 | 0.85 | 0.85 | 0.85 | 0.88103 | 0.010961 | 0.50047 | 0.14544 | 0
2025-12-30 10:00 | 76661.3508 | 69577.9945 | 6771.6426 | 311.7137 | 0.30582 | 0.1528 | 0.15435 | 0.12487 | 364 | 10 | Winter | 0.4061 | 0.33487 | 0.33487 | 0.88085 | 0.36964 | 0.15435 | 0.30582 | 0.40566 | 0.65161 | 0.85008 | 0.013544 | 0.00079999 | 0.12487 | 0.43351 | 0.65161 | 0 | 0 | 0.85 | 0.85 | 0.85 | 0.85 | 0.88085 | 0.013544 | 0.48026 | 0.21407 | 0
2025-12-30 11:00 | 73273.5695 | 64974.935 | 7979.9472 | 318.6872 | 0.36039 | 0.15622 | 0.15804 | 0.12327 | 364 | 11 | Winter | 0.3925 | 0.32321 | 0.32321 | 0.87126 | 0.35242 | 0.15804 | 0.36039 | 0.54927 | 0.65161 | 0.85008 | 0.013649 | 0.00079999 | 0.12327 | 0.42796 | 0.65161 | 0 | 0 | 0.85 | 0.85 | 0.85 | 0.85 | 0.87126 | 0.013649 | 0.46854 | 0.25227 | 0
2025-12-30 12:00 | 71710.2987 | 63135.0833 | 8236.7362 | 338.4792 | 0.37199 | 0.16592 | 0.16718 | 0.14312 | 364 | 12 | Winter | 0.3815 | 0.31623 | 0.31623 | 0.87098 | 0.31489 | 0.16718 | 0.37199 | 0.54413 | 0.65161 | 0.85008 | 0.013788 | 0.00079999 | 0.14312 | 0.41662 | 0.65161 | 0 | 0 | 0.85 | 0.85 | 0.85 | 0.85 | 0.87098 | 0.013788 | 0.46441 | 0.26039 | 0
2025-12-30 13:00 | 71592.046 | 63807.1215 | 7417.0912 | 367.8332 | 0.33497 | 0.18031 | 0.1804 | 0.17866 | 364 | 13 | Winter | 0.37364 | 0.31803 | 0.31803 | 0.87056 | 0.27101 | 0.1804 | 0.33497 | 0.51602 | 0.65161 | 0.85008 | 0.010996 | 0.00079999 | 0.17866 | 0.39216 | 0.65161 | 0 | 0 | 0.85 | 0.85 | 0.85 | 0.85 | 0.87056 | 0.010996 | 0.45541 | 0.23448 | 0
2025-12-30 14:00 | 71794.3309 | 65633.733 | 5766.9054 | 393.6925 | 0.26045 | 0.19299 | 0.19203 | 0.21021 | 364 | 14 | Winter | 0.36662 | 0.31876 | 0.31876 | 0.87131 | 0.25223 | 0.19203 | 0.26045 | 0.50431 | 0.65161 | 0.85008 | 0.011519 | 0.00079999 | 0.21021 | 0.38684 | 0.65161 | 0 | 0 | 0.85 | 0.85 | 0.85 | 0.85 | 0.87131 | 0.011519 | 0.45706 | 0.18231 | 0
2025-12-30 15:00 | 72438.3547 | 68478.4867 | 3542.2117 | 417.6563 | 0.15997 | 0.20473 | 0.20342 | 0.2284 | 364 | 15 | Winter | 0.35644 | 0.32325 | 0.32325 | 0.87285 | 0.24653 | 0.20342 | 0.15997 | 0.52622 | 0.65161 | 0.85008 | 0.011764 | 0.001192 | 0.2284 | 0.41154 | 0.65161 | 0 | 0 | 0.85 | 0.85 | 0.85 | 0.85 | 0.87285 | 0.011764 | 0.48176 | 0.11198 | 0
2025-12-30 16:00 | 74606.0177 | 72837.8244 | 1310.2717 | 457.9215 | 0.059175 | 0.22447 | 0.22325 | 0.24651 | 364 | 16 | Winter | 0.34271 | 0.32889 | 0.32889 | 0.87552 | 0.27001 | 0.22325 | 0.059175 | 0.54156 | 0.66088 | 0.85008 | 0.012567 | 0.0013328 | 0.24651 | 0.50479 | 0.66088 | 0 | 0 | 0.85 | 0.85 | 0.85 | 0.85 | 0.87552 | 0.012567 | 0.52016 | 0.041422 | 0
2025-12-30 17:00 | 78491.4192 | 77944.9837 | 37.4154 | 509.0201 | 0.0016898 | 0.24952 | 0.24852 | 0.26751 | 364 | 17 | Winter | 0.35239 | 0.34089 | 0.34089 | 0.87812 | 0.31218 | 0.24852 | 0.0016898 | 0.47484 | 0.66641 | 0.85008 | 0.012811 | 0.0013818 | 0.26751 | 0.55841 | 0.66641 | 0 | 0 | 0.85 | 0.85 | 0.85 | 0.85 | 0.87812 | 0.012811 | 0.563 | 0.0011828 | 0.108
2025-12-30 18:00 | 79456.458 | 78919.7922 | 0 | 536.6658 | 0 | 0.26307 | 0.26198 | 0.28272 | 364 | 18 | Winter | 0.36908 | 0.35647 | 0.35647 | 0.8795 | 0.33257 | 0.26198 | 0 | 0.15048 | 0.66641 | 0.85008 | 0.011554 | 0.0054852 | 0.28272 | 0.57233 | 0.66641 | 0 | 0 | 0.85 | 0.85 | 0.85 | 0.85 | 0.8795 | 0.011554 | 0.60036 | 0 | 0.31896
2025-12-30 19:00 | 78206.0573 | 77660.9873 | 0 | 545.07 | 0 | 0.26719 | 0.26566 | 0.29486 | 364 | 19 | Winter | 0.39083 | 0.3598 | 0.3598 | 0.8799 | 0.35171 | 0.26566 | 0 | 0 | 0.66641 | 0.85008 | 0.011624 | 0.0054852 | 0.29486 | 0.56127 | 0.66641 | 0 | 0 | 0.85 | 0.85 | 0.85 | 0.85 | 0.8799 | 0.011624 | 0.6033 | 0 | 0.16946
2025-12-30 20:00 | 75946.3847 | 75399.2972 | 0 | 547.0875 | 0 | 0.26818 | 0.26628 | 0.30246 | 364 | 20 | Winter | 0.38392 | 0.35256 | 0.35256 | 0.88015 | 0.35332 | 0.26628 | 0 | 0 | 0.66539 | 0.85008 | 0.011729 | 0.0079216 | 0.30246 | 0.55127 | 0.66539 | 0 | 0 | 0.85 | 0.85 | 0.85 | 0.85 | 0.88015 | 0.011729 | 0.58652 | 0 | 0.16317
2025-12-30 21:00 | 73051.0175 | 72490.5643 | 0 | 560.4532 | 0 | 0.27473 | 0.27299 | 0.30616 | 364 | 21 | Winter | 0.36841 | 0.34678 | 0.34678 | 0.88022 | 0.34293 | 0.27299 | 0 | 0 | 0.66206 | 0.85008 | 0.011764 | 0.0066981 | 0.30616 | 0.52537 | 0.66206 | 0 | 0 | 0.85 | 0.85 | 0.85 | 0.85 | 0.88022 | 0.011764 | 0.56856 | 0 | 0.14339
2025-12-30 22:00 | 68583.1589 | 67998.2982 | 0 | 584.8607 | 0 | 0.2867 | 0.28543 | 0.30962 | 364 | 22 | Winter | 0.35457 | 0.33613 | 0.33613 | 0.87928 | 0.32008 | 0.28543 | 0 | 0 | 0.66206 | 0.85008 | 0.011868 | 0.0013818 | 0.30962 | 0.46434 | 0.66206 | 0 | 0 | 0.85 | 0.85 | 0.85 | 0.85 | 0.87928 | 0.011868 | 0.54642 | 0 | 0.12674
2025-12-30 23:00 | 63895.8123 | 63288.7187 | 0 | 607.0936 | 0 | 0.29759 | 0.29656 | 0.31634 | 364 | 23 | Winter | 0.33817 | 0.32402 | 0.32402 | 0.87673 | 0.30333 | 0.29656 | 0 | 0 | 0.66044 | 0.85008 | 0.011659 | 0.0013818 | 0.31634 | 0.41028 | 0.66044 | 0 | 0 | 0.85 | 0.85 | 0.85 | 0.85 | 0.87673 | 0.011659 | 0.51856 | 0 | 0.039796
2025-12-31 00:00 | 61772.7595 | 61145.1714 | 0 | 627.5881 | 0 | 0.30764 | 0.30632 | 0.3315 | 365 | 0 | Winter | 0.38112 | 0.34822 | 0.34822 | 0.87184 | 0.31588 | 0.30632 | 0 | 0 | 0.65714 | 0.85008 | 0.011799 | 0.0012155 | 0.3315 | 0.39122 | 0.65714 | 0 | 0 | 0.85 | 0.85 | 0.85 | 0.85 | 0.87184 | 0.011799 | 0.48528 | 0 | 0.0029205
2025-12-31 01:00 | 61081.9856 | 60429.2681 | 0 | 652.7176 | 0 | 0.31996 | 0.31839 | 0.34824 | 365 | 1 | Winter | 0.36674 | 0.33231 | 0.33231 | 0.87605 | 0.28158 | 0.31839 | 0 | 0 | 0.65714 | 0.85008 | 0.009774 | 0.00081967 | 0.34824 | 0.37856 | 0.65714 | 0 | 0 | 0.85 | 0.85 | 0.85 | 0.85 | 0.87605 | 0.009774 | 0.4777 | 0 | 0
2025-12-31 02:00 | 61023.4616 | 60338.5468 | 0 | 684.9147 | 0 | 0.33574 | 0.33431 | 0.36171 | 365 | 2 | Winter | 0.34679 | 0.32201 | 0.32201 | 0.8763 | 0.24925 | 0.33431 | 0 | 0 | 0.65714 | 0.85008 | 0.0098438 | 0.00079999 | 0.36171 | 0.37271 | 0.65714 | 0 | 0 | 0.85 | 0.85 | 0.85 | 0.85 | 0.8763 | 0.0098438 | 0.47491 | 0 | 0
2025-12-31 03:00 | 61288.734 | 60572.3692 | 0 | 716.3648 | 0 | 0.35116 | 0.34994 | 0.37329 | 365 | 3 | Winter | 0.3338 | 0.31706 | 0.31706 | 0.87561 | 0.23438 | 0.34994 | 0 | 0 | 0.65714 | 0.85008 | 0.0098089 | 0.00079999 | 0.37329 | 0.37639 | 0.65714 | 0 | 0 | 0.85 | 0.85 | 0.85 | 0.85 | 0.87561 | 0.0098089 | 0.47708 | 0 | 0
2025-12-31 04:00 | 62177.1735 | 61439.6004 | 0 | 737.573 | 0 | 0.36156 | 0.36046 | 0.38132 | 365 | 4 | Winter | 0.33501 | 0.31839 | 0.31839 | 0.87687 | 0.215 | 0.36046 | 0 | 0 | 0.65714 | 0.85008 | 0.0099486 | 0.00079999 | 0.38132 | 0.39652 | 0.65714 | 0 | 0 | 0.85 | 0.85 | 0.85 | 0.85 | 0.87687 | 0.0099486 | 0.49014 | 0 | 0
2025-12-31 05:00 | 67332.8813 | 66577.8125 | 0 | 755.0688 | 0 | 0.37013 | 0.36922 | 0.3866 | 365 | 5 | Winter | 0.34255 | 0.3212 | 0.3212 | 0.87819 | 0.21182 | 0.36922 | 0 | 0 | 0.65714 | 0.85008 | 0.010053 | 0.00079999 | 0.3866 | 0.45896 | 0.65714 | 0 | 0 | 0.85 | 0.85 | 0.85 | 0.85 | 0.87819 | 0.010053 | 0.52415 | 0 | 0
2025-12-31 06:00 | 75471.3671 | 74714.6679 | 0 | 756.6992 | 0 | 0.37093 | 0.36998 | 0.38804 | 365 | 6 | Winter | 0.3535 | 0.33148 | 0.33148 | 0.87914 | 0.24668 | 0.36998 | 0 | 0 | 0.65714 | 0.85008 | 0.010088 | 0.00079999 | 0.38804 | 0.54134 | 0.65714 | 0 | 0 | 0.85 | 0.85 | 0.85 | 0.85 | 0.87914 | 0.010088 | 0.55421 | 0 | 0.00017779
2025-12-31 07:00 | 83704.5469 | 82905.8889 | 51.9626 | 746.6954 | 0.0023467 | 0.36603 | 0.36492 | 0.38601 | 365 | 7 | Winter | 0.39334 | 0.34859 | 0.34859 | 0.8799 | 0.30623 | 0.36492 | 0.0023467 | 0 | 0.65714 | 0.85008 | 0.011938 | 0.017261 | 0.38601 | 0.53641 | 0.65714 | 0 | 0 | 0.85 | 0.85 | 0.85 | 0.85 | 0.8799 | 0.011938 | 0.56215 | 0.0016427 | 0.0038224
2025-12-31 08:00 | 81111.9182 | 78972.6248 | 1412.1873 | 727.1061 | 0.063777 | 0.35642 | 0.35516 | 0.37931 | 365 | 8 | Winter | 0.43014 | 0.36227 | 0.36227 | 0.88068 | 0.34685 | 0.35516 | 0.063777 | 0 | 0.65714 | 0.85008 | 0.010821 | 0.0096506 | 0.37931 | 0.4851 | 0.65714 | 0 | 0 | 0.85 | 0.85 | 0.85 | 0.85 | 0.88068 | 0.010821 | 0.53053 | 0.044644 | 8.8894e-05
2025-12-31 09:00 | 79249.4993 | 74770.8656 | 3768.7384 | 709.8952 | 0.1702 | 0.34799 | 0.34674 | 0.37053 | 365 | 9 | Winter | 0.43228 | 0.35522 | 0.35522 | 0.88103 | 0.35924 | 0.34674 | 0.1702 | 0.040275 | 0.65714 | 0.85008 | 0.010961 | 0.00079999 | 0.37053 | 0.4407 | 0.65714 | 0 | 0 | 0.85 | 0.85 | 0.85 | 0.85 | 0.88103 | 0.010961 | 0.50047 | 0.11914 | 0
2025-12-31 10:00 | 77765.4949 | 71138.937 | 5883.6605 | 742.8974 | 0.26572 | 0.36417 | 0.36392 | 0.36865 | 365 | 10 | Winter | 0.4061 | 0.33487 | 0.33487 | 0.88085 | 0.36964 | 0.36392 | 0.26572 | 0.40566 | 0.65161 | 0.85008 | 0.013544 | 0.00079999 | 0.36865 | 0.43351 | 0.65161 | 0 | 0 | 0.85 | 0.85 | 0.85 | 0.85 | 0.88085 | 0.013544 | 0.48026 | 0.186 | 0
2025-12-31 11:00 | 74451.4273 | 66446.0942 | 7228.7068 | 776.6263 | 0.32646 | 0.3807 | 0.38133 | 0.36921 | 365 | 11 | Winter | 0.3925 | 0.32321 | 0.32321 | 0.87126 | 0.35242 | 0.38133 | 0.32646 | 0.54927 | 0.65161 | 0.85008 | 0.013649 | 0.00079999 | 0.36921 | 0.42796 | 0.65161 | 0 | 0 | 0.85 | 0.85 | 0.85 | 0.85 | 0.87126 | 0.013649 | 0.46854 | 0.22852 | 0
2025-12-31 12:00 | 72879.8215 | 64343.2248 | 7746.4814 | 790.1152 | 0.34985 | 0.38731 | 0.38841 | 0.36753 | 365 | 12 | Winter | 0.3815 | 0.31623 | 0.31623 | 0.87098 | 0.31489 | 0.38841 | 0.34985 | 0.54413 | 0.65161 | 0.85008 | 0.013788 | 0.00079999 | 0.36753 | 0.41662 | 0.65161 | 0 | 0 | 0.85 | 0.85 | 0.85 | 0.85 | 0.87098 | 0.013788 | 0.46441 | 0.24489 | 0
2025-12-31 13:00 | 72659.9843 | 64630.5063 | 7236.161 | 793.3171 | 0.3268 | 0.38888 | 0.39027 | 0.3637 | 365 | 13 | Winter | 0.37364 | 0.31803 | 0.31803 | 0.87056 | 0.27101 | 0.39027 | 0.3268 | 0.51602 | 0.65161 | 0.85008 | 0.010996 | 0.00079999 | 0.3637 | 0.39216 | 0.65161 | 0 | 0 | 0.85 | 0.85 | 0.85 | 0.85 | 0.87056 | 0.010996 | 0.45541 | 0.22876 | 0
2025-12-31 14:00 | 72849.7666 | 66115.2624 | 5946.7129 | 787.7913 | 0.26857 | 0.38617 | 0.38778 | 0.35705 | 365 | 14 | Winter | 0.36662 | 0.31876 | 0.31876 | 0.87131 | 0.25223 | 0.38778 | 0.26857 | 0.50431 | 0.65161 | 0.85008 | 0.011519 | 0.00079999 | 0.35705 | 0.38684 | 0.65161 | 0 | 0 | 0.85 | 0.85 | 0.85 | 0.85 | 0.87131 | 0.011519 | 0.45706 | 0.188 | 0
2025-12-31 15:00 | 73417.7323 | 68714.0165 | 3932.256 | 771.4599 | 0.17759 | 0.37817 | 0.37991 | 0.34669 | 365 | 15 | Winter | 0.35644 | 0.32325 | 0.32325 | 0.87285 | 0.24653 | 0.37991 | 0.17759 | 0.52622 | 0.65161 | 0.85008 | 0.011764 | 0.001192 | 0.34669 | 0.41154 | 0.65161 | 0 | 0 | 0.85 | 0.85 | 0.85 | 0.85 | 0.87285 | 0.011764 | 0.48176 | 0.12431 | 0
2025-12-31 16:00 | 75504.3824 | 73215.5555 | 1533.2073 | 755.6196 | 0.069243 | 0.3704 | 0.37237 | 0.33474 | 365 | 16 | Winter | 0.34271 | 0.32889 | 0.32889 | 0.87552 | 0.27001 | 0.37237 | 0.069243 | 0.54156 | 0.66088 | 0.85008 | 0.012567 | 0.0013328 | 0.33474 | 0.50479 | 0.66088 | 0 | 0 | 0.85 | 0.85 | 0.85 | 0.85 | 0.87552 | 0.012567 | 0.52016 | 0.04847 | 0
2025-12-31 17:00 | 79614.3173 | 78810.2172 | 50.8545 | 753.2457 | 0.0022967 | 0.36924 | 0.37159 | 0.32671 | 365 | 17 | Winter | 0.35239 | 0.34089 | 0.34089 | 0.87812 | 0.31218 | 0.37159 | 0.0022967 | 0.47484 | 0.66641 | 0.85008 | 0.012811 | 0.0013818 | 0.32671 | 0.55841 | 0.66641 | 0 | 0 | 0.85 | 0.85 | 0.85 | 0.85 | 0.87812 | 0.012811 | 0.563 | 0.0016077 | 0.108
2025-12-31 18:00 | 80700.9969 | 79959.5591 | 0 | 741.4378 | 0 | 0.36345 | 0.36589 | 0.31942 | 365 | 18 | Winter | 0.36908 | 0.35647 | 0.35647 | 0.8795 | 0.33257 | 0.36589 | 0 | 0.15048 | 0.66641 | 0.85008 | 0.011554 | 0.0054852 | 0.31942 | 0.57233 | 0.66641 | 0 | 0 | 0.85 | 0.85 | 0.85 | 0.85 | 0.8795 | 0.011554 | 0.60036 | 0 | 0.31896
2025-12-31 19:00 | 79566.767 | 78842.7932 | 0 | 723.9738 | 0 | 0.35489 | 0.35735 | 0.31045 | 365 | 19 | Winter | 0.39083 | 0.3598 | 0.3598 | 0.8799 | 0.35171 | 0.35735 | 0 | 0 | 0.66641 | 0.85008 | 0.011624 | 0.0054852 | 0.31045 | 0.56127 | 0.66641 | 0 | 0 | 0.85 | 0.85 | 0.85 | 0.85 | 0.8799 | 0.011624 | 0.6033 | 0 | 0.16946
2025-12-31 20:00 | 77393.3109 | 76688.4495 | 0 | 704.8613 | 0 | 0.34552 | 0.34793 | 0.30204 | 365 | 20 | Winter | 0.38392 | 0.35256 | 0.35256 | 0.88015 | 0.35332 | 0.34793 | 0 | 0 | 0.66539 | 0.85008 | 0.011729 | 0.0079216 | 0.30204 | 0.55127 | 0.66539 | 0 | 0 | 0.85 | 0.85 | 0.85 | 0.85 | 0.88015 | 0.011729 | 0.58652 | 0 | 0.16317
2025-12-31 21:00 | 74539.3589 | 73851.6365 | 0 | 687.7224 | 0 | 0.33712 | 0.33937 | 0.29646 | 365 | 21 | Winter | 0.36841 | 0.34678 | 0.34678 | 0.88022 | 0.34293 | 0.33937 | 0 | 0 | 0.66206 | 0.85008 | 0.011764 | 0.0066981 | 0.29646 | 0.52537 | 0.66206 | 0 | 0 | 0.85 | 0.85 | 0.85 | 0.85 | 0.88022 | 0.011764 | 0.56856 | 0 | 0.14339
2025-12-31 22:00 | 70058.4767 | 69382.6444 | 0 | 675.8323 | 0 | 0.33129 | 0.33342 | 0.29277 | 365 | 22 | Winter | 0.35457 | 0.33613 | 0.33613 | 0.87928 | 0.32008 | 0.33342 | 0 | 0 | 0.66206 | 0.85008 | 0.011868 | 0.0013818 | 0.29277 | 0.46434 | 0.66206 | 0 | 0 | 0.85 | 0.85 | 0.85 | 0.85 | 0.87928 | 0.011868 | 0.54642 | 0 | 0.12674
2025-12-31 23:00 | 65339.3523 | 64673.0174 | 0 | 666.3349 | 0 | 0.32663 | 0.32864 | 0.29038 | 365 | 23 | Winter | 0.33817 | 0.32402 | 0.32402 | 0.87673 | 0.30333 | 0.32864 | 0 | 0 | 0.66044 | 0.85008 | 0.011659 | 0.0013818 | 0.29038 | 0.41028 | 0.66044 | 0 | 0 | 0.85 | 0.85 | 0.85 | 0.85 | 0.87673 | 0.011659 | 0.51856 | 0 | 0.039796

## Peak CF statistics
Peak capacity-factor statistics — the two blocks every ELCCAfR cell is built from
Step 1 is the mean over each slice's days: it reproduces the SYSHECF table. Step 2 is the worst day (minimum) over the same days. ELCCAfR = Step 2 / Step 1, so Step 1 x ELCCAfR = Step 2 — the Check rows verify that.
Hour (Numeric) | 0 | 1 | 2 | 3 | 4 | 5 | 6 | 7 | 8 | 9 | 10 | 11 | 12 | 13 | 14 | 15 | 16 | 17 | 18 | 19 | 20 | 21 | 22 | 23
onshore-wind (CF hourly source column: wind_onshore_cf)
Step 1 — mean CF over the days in each slice (reproduces SYSHECF-onshore-wind)
Slice | Hour0 | Hour1 | Hour2 | Hour3 | Hour4 | Hour5 | Hour6 | Hour7 | Hour8 | Hour9 | Hour10 | Hour11 | Hour12 | Hour13 | Hour14 | Hour15 | Hour16 | Hour17 | Hour18 | Hour19 | Hour20 | Hour21 | Hour22 | Hour23
Winter | 0.19238 | 0.19557 | 0.19835 | 0.20099 | 0.20262 | 0.20201 | 0.19338 | 0.18271 | 0.17689 | 0.17604 | 0.18199 | 0.18854 | 0.19336 | 0.19563 | 0.19645 | 0.19518 | 0.19291 | 0.19224 | 0.19129 | 0.19122 | 0.19014 | 0.18854 | 0.1874 | 0.18665
Spring | 0.19625 | 0.19987 | 0.20361 | 0.20642 | 0.20729 | 0.20672 | 0.19736 | 0.18249 | 0.1743 | 0.17651 | 0.1817 | 0.18623 | 0.19009 | 0.1928 | 0.1957 | 0.19727 | 0.19667 | 0.19736 | 0.20064 | 0.20305 | 0.20177 | 0.19895 | 0.19711 | 0.19615
Summer | 0.16283 | 0.16583 | 0.16785 | 0.16881 | 0.16879 | 0.16761 | 0.15148 | 0.14067 | 0.14948 | 0.15567 | 0.15735 | 0.1585 | 0.16015 | 0.16141 | 0.1634 | 0.16526 | 0.16588 | 0.16328 | 0.16086 | 0.1653 | 0.16626 | 0.16402 | 0.16251 | 0.16226
Fall | 0.1904 | 0.19355 | 0.19651 | 0.19926 | 0.20013 | 0.19924 | 0.19201 | 0.17713 | 0.16588 | 0.17109 | 0.17665 | 0.17866 | 0.1795 | 0.18012 | 0.18225 | 0.18437 | 0.18439 | 0.18698 | 0.19409 | 0.19758 | 0.19614 | 0.19393 | 0.19182 | 0.19034
Summer Peak | 0.13955 | 0.14143 | 0.14183 | 0.14166 | 0.14195 | 0.14201 | 0.12905 | 0.12379 | 0.1324 | 0.13826 | 0.14169 | 0.1439 | 0.14418 | 0.14298 | 0.14134 | 0.13884 | 0.13529 | 0.12988 | 0.12736 | 0.13361 | 0.13812 | 0.14012 | 0.1418 | 0.14326
Winter Peak | 0.2402 | 0.2449 | 0.24781 | 0.25076 | 0.25242 | 0.25167 | 0.24402 | 0.23303 | 0.21811 | 0.21669 | 0.22177 | 0.22708 | 0.23125 | 0.23425 | 0.23715 | 0.23807 | 0.23639 | 0.23798 | 0.239 | 0.23713 | 0.23389 | 0.23075 | 0.22793 | 0.22612
Step 2 — worst day (minimum) CF over exactly the same days
Slice | Hour0 | Hour1 | Hour2 | Hour3 | Hour4 | Hour5 | Hour6 | Hour7 | Hour8 | Hour9 | Hour10 | Hour11 | Hour12 | Hour13 | Hour14 | Hour15 | Hour16 | Hour17 | Hour18 | Hour19 | Hour20 | Hour21 | Hour22 | Hour23
Winter | 0.087931 | 0.086826 | 0.087931 | 0.091808 | 0.093435 | 0.092973 | 0.076962 | 0.06529 | 0.06298 | 0.06752 | 0.061333 | 0.063623 | 0.065531 | 0.062116 | 0.060891 | 0.059444 | 0.056692 | 0.054844 | 0.057475 | 0.064888 | 0.066134 | 0.061554 | 0.059002 | 0.059464
Spring | 0.066214 | 0.071578 | 0.074873 | 0.077846 | 0.079011 | 0.078629 | 0.067058 | 0.060268 | 0.056491 | 0.049922 | 0.047712 | 0.048335 | 0.050163 | 0.051368 | 0.052895 | 0.05627 | 0.06308 | 0.064326 | 0.067761 | 0.077404 | 0.07429 | 0.068846 | 0.065431 | 0.063763
Summer | 0.073045 | 0.073547 | 0.07419 | 0.071598 | 0.069549 | 0.066114 | 0.051147 | 0.040761 | 0.042248 | 0.041243 | 0.03821 | 0.035216 | 0.032022 | 0.029571 | 0.028346 | 0.027362 | 0.027321 | 0.033087 | 0.040982 | 0.049319 | 0.051529 | 0.04727 | 0.043915 | 0.043433
Fall | 0.043815 | 0.04273 | 0.045643 | 0.050364 | 0.053478 | 0.054321 | 0.046969 | 0.04715 | 0.050103 | 0.055466 | 0.065632 | 0.069348 | 0.062638 | 0.066074 | 0.068263 | 0.072683 | 0.078228 | 0.081984 | 0.074873 | 0.076219 | 0.078529 | 0.080317 | 0.083993 | 0.079654
Summer Peak | 0.052091 | 0.054201 | 0.057375 | 0.059585 | 0.062618 | 0.066596 | 0.064828 | 0.059002 | 0.066415 | 0.067681 | 0.071116 | 0.066355 | 0.055306 | 0.052232 | 0.055848 | 0.056069 | 0.053839 | 0.054181 | 0.058199 | 0.065933 | 0.067661 | 0.064185 | 0.058721 | 0.054643
Winter Peak | 0.12717 | 0.13749 | 0.14183 | 0.14263 | 0.14233 | 0.14014 | 0.135 | 0.13269 | 0.12946 | 0.12293 | 0.12558 | 0.12781 | 0.13148 | 0.12925 | 0.12686 | 0.12144 | 0.11897 | 0.12168 | 0.12246 | 0.12017 | 0.1159 | 0.10965 | 0.10131 | 0.094882
Check — Step 1 x ELCCAfR - Step 2 must be 0 on the peak rows
Slice | Hour0 | Hour1 | Hour2 | Hour3 | Hour4 | Hour5 | Hour6 | Hour7 | Hour8 | Hour9 | Hour10 | Hour11 | Hour12 | Hour13 | Hour14 | Hour15 | Hour16 | Hour17 | Hour18 | Hour19 | Hour20 | Hour21 | Hour22 | Hour23
Summer Peak | 0 | 0 | 0 | 0 | 0 | 0 | 0 | 0 | 0 | 0 | 0 | 0 | 0 | 0 | 0 | 0 | 0 | 0 | 0 | 0 | 0 | 0 | 0 | 0
Winter Peak | 0 | 0 | 0 | 0 | 0 | 0 | 0 | 0 | 0 | 0 | 0 | 0 | 0 | 0 | 0 | 0 | 0 | 0 | 0 | 0 | 0 | 0 | 0 | 0
solar-pv (CF hourly source column: solar_cf)
Step 1 — mean CF over the days in each slice (reproduces SYSHECF-solar-pv)
Slice | Hour0 | Hour1 | Hour2 | Hour3 | Hour4 | Hour5 | Hour6 | Hour7 | Hour8 | Hour9 | Hour10 | Hour11 | Hour12 | Hour13 | Hour14 | Hour15 | Hour16 | Hour17 | Hour18 | Hour19 | Hour20 | Hour21 | Hour22 | Hour23
Winter | 0 | 0 | 0 | 0 | 0 | 0.0024526 | 0.024799 | 0.080766 | 0.18126 | 0.293 | 0.38317 | 0.43902 | 0.45567 | 0.43349 | 0.37563 | 0.28526 | 0.17469 | 0.078923 | 0.02457 | 0.0023495 | 0 | 0 | 0 | 0
Spring | 0 | 0 | 0 | 0 | 0 | 0.0025651 | 0.027051 | 0.093781 | 0.21177 | 0.33691 | 0.4356 | 0.49494 | 0.51233 | 0.48815 | 0.42401 | 0.3249 | 0.20321 | 0.088503 | 0.024657 | 0.0021184 | 0 | 0 | 0 | 0
Summer | 0 | 0 | 0 | 0 | 0 | 0.0084212 | 0.080192 | 0.19868 | 0.32468 | 0.43694 | 0.51968 | 0.56541 | 0.57611 | 0.55434 | 0.49796 | 0.41156 | 0.30162 | 0.18181 | 0.071557 | 0.0068332 | 0 | 0 | 0 | 0
Fall | 0 | 0 | 0 | 0 | 0 | 0.0004368 | 0.011121 | 0.080573 | 0.20816 | 0.33599 | 0.43409 | 0.49256 | 0.50898 | 0.48329 | 0.41749 | 0.31731 | 0.19429 | 0.073623 | 0.0097593 | 0.00031274 | 0 | 0 | 0 | 0
Summer Peak | 0 | 0 | 0 | 0 | 0 | 0.0048013 | 0.070317 | 0.18777 | 0.31277 | 0.42118 | 0.50237 | 0.5506 | 0.56303 | 0.538 | 0.47985 | 0.39324 | 0.28418 | 0.16657 | 0.060129 | 0.0034513 | 0 | 0 | 0 | 0
Winter Peak | 0 | 0 | 0 | 0 | 0 | 0 | 3.5412e-05 | 0.02235 | 0.12926 | 0.26072 | 0.36709 | 0.43275 | 0.45095 | 0.42455 | 0.35365 | 0.24646 | 0.12032 | 0.01985 | 1.9624e-05 | 0 | 0 | 0 | 0 | 0
Step 2 — worst day (minimum) CF over exactly the same days
Slice | Hour0 | Hour1 | Hour2 | Hour3 | Hour4 | Hour5 | Hour6 | Hour7 | Hour8 | Hour9 | Hour10 | Hour11 | Hour12 | Hour13 | Hour14 | Hour15 | Hour16 | Hour17 | Hour18 | Hour19 | Hour20 | Hour21 | Hour22 | Hour23
Winter | 0 | 0 | 0 | 0 | 0 | 0 | 0 | 0.0017864 | 0.042864 | 0.10469 | 0.16465 | 0.20812 | 0.21666 | 0.20743 | 0.18204 | 0.12782 | 0.052448 | 0.0015772 | 0 | 0 | 0 | 0 | 0 | 0
Spring | 0 | 0 | 0 | 0 | 0 | 0 | 0 | 0.0017048 | 0.044694 | 0.11529 | 0.18357 | 0.2442 | 0.25166 | 0.23036 | 0.18456 | 0.11889 | 0.045732 | 0.0013807 | 0 | 0 | 0 | 0 | 0 | 0
Summer | 0 | 0 | 0 | 0 | 0 | 0 | 0.01103 | 0.071419 | 0.15756 | 0.24452 | 0.31433 | 0.3507 | 0.34571 | 0.3194 | 0.2732 | 0.20606 | 0.13051 | 0.058924 | 0.0083429 | 0 | 0 | 0 | 0 | 0
Fall | 0 | 0 | 0 | 0 | 0 | 0 | 0 | 0.0047858 | 0.066322 | 0.15423 | 0.24058 | 0.312 | 0.31241 | 0.28543 | 0.2366 | 0.14927 | 0.061115 | 0.0033067 | 0 | 0 | 0 | 0 | 0 | 0
Summer Peak | 0 | 0 | 0 | 0 | 0 | 0.00018272 | 0.043912 | 0.1181 | 0.19407 | 0.26656 | 0.32565 | 0.36019 | 0.37308 | 0.37603 | 0.35201 | 0.29273 | 0.20511 | 0.11447 | 0.032546 | 4.9041e-05 | 0 | 0 | 0 | 0
Winter Peak | 0 | 0 | 0 | 0 | 0 | 0 | 0 | 0.0024283 | 0.069027 | 0.17371 | 0.25334 | 0.30977 | 0.34344 | 0.32921 | 0.26135 | 0.17151 | 0.063154 | 0.0015516 | 0 | 0 | 0 | 0 | 0 | 0
Check — Step 1 x ELCCAfR - Step 2 must be 0 on the peak rows
Slice | Hour0 | Hour1 | Hour2 | Hour3 | Hour4 | Hour5 | Hour6 | Hour7 | Hour8 | Hour9 | Hour10 | Hour11 | Hour12 | Hour13 | Hour14 | Hour15 | Hour16 | Hour17 | Hour18 | Hour19 | Hour20 | Hour21 | Hour22 | Hour23
Summer Peak | 0 | 0 | 0 | 0 | 0 | 0 | 0 | 0 | 0 | 0 | 0 | 0 | 0 | 0 | 0 | 0 | 0 | 0 | 0 | 0 | 0 | 0 | 0 | 0
Winter Peak | 0 | 0 | 0 | 0 | 0 | 0 | 3.5412e-05 | 0 | 0 | 0 | 0 | 0 | 0 | 0 | 0 | 0 | 0 | 0 | 1.9624e-05 | 0 | 0 | 0 | 0 | 0
offshore-wind (CF hourly source column: wind_offshore_cf)
Step 1 — mean CF over the days in each slice (reproduces SYSHECF-offshore-wind)
Slice | Hour0 | Hour1 | Hour2 | Hour3 | Hour4 | Hour5 | Hour6 | Hour7 | Hour8 | Hour9 | Hour10 | Hour11 | Hour12 | Hour13 | Hour14 | Hour15 | Hour16 | Hour17 | Hour18 | Hour19 | Hour20 | Hour21 | Hour22 | Hour23
Winter | 0.19263 | 0.19622 | 0.19937 | 0.20169 | 0.20297 | 0.20349 | 0.19707 | 0.18628 | 0.17777 | 0.17229 | 0.1712 | 0.1734 | 0.17673 | 0.17924 | 0.18132 | 0.18287 | 0.18499 | 0.18855 | 0.1912 | 0.19309 | 0.19309 | 0.19086 | 0.18866 | 0.18754
Spring | 0.19229 | 0.19425 | 0.19546 | 0.19661 | 0.19788 | 0.19842 | 0.1922 | 0.18084 | 0.17103 | 0.16686 | 0.16708 | 0.16907 | 0.17195 | 0.1755 | 0.17962 | 0.18353 | 0.18767 | 0.19305 | 0.1988 | 0.20206 | 0.2014 | 0.19914 | 0.19647 | 0.19371
Summer | 0.16028 | 0.16015 | 0.15891 | 0.15751 | 0.1569 | 0.15853 | 0.15061 | 0.13758 | 0.13692 | 0.14054 | 0.14276 | 0.14507 | 0.14785 | 0.15086 | 0.15372 | 0.15644 | 0.15909 | 0.15951 | 0.15947 | 0.16348 | 0.16473 | 0.16325 | 0.16158 | 0.15954
Fall | 0.18353 | 0.1844 | 0.18642 | 0.18817 | 0.18932 | 0.19 | 0.18557 | 0.17569 | 0.16412 | 0.16124 | 0.16269 | 0.16377 | 0.16502 | 0.16704 | 0.17122 | 0.17619 | 0.18032 | 0.1854 | 0.19308 | 0.19761 | 0.19827 | 0.19637 | 0.19351 | 0.18969
Summer Peak | 0.14595 | 0.14689 | 0.14677 | 0.14673 | 0.14679 | 0.14772 | 0.13976 | 0.12902 | 0.13057 | 0.13518 | 0.13891 | 0.14228 | 0.14387 | 0.14357 | 0.14273 | 0.14241 | 0.14257 | 0.14122 | 0.14081 | 0.14619 | 0.15115 | 0.15353 | 0.15365 | 0.15183
Winter Peak | 0.23673 | 0.24058 | 0.24378 | 0.24695 | 0.24834 | 0.24658 | 0.23811 | 0.22699 | 0.2132 | 0.20167 | 0.19671 | 0.19693 | 0.19957 | 0.20313 | 0.20763 | 0.21216 | 0.21692 | 0.22566 | 0.23416 | 0.23767 | 0.23678 | 0.23316 | 0.22899 | 0.22542
Step 2 — worst day (minimum) CF over exactly the same days
Slice | Hour0 | Hour1 | Hour2 | Hour3 | Hour4 | Hour5 | Hour6 | Hour7 | Hour8 | Hour9 | Hour10 | Hour11 | Hour12 | Hour13 | Hour14 | Hour15 | Hour16 | Hour17 | Hour18 | Hour19 | Hour20 | Hour21 | Hour22 | Hour23
Winter | 0.075723 | 0.071384 | 0.069 | 0.067795 | 0.066616 | 0.066804 | 0.06442 | 0.061661 | 0.064848 | 0.060482 | 0.052714 | 0.048911 | 0.04575 | 0.043393 | 0.047812 | 0.057616 | 0.065732 | 0.069536 | 0.068866 | 0.067661 | 0.064741 | 0.061929 | 0.062009 | 0.064259
Spring | 0.066295 | 0.062652 | 0.065357 | 0.0675 | 0.066884 | 0.069964 | 0.067527 | 0.053411 | 0.047196 | 0.049071 | 0.046661 | 0.040982 | 0.03608 | 0.031286 | 0.030241 | 0.031687 | 0.034125 | 0.037661 | 0.043634 | 0.053196 | 0.053786 | 0.055071 | 0.056518 | 0.063161
Summer | 0.048777 | 0.04883 | 0.047571 | 0.045482 | 0.041812 | 0.037795 | 0.030937 | 0.025875 | 0.025848 | 0.028018 | 0.033884 | 0.032652 | 0.029196 | 0.028714 | 0.031875 | 0.039643 | 0.047652 | 0.056089 | 0.060027 | 0.057268 | 0.05167 | 0.041705 | 0.035143 | 0.029679
Fall | 0.029464 | 0.027321 | 0.03083 | 0.035411 | 0.039857 | 0.044866 | 0.043982 | 0.043286 | 0.047866 | 0.057536 | 0.062062 | 0.063402 | 0.056411 | 0.053357 | 0.056116 | 0.063375 | 0.072643 | 0.081295 | 0.08242 | 0.081027 | 0.081161 | 0.075 | 0.07058 | 0.065946
Summer Peak | 0.054857 | 0.054402 | 0.056786 | 0.05992 | 0.051268 | 0.045375 | 0.040473 | 0.02858 | 0.025018 | 0.025232 | 0.025152 | 0.030214 | 0.030937 | 0.030777 | 0.032196 | 0.033187 | 0.03442 | 0.03667 | 0.04058 | 0.04583 | 0.050866 | 0.056277 | 0.05775 | 0.056411
Winter Peak | 0.10315 | 0.11178 | 0.11995 | 0.12956 | 0.13104 | 0.12916 | 0.12549 | 0.12179 | 0.098009 | 0.087937 | 0.094687 | 0.10621 | 0.11221 | 0.11502 | 0.12153 | 0.11719 | 0.11266 | 0.11617 | 0.12123 | 0.11754 | 0.1099 | 0.10637 | 0.10079 | 0.097286
Check — Step 1 x ELCCAfR - Step 2 must be 0 on the peak rows
Slice | Hour0 | Hour1 | Hour2 | Hour3 | Hour4 | Hour5 | Hour6 | Hour7 | Hour8 | Hour9 | Hour10 | Hour11 | Hour12 | Hour13 | Hour14 | Hour15 | Hour16 | Hour17 | Hour18 | Hour19 | Hour20 | Hour21 | Hour22 | Hour23
Summer Peak | 0 | 0 | 0 | 0 | 0 | 0 | 0 | 0 | 0 | 0 | 0 | 0 | 0 | 0 | 0 | 0 | 0 | 0 | 0 | 0 | 0 | 0 | 0 | 0
Winter Peak | 0 | 0 | 0 | 0 | 0 | 0 | 0 | 0 | 0 | 0 | 0 | 0 | 0 | 0 | 0 | 0 | 0 | 0 | 0 | 0 | 0 | 0 | 0 | 0
Check rows read 0 except where the Step 1 mean is below 0.001 and the derate is forced to 1.0 (solar overnight).

## ELCCAfR-hard-coal
hard coal | Hour0 | Hour1 | Hour2 | Hour3 | Hour4 | Hour5 | Hour6 | Hour7 | Hour8 | Hour9 | Hour10 | Hour11 | Hour12 | Hour13 | Hour14 | Hour15 | Hour16 | Hour17 | Hour18 | Hour19 | Hour20 | Hour21 | Hour22 | Hour23
Winter | bar: Hour0 to Hour23
Spring | bar: Hour0 to Hour23
Summer | bar: Hour0 to Hour23
Fall | bar: Hour0 to Hour23
Summer Peak | bar: Hour0 to Hour23
Winter Peak | bar: Hour0 to Hour23
Constant 1.0: SYSHECF-hard-coal is a borrowed constant per (slice, hour), so its minimum and mean over a slice's days coincide. Edit directly if this region has evidence for a real derate.

## ELCCAfR-steam-turbine
natural gas steam turbine | Hour0 | Hour1 | Hour2 | Hour3 | Hour4 | Hour5 | Hour6 | Hour7 | Hour8 | Hour9 | Hour10 | Hour11 | Hour12 | Hour13 | Hour14 | Hour15 | Hour16 | Hour17 | Hour18 | Hour19 | Hour20 | Hour21 | Hour22 | Hour23
Winter | bar: Hour0 to Hour23
Spring | bar: Hour0 to Hour23
Summer | bar: Hour0 to Hour23
Fall | bar: Hour0 to Hour23
Summer Peak | bar: Hour0 to Hour23
Winter Peak | bar: Hour0 to Hour23
Constant 1.0: SYSHECF-steam-turbine is a borrowed constant per (slice, hour), so its minimum and mean over a slice's days coincide. Edit directly if this region has evidence for a real derate.

## ELCCAfR-combined-cycle
natural gas combined cycle | Hour0 | Hour1 | Hour2 | Hour3 | Hour4 | Hour5 | Hour6 | Hour7 | Hour8 | Hour9 | Hour10 | Hour11 | Hour12 | Hour13 | Hour14 | Hour15 | Hour16 | Hour17 | Hour18 | Hour19 | Hour20 | Hour21 | Hour22 | Hour23
Winter | bar: Hour0 to Hour23
Spring | bar: Hour0 to Hour23
Summer | bar: Hour0 to Hour23
Fall | bar: Hour0 to Hour23
Summer Peak | bar: Hour0 to Hour23
Winter Peak | bar: Hour0 to Hour23
Constant 1.0: SYSHECF-combined-cycle is a borrowed constant per (slice, hour), so its minimum and mean over a slice's days coincide. Edit directly if this region has evidence for a real derate.

## ELCCAfR-nuclear
nuclear | Hour0 | Hour1 | Hour2 | Hour3 | Hour4 | Hour5 | Hour6 | Hour7 | Hour8 | Hour9 | Hour10 | Hour11 | Hour12 | Hour13 | Hour14 | Hour15 | Hour16 | Hour17 | Hour18 | Hour19 | Hour20 | Hour21 | Hour22 | Hour23
Winter | bar: Hour0 to Hour23
Spring | bar: Hour0 to Hour23
Summer | bar: Hour0 to Hour23
Fall | bar: Hour0 to Hour23
Summer Peak | bar: Hour0 to Hour23
Winter Peak | bar: Hour0 to Hour23
Constant 1.0: SYSHECF-nuclear is a borrowed constant per (slice, hour), so its minimum and mean over a slice's days coincide. Edit directly if this region has evidence for a real derate.

## ELCCAfR-hydro
hydro | Hour0 | Hour1 | Hour2 | Hour3 | Hour4 | Hour5 | Hour6 | Hour7 | Hour8 | Hour9 | Hour10 | Hour11 | Hour12 | Hour13 | Hour14 | Hour15 | Hour16 | Hour17 | Hour18 | Hour19 | Hour20 | Hour21 | Hour22 | Hour23
Winter | bar: Hour0 to Hour23
Spring | bar: Hour0 to Hour23
Summer | bar: Hour0 to Hour23
Fall | bar: Hour0 to Hour23
Summer Peak | bar: Hour0 to Hour23
Winter Peak | bar: Hour0 to Hour23
Constant 1.0: SYSHECF-hydro is a borrowed constant per (slice, hour), so its minimum and mean over a slice's days coincide. Edit directly if this region has evidence for a real derate.

## ELCCAfR-onshore-wind
onshore wind | Hour0 | Hour1 | Hour2 | Hour3 | Hour4 | Hour5 | Hour6 | Hour7 | Hour8 | Hour9 | Hour10 | Hour11 | Hour12 | Hour13 | Hour14 | Hour15 | Hour16 | Hour17 | Hour18 | Hour19 | Hour20 | Hour21 | Hour22 | Hour23
Winter | bar: Hour0 to Hour23
Spring | bar: Hour0 to Hour23
Summer | bar: Hour0 to Hour23
Fall | bar: Hour0 to Hour23
Summer Peak | 0.37327 | 0.38325 | 0.40453 | 0.42061 | 0.44113 | 0.46894 | 0.50235 | 0.47663 | 0.50161 | 0.48953 | 0.50191 | 0.46113 | 0.38359 | 0.36532 | 0.39514 | 0.40383 | 0.39796 | 0.41717 | 0.45697 | 0.49349 | 0.48987 | 0.45809 | 0.41411 | 0.38141
Winter Peak | 0.5294 | 0.56141 | 0.57233 | 0.56881 | 0.56386 | 0.55685 | 0.55323 | 0.5694 | 0.59352 | 0.5673 | 0.56624 | 0.56283 | 0.56858 | 0.55177 | 0.53495 | 0.5101 | 0.50328 | 0.51131 | 0.5124 | 0.50678 | 0.49551 | 0.47519 | 0.44448 | 0.41962

## ELCCAfR-solar-pv
solar pv | Hour0 | Hour1 | Hour2 | Hour3 | Hour4 | Hour5 | Hour6 | Hour7 | Hour8 | Hour9 | Hour10 | Hour11 | Hour12 | Hour13 | Hour14 | Hour15 | Hour16 | Hour17 | Hour18 | Hour19 | Hour20 | Hour21 | Hour22 | Hour23
Winter | bar: Hour0 to Hour23
Spring | bar: Hour0 to Hour23
Summer | bar: Hour0 to Hour23
Fall | bar: Hour0 to Hour23
Summer Peak | 1 | 1 | 1 | 1 | 1 | 0.038056 | 0.62449 | 0.62893 | 0.62048 | 0.63289 | 0.64824 | 0.65418 | 0.66263 | 0.69894 | 0.73358 | 0.7444 | 0.72176 | 0.68719 | 0.54127 | 0.014209 | 1 | 1 | 1 | 1
Winter Peak | 1 | 1 | 1 | 1 | 1 | 1 | 1 | 0.10865 | 0.53402 | 0.66627 | 0.69014 | 0.71582 | 0.76159 | 0.77544 | 0.73901 | 0.6959 | 0.52487 | 0.078164 | 1 | 1 | 1 | 1 | 1 | 1

## ELCCAfR-solar-thermal
solar thermal | Hour0 | Hour1 | Hour2 | Hour3 | Hour4 | Hour5 | Hour6 | Hour7 | Hour8 | Hour9 | Hour10 | Hour11 | Hour12 | Hour13 | Hour14 | Hour15 | Hour16 | Hour17 | Hour18 | Hour19 | Hour20 | Hour21 | Hour22 | Hour23
Winter | bar: Hour0 to Hour23
Spring | bar: Hour0 to Hour23
Summer | bar: Hour0 to Hour23
Fall | bar: Hour0 to Hour23
Summer Peak | 1 | 1 | 1 | 1 | 1 | 0.038056 | 0.62449 | 0.62893 | 0.62048 | 0.63289 | 0.64824 | 0.65418 | 0.66263 | 0.69894 | 0.73358 | 0.7444 | 0.72176 | 0.68719 | 0.54127 | 0.014209 | 1 | 1 | 1 | 1
Winter Peak | 1 | 1 | 1 | 1 | 1 | 1 | 1 | 0.10865 | 0.53402 | 0.66627 | 0.69014 | 0.71582 | 0.76159 | 0.77544 | 0.73901 | 0.6959 | 0.52487 | 0.078164 | 1 | 1 | 1 | 1 | 1 | 1
SYSHECF-solar-thermal mirrors solar-pv

## ELCCAfR-biomass
biomass | Hour0 | Hour1 | Hour2 | Hour3 | Hour4 | Hour5 | Hour6 | Hour7 | Hour8 | Hour9 | Hour10 | Hour11 | Hour12 | Hour13 | Hour14 | Hour15 | Hour16 | Hour17 | Hour18 | Hour19 | Hour20 | Hour21 | Hour22 | Hour23
Winter | bar: Hour0 to Hour23
Spring | bar: Hour0 to Hour23
Summer | bar: Hour0 to Hour23
Fall | bar: Hour0 to Hour23
Summer Peak | bar: Hour0 to Hour23
Winter Peak | bar: Hour0 to Hour23
Constant 1.0: SYSHECF-biomass is a borrowed constant per (slice, hour), so its minimum and mean over a slice's days coincide. Edit directly if this region has evidence for a real derate.

## ELCCAfR-geothermal
geothermal | Hour0 | Hour1 | Hour2 | Hour3 | Hour4 | Hour5 | Hour6 | Hour7 | Hour8 | Hour9 | Hour10 | Hour11 | Hour12 | Hour13 | Hour14 | Hour15 | Hour16 | Hour17 | Hour18 | Hour19 | Hour20 | Hour21 | Hour22 | Hour23
Winter | bar: Hour0 to Hour23
Spring | bar: Hour0 to Hour23
Summer | bar: Hour0 to Hour23
Fall | bar: Hour0 to Hour23
Summer Peak | bar: Hour0 to Hour23
Winter Peak | bar: Hour0 to Hour23
Constant 1.0: SYSHECF-geothermal is a borrowed constant per (slice, hour), so its minimum and mean over a slice's days coincide. Edit directly if this region has evidence for a real derate.

## ELCCAfR-petroleum
petroleum | Hour0 | Hour1 | Hour2 | Hour3 | Hour4 | Hour5 | Hour6 | Hour7 | Hour8 | Hour9 | Hour10 | Hour11 | Hour12 | Hour13 | Hour14 | Hour15 | Hour16 | Hour17 | Hour18 | Hour19 | Hour20 | Hour21 | Hour22 | Hour23
Winter | bar: Hour0 to Hour23
Spring | bar: Hour0 to Hour23
Summer | bar: Hour0 to Hour23
Fall | bar: Hour0 to Hour23
Summer Peak | bar: Hour0 to Hour23
Winter Peak | bar: Hour0 to Hour23
Constant 1.0: SYSHECF-petroleum is a borrowed constant per (slice, hour), so its minimum and mean over a slice's days coincide. Edit directly if this region has evidence for a real derate.

## ELCCAfR-natural-gas-peaker
natural gas peaker | Hour0 | Hour1 | Hour2 | Hour3 | Hour4 | Hour5 | Hour6 | Hour7 | Hour8 | Hour9 | Hour10 | Hour11 | Hour12 | Hour13 | Hour14 | Hour15 | Hour16 | Hour17 | Hour18 | Hour19 | Hour20 | Hour21 | Hour22 | Hour23
Winter | bar: Hour0 to Hour23
Spring | bar: Hour0 to Hour23
Summer | bar: Hour0 to Hour23
Fall | bar: Hour0 to Hour23
Summer Peak | bar: Hour0 to Hour23
Winter Peak | bar: Hour0 to Hour23
Constant 1.0: SYSHECF-natural-gas-peaker is a borrowed constant per (slice, hour), so its minimum and mean over a slice's days coincide. Edit directly if this region has evidence for a real derate.

## ELCCAfR-lignite
lignite | Hour0 | Hour1 | Hour2 | Hour3 | Hour4 | Hour5 | Hour6 | Hour7 | Hour8 | Hour9 | Hour10 | Hour11 | Hour12 | Hour13 | Hour14 | Hour15 | Hour16 | Hour17 | Hour18 | Hour19 | Hour20 | Hour21 | Hour22 | Hour23
Winter | bar: Hour0 to Hour23
Spring | bar: Hour0 to Hour23
Summer | bar: Hour0 to Hour23
Fall | bar: Hour0 to Hour23
Summer Peak | bar: Hour0 to Hour23
Winter Peak | bar: Hour0 to Hour23
Constant 1.0: SYSHECF-lignite is a borrowed constant per (slice, hour), so its minimum and mean over a slice's days coincide. Edit directly if this region has evidence for a real derate.

## ELCCAfR-offshore-wind
offshore wind | Hour0 | Hour1 | Hour2 | Hour3 | Hour4 | Hour5 | Hour6 | Hour7 | Hour8 | Hour9 | Hour10 | Hour11 | Hour12 | Hour13 | Hour14 | Hour15 | Hour16 | Hour17 | Hour18 | Hour19 | Hour20 | Hour21 | Hour22 | Hour23
Winter | bar: Hour0 to Hour23
Spring | bar: Hour0 to Hour23
Summer | bar: Hour0 to Hour23
Fall | bar: Hour0 to Hour23
Summer Peak | 0.37587 | 0.37035 | 0.38691 | 0.40836 | 0.34927 | 0.30718 | 0.2896 | 0.22152 | 0.19161 | 0.18666 | 0.18107 | 0.21236 | 0.21504 | 0.21436 | 0.22558 | 0.23304 | 0.24142 | 0.25965 | 0.28819 | 0.3135 | 0.33653 | 0.36654 | 0.37584 | 0.37153
Winter Peak | 0.43574 | 0.46461 | 0.49202 | 0.52464 | 0.52764 | 0.5238 | 0.52702 | 0.53655 | 0.45971 | 0.43606 | 0.48136 | 0.53932 | 0.56224 | 0.56622 | 0.5853 | 0.55235 | 0.51937 | 0.51481 | 0.51774 | 0.49453 | 0.46415 | 0.45619 | 0.44017 | 0.43157

## ELCCAfR-crude-oil
crude oil | Hour0 | Hour1 | Hour2 | Hour3 | Hour4 | Hour5 | Hour6 | Hour7 | Hour8 | Hour9 | Hour10 | Hour11 | Hour12 | Hour13 | Hour14 | Hour15 | Hour16 | Hour17 | Hour18 | Hour19 | Hour20 | Hour21 | Hour22 | Hour23
Winter | bar: Hour0 to Hour23
Spring | bar: Hour0 to Hour23
Summer | bar: Hour0 to Hour23
Fall | bar: Hour0 to Hour23
Summer Peak | bar: Hour0 to Hour23
Winter Peak | bar: Hour0 to Hour23
Constant 1.0: SYSHECF-crude-oil is a borrowed constant per (slice, hour), so its minimum and mean over a slice's days coincide. Edit directly if this region has evidence for a real derate.

## ELCCAfR-heavy-or-residual-oil
heavy or residual fuel oil | Hour0 | Hour1 | Hour2 | Hour3 | Hour4 | Hour5 | Hour6 | Hour7 | Hour8 | Hour9 | Hour10 | Hour11 | Hour12 | Hour13 | Hour14 | Hour15 | Hour16 | Hour17 | Hour18 | Hour19 | Hour20 | Hour21 | Hour22 | Hour23
Winter | bar: Hour0 to Hour23
Spring | bar: Hour0 to Hour23
Summer | bar: Hour0 to Hour23
Fall | bar: Hour0 to Hour23
Summer Peak | bar: Hour0 to Hour23
Winter Peak | bar: Hour0 to Hour23
Constant 1.0: SYSHECF-heavy-or-residual-oil is a borrowed constant per (slice, hour), so its minimum and mean over a slice's days coincide. Edit directly if this region has evidence for a real derate.

## ELCCAfR-MSW
municipal solid waste | Hour0 | Hour1 | Hour2 | Hour3 | Hour4 | Hour5 | Hour6 | Hour7 | Hour8 | Hour9 | Hour10 | Hour11 | Hour12 | Hour13 | Hour14 | Hour15 | Hour16 | Hour17 | Hour18 | Hour19 | Hour20 | Hour21 | Hour22 | Hour23
Winter | bar: Hour0 to Hour23
Spring | bar: Hour0 to Hour23
Summer | bar: Hour0 to Hour23
Fall | bar: Hour0 to Hour23
Summer Peak | bar: Hour0 to Hour23
Winter Peak | bar: Hour0 to Hour23
Constant 1.0: SYSHECF-MSW is a borrowed constant per (slice, hour), so its minimum and mean over a slice's days coincide. Edit directly if this region has evidence for a real derate.

## ELCCAfR-hard-coal-CCS
hard coal w CCS | Hour0 | Hour1 | Hour2 | Hour3 | Hour4 | Hour5 | Hour6 | Hour7 | Hour8 | Hour9 | Hour10 | Hour11 | Hour12 | Hour13 | Hour14 | Hour15 | Hour16 | Hour17 | Hour18 | Hour19 | Hour20 | Hour21 | Hour22 | Hour23
Winter | bar: Hour0 to Hour23
Spring | bar: Hour0 to Hour23
Summer | bar: Hour0 to Hour23
Fall | bar: Hour0 to Hour23
Summer Peak | bar: Hour0 to Hour23
Winter Peak | bar: Hour0 to Hour23
Constant 1.0: SYSHECF-hard-coal-CCS is a borrowed constant per (slice, hour), so its minimum and mean over a slice's days coincide. Edit directly if this region has evidence for a real derate.

## ELCCAfR-combined-cycle-CCS
natural gas combined cycle w CCS | Hour0 | Hour1 | Hour2 | Hour3 | Hour4 | Hour5 | Hour6 | Hour7 | Hour8 | Hour9 | Hour10 | Hour11 | Hour12 | Hour13 | Hour14 | Hour15 | Hour16 | Hour17 | Hour18 | Hour19 | Hour20 | Hour21 | Hour22 | Hour23
Winter | bar: Hour0 to Hour23
Spring | bar: Hour0 to Hour23
Summer | bar: Hour0 to Hour23
Fall | bar: Hour0 to Hour23
Summer Peak | bar: Hour0 to Hour23
Winter Peak | bar: Hour0 to Hour23
Constant 1.0: SYSHECF-combined-cycle-CCS is a borrowed constant per (slice, hour), so its minimum and mean over a slice's days coincide. Edit directly if this region has evidence for a real derate.

## ELCCAfR-biomass-CCS
biomass w CCS | Hour0 | Hour1 | Hour2 | Hour3 | Hour4 | Hour5 | Hour6 | Hour7 | Hour8 | Hour9 | Hour10 | Hour11 | Hour12 | Hour13 | Hour14 | Hour15 | Hour16 | Hour17 | Hour18 | Hour19 | Hour20 | Hour21 | Hour22 | Hour23
Winter | bar: Hour0 to Hour23
Spring | bar: Hour0 to Hour23
Summer | bar: Hour0 to Hour23
Fall | bar: Hour0 to Hour23
Summer Peak | bar: Hour0 to Hour23
Winter Peak | bar: Hour0 to Hour23
Constant 1.0: SYSHECF-biomass-CCS is a borrowed constant per (slice, hour), so its minimum and mean over a slice's days coincide. Edit directly if this region has evidence for a real derate.

## ELCCAfR-lignite-CCS
lignite w CCS | Hour0 | Hour1 | Hour2 | Hour3 | Hour4 | Hour5 | Hour6 | Hour7 | Hour8 | Hour9 | Hour10 | Hour11 | Hour12 | Hour13 | Hour14 | Hour15 | Hour16 | Hour17 | Hour18 | Hour19 | Hour20 | Hour21 | Hour22 | Hour23
Winter | bar: Hour0 to Hour23
Spring | bar: Hour0 to Hour23
Summer | bar: Hour0 to Hour23
Fall | bar: Hour0 to Hour23
Summer Peak | bar: Hour0 to Hour23
Winter Peak | bar: Hour0 to Hour23
Constant 1.0: SYSHECF-lignite-CCS is a borrowed constant per (slice, hour), so its minimum and mean over a slice's days coincide. Edit directly if this region has evidence for a real derate.

## ELCCAfR-SMR
small modular reactor | Hour0 | Hour1 | Hour2 | Hour3 | Hour4 | Hour5 | Hour6 | Hour7 | Hour8 | Hour9 | Hour10 | Hour11 | Hour12 | Hour13 | Hour14 | Hour15 | Hour16 | Hour17 | Hour18 | Hour19 | Hour20 | Hour21 | Hour22 | Hour23
Winter | bar: Hour0 to Hour23
Spring | bar: Hour0 to Hour23
Summer | bar: Hour0 to Hour23
Fall | bar: Hour0 to Hour23
Summer Peak | bar: Hour0 to Hour23
Winter Peak | bar: Hour0 to Hour23
Constant 1.0: SYSHECF-SMR is a borrowed constant per (slice, hour), so its minimum and mean over a slice's days coincide. Edit directly if this region has evidence for a real derate.

## ELCCAfR-hydrogen-CT
hydrogen combustion turbine | Hour0 | Hour1 | Hour2 | Hour3 | Hour4 | Hour5 | Hour6 | Hour7 | Hour8 | Hour9 | Hour10 | Hour11 | Hour12 | Hour13 | Hour14 | Hour15 | Hour16 | Hour17 | Hour18 | Hour19 | Hour20 | Hour21 | Hour22 | Hour23
Winter | bar: Hour0 to Hour23
Spring | bar: Hour0 to Hour23
Summer | bar: Hour0 to Hour23
Fall | bar: Hour0 to Hour23
Summer Peak | bar: Hour0 to Hour23
Winter Peak | bar: Hour0 to Hour23
Constant 1.0: SYSHECF-hydrogen-CT is a borrowed constant per (slice, hour), so its minimum and mean over a slice's days coincide. Edit directly if this region has evidence for a real derate.

## ELCCAfR-hydrogen-CC
hydrogen combined cycle | Hour0 | Hour1 | Hour2 | Hour3 | Hour4 | Hour5 | Hour6 | Hour7 | Hour8 | Hour9 | Hour10 | Hour11 | Hour12 | Hour13 | Hour14 | Hour15 | Hour16 | Hour17 | Hour18 | Hour19 | Hour20 | Hour21 | Hour22 | Hour23
Winter | bar: Hour0 to Hour23
Spring | bar: Hour0 to Hour23
Summer | bar: Hour0 to Hour23
Fall | bar: Hour0 to Hour23
Summer Peak | bar: Hour0 to Hour23
Winter Peak | bar: Hour0 to Hour23
Constant 1.0: SYSHECF-hydrogen-CC is a borrowed constant per (slice, hour), so its minimum and mean over a slice's days coincide. Edit directly if this region has evidence for a real derate.

## ELCCAfR-demand-altering-techs
Unit: dimensionless (ELCC fraction at hour) | Hour0 | Hour1 | Hour2 | Hour3 | Hour4 | Hour5 | Hour6 | Hour7 | Hour8 | Hour9 | Hour10 | Hour11 | Hour12 | Hour13 | Hour14 | Hour15 | Hour16 | Hour17 | Hour18 | Hour19 | Hour20 | Hour21 | Hour22 | Hour23
Winter | bar: Hour0 to Hour23
Spring | bar: Hour0 to Hour23
Summer | bar: Hour0 to Hour23
Fall | bar: Hour0 to Hour23
Summer Peak | 0.9 | 0.9 | 0.9 | 0.9 | 0.9 | 0.9 | 0.9 | 0.9 | 0.9 | 0.9 | 0.9 | 0.9 | 0.9 | 0.9 | 0.9 | 0.9 | 0.9 | 0.9 | 0.9 | 0.9 | 0.9 | 0.9 | 0.9 | 0.9
Winter Peak | 0.9 | 0.9 | 0.9 | 0.9 | 0.9 | 0.9 | 0.9 | 0.9 | 0.9 | 0.9 | 0.9 | 0.9 | 0.9 | 0.9 | 0.9 | 0.9 | 0.9 | 0.9 | 0.9 | 0.9 | 0.9 | 0.9 | 0.9 | 0.9
Judgment parameter, not derived: 0.9 on the peak slices, 1.0 elsewhere. Carried over from the eps-us value pending a regional view on how much demand-response peak reduction can be counted on for capacity adequacy.